16026 | T1 | Chemtrade Refinery Services, Inc. | Beaumont Sulfuric Acid Plant | 1400 Olin Road | Beaumont | TX | 77705 | Jefferson | CN602999567 | RN100218932 | continuous emissions monitoring system, portable hand-held analyzer, and data acquisition system. | The following property is used 100% for pollution control and is installed to meet or exceed federal or state regulations: continuous emissions monitoring system, portable hand-held analyzer, and data acquisition system. | 2012-06-29 | 677579 | 100
16027 | T1 | Southwestern Public Service Company | Tolk Station | 3 miles S on FM 2910 | Sudan | TX | 79347 | Lamb | CN601481336 | RN100224534 | replacement baghouse bags for Tolk #1 Baghouse and Tolk #2 Baghouse. | The following property is used 100% for pollution control and is installed to meet or exceed federal or state regulations: replacement baghouse bags for Tolk #1 Baghouse and Tolk #2 Baghouse. | 2012-08-31 | 1047929 | 100
16028 | T1 | Southwestern Public Service Company | Harrington Station | 8300 Lakeside Drive | Amarillo | TX | 79108 | Potter | CN601481336 | RN100224849 | replacement baghouse bags for Harrington Unit #2 Baghouse and Harrington Unit #3 Baghouse. | The following property is used 100% for pollution control and is installed to meet or exceed federal or state regulations: replacement baghouse bags installed in the Harrington Unit #2 Baghouse and Harrington Unit #3 Baghouse. | 2012-08-30 | 288228 | 100
16029 | T1 | Southwestern Public Service Company | Plant X | 5 miles south of Earth | Earth | TX | 79031 | Lamb | CN601481336 | RN100224419 | Replace CEMS equipment | Returned for failure to respond to a deficiency letter. | 2012-05-01 | 67908 | 100
16030 | T1 | Southwestern Public Service Company | Harrington Station | 8300 Lakeside Drive | Amarillo | TX | 79108 | Potter | CN601481336 | RN100224849 | Upgrade of software and equipment | Returned for failure to respond to a deficiency letter. | 2012-05-01 | 58403 | 100
16031 | T1 | Southwestern Public Service Company | Tolk Station | 3 miles S on FM 2910 | Sudan | TX | 79347 | Lamb | CN601481336 | RN100224534 | Replacement of pond liner used for blowdown containment and evaporation | Returned for failure to respond to a deficiency letter. | 2012-05-01 | 867871 | 100
16032 | T1 | Southwestern Public Service Company | Tolk Station | 3 miles S on FM 2910 | Sudan | TX | 79347 | Lamb | CN601481336 | RN100224534 | Replacement liner for pond containing cooling tower make-up water. | Returned for failure to respond to a deficiency letter. | 2012-05-01 | 1518604 | 100
16033 | T1 | Midcontinent Express Pipeline, LLC | MEP2 Compressor Station Atlanta | 1034 CR 4223 | Atlanta | TX | 75551 | Cass | CN603260373 | RN105684674 | four catalytic converters. | The following property is used 100% for pollution control and is installed to meet or exceed federal or state regulations: four catalytic convertors. | 2012-08-31 | 320000 | 100
16034 | T1 | Enterprise Products Operating, LLC | Pasadena Isobutylene Plant | 1500 North South Street | Pasadena | TX | 77503 | Harris | CN603211277 | RN102528197 | smokeless flare. | The following property is used 100% for pollution control and is installed to meet or exceed federal or state regulations: smokeless flare. | 2012-08-31 | 3170574 | 100
16035 | T1 | Rohm & Haas Texas | Wastewater Treatment Plant | 1900 Tidal Road | Deer Park | TX | 77536 | Harris | CN600131395 | RN100223205 | 3200 feet of underground 16 inch HDPE pipe. | The following property is used 100% for pollution control and is installed to meet or exceed federal or state regulations: 3200 feet of underground 16 inch HDPE pipe. | 2012-08-31 | 3000000 | 100
16036 | T1 | Rohm & Haas Texas | Acrylates PLant | 1900 Tidal Road | Deer Park | TX | 77536 | Harris | CN600131395 | RN100223205 | improvements to the N3 and N5 flares including improvements to the flare snuffing steam valves, new seal level transmitters, and a more reliable enrichment gas configuration. | The following property is used 100% for pollution control and is installed to meet or exceed federal or state regulations: improvements to the N3 and N5 flares including improvements to the flare snuffing steam valves, new seal level transmitters, and a more reliable enrichment gas configuration. | 2012-08-31 | 500000 | 100
16037 | T1 | The Dow Chemical Company | The Dow Chemical Company | 600 Battleground Rd | La Porte | TX | 77572 | Harris | CN600356976 | RN102414232 | Project to install a process water containment system on Line #1 and Line #3 in TPU. Equipment consists of screens, trenches, pumps, instrumentation and piping. | A positive use determination of 100% for the screens, trenches, pumps, instrumentation and piping. | 2012-08-31 | 37600 | 100
16038 | T1 | The Dow Chemical Company | The Dow Chemical Company | 600 Battleground Rd | La Porte | TX | 77572 | Harris | CN600356976 | RN102414232 | Installed redundant gas velocity and temperature measurement on the vent stack. | A positive use determination of 100% for the instrumentation which was installed. | 2012-03-30 | 55000 | 100
16039 | T1 | The Dow Chemical Company | The Dow Chemical Company | 600 Battleground Rd | La Porte | TX | 77572 | Harris | CN600356976 | RN102414232 | Installed environmental paving to segregate stormwater prior to discharge through a regulated outfall. | A positive use determination of 100% for the environmental paving. | 2012-07-02 | 125000 | 100
16040 | T1 | Mark West Energy East Tx Gas Co LLC | Hancock Compressor Station | 0.7 mile from intersection | Carthage | TX |  | Panola | CN602694523 | RN102198470 | air/fuel ratio controller and catalytic converter used to modify one compressor engine. | The following property is used 100% for pollution control and is installed to meet or exceed federal or state regulations: air/fuel ratio controller and catalytic converter used to modify one compressor engine. | 2012-08-31 | 152000 | 100
16041 | T1 | Mark West Energy East Tx Gas Co LLC | Pinewood Compressor Station | 330 feet SW from intersection | Gary | TX |  | Panola | CN602694523 | RN102187358 | air/fuel ratio controllers and catalytic converters used to modify two compressor engines. | The following property is used 100% for pollution control and is installed to meet or exceed federal or state regulations: air/fuel ratio controllers and catalytic converters used to modify two compressor engines. | 2012-08-31 | 174000 | 100
16042 | T1 | MarkWest Energy Oklahoma Gas Company, LLC | Britt South Compressor Station | FM 592, service road is | Wheeler | TX |  | Wheeler | CN603400276 | RN105609002 | air/fuel ratio controllers and catalytic converters used to modify three compressor engines. | The following property is used 100% for pollution control and is installed to meet or exceed federal or state regulations: air/fuel ratio controllers and catalytic converters used to modify three compressor engines. | 2012-08-31 | 261000 | 100
16043 | T1 | Union Carbide Corporation | Isopropanol Flare | 3301 5th Avenue South | Texas City | TX | 77590 | Galveston | CN601688781 | RN100219351 | liquid knock out pot, pumping trap, and instrumentation for the Isopropanol Flare. | The following property is used 100% for pollution control and is installed to meet or exceed federal or state regulations: liquid knock out pot, pumping trap, and instrumentation for the Isopropanol Flare. | 2012-03-08 | 490000 | 100
16044 | T1 | MarkWest Energy Oklahoma Gas Company, LLC | Britt East Compressor Station | 2 miles N of Hwy 152 | Wheeler | TX |  | Wheeler | CN603400276 | RN105609333 | air/fuel ratio controllers and catalytic converters used to modify two compressor engines. | The following property is used 100% for pollution control and is installed to meet or exceed federal or state regulations: air/fuel ratio controllers and catalytic converters used to modify two compressor engines. | 2012-07-02 | 174000 | 100
16045 | T1 | The Dow Chemical Company | The Dow Chemical Company | 600 Battleground Rd | La Porte | TX | 77572 | Harris | CN600356976 | RN102414232 | Project to install a floating roof system in a wastewater tank. | A positive use determination of 100% for the wastewater tank floating roof. | 2012-08-31 | 400000 | 100
16046 | T1 | MarkWest Energy Oklahoma Gas Company, LLC | Britt North Compressor Station | FM Rd 592, 0.6 mile south | Wheeler | TX |  | Wheeler | CN603400276 | RN105609366 | air/fuel ratio controller and catalytic converter used to modify one compressor engine. | The following property is used 100% for pollution control and is installed to meet or exceed federal or state regulations: air/fuel ratio controller and catalytic converter used to modify one compressor engine. | 2012-08-31 | 87000 | 100
16047 | T1 | Union Carbide Corporation | Polyethylene Flare | 7501 North State Highway 185 | Seadrift | TX | 77983 | Calhoun | CN601688781 | RN105899744 | new flare tip pilots with auto ignition, high energy igniters, and backup power for the flare header waste gas analyzers for the LP-1 and LP-5 flare systems; and a liquid collection pot for the LP-1 Flare Header. | The following property is used 100% for pollution control and is installed to meet or exceed federal or state regulations: new flare tip pilots with auto ignition, high energy igniters, and backup power for the flare header waste gas analyzers for the LP-1 and LP-5 flare systems; and a liquid collection pot for the LP-1 Flare Header. | 2012-08-31 | 900000 | 100
16048 | T1 | The Dow Chemical Company | The Dow Chemical Company | 600 Battleground Rd | La Porte | TX | 77572 | Harris | CN600356976 | RN102414232 | Installed a scrubber on the thermal oxidizer system. | A positive use determination of 100% for the scrubber installed on the thermal oxidizer system. | 2012-08-31 | 589000 | 100
16049 | T1 | TPC Group, LLC | TPC Houston Operations | 8600 Park Place Blvd | Houston | TX | 77017 | Harris | CN603624289 | RN100219526 | 2D-68 wastewater VOC stripper backup and associated piping, electrical system, instrumentation, and pumps. | The following property is used 100% for pollution control and is installed to meet or exceed federal or state regulations: 2D-68 waste water VOC stripper backup and associated piping, electrical system, instrumentation, and pumps. | 2012-08-31 | 1447453 | 100
16050 | T1 | TPC Group, LLC | TPC Houston Operations | 8600 Park Place Blvd | Houston | TX | 77017 | Harris | CN603624289 | RN100219526 | two handheld photo ionization detectors | Returned for failure to respond to a deficiency letter. | 2012-08-31 | 13030 | 100
16051 | T1 | The Dow Chemical Company | The Dow Chemical Company | 600 Battleground Rd | La Porte | TX | 77572 | Harris | CN600356976 | RN102414232 | Property: computer hardware & software configuration cost to install a system to manage and provide reporting data for NOx. | A positive use determination of 100% for the computer hardware & software configuration cost to install a system to manage and provide reporting data. | 2012-08-31 | 30000 | 100
16052 | T1 | The Dow Chemical Company | Markham | 6880 FM 1468 | Bay City | TX | 77414 | Matagorda | Insuffucient Information | Insuffucient Information | Gas Detection devices installed at compressor seals. | Withdrawn by applicant | 2012-08-31 | 42900 | 100
16053 | T1 | TPC Group, LLC | TPC Houston Operations | 8600 Park Place Blvd | Houston | TX | 77017 | Harris | CN603624289 | RN100219526 | the incremental cost to replace on 19 process pumps single mechanical seal configurations with dual mechanical seals. | The following property is used 100% for pollution control and is installed to meet or exceed federal or state regulations: the incremental cost to replace on 19 process pumps single mechanical seal configurations with dual mechanical seals. | 2012-08-31 | 609081 | 100
16054 | T1 | The Dow Chemical Company | The Dow Chemical Company | 739 Battleground Rd | Deer Park | TX | 77536 | Harris | CN600130066 | RN100219070 | Vent Recovery Piping, Vent Relief Valve. Piping installed between sulfuric acid storage tank and truck loading area | A positive use determination for 100% of vent recovery piping and vent relief valve. | 2012-07-03 | 90000 | 100
16055 | T1 | TPC Group, LLC | TPC Houston Operations | 8600 Park Place Blvd | Houston | TX | 77017 | Harris | CN603624289 | RN100219526 | second NOx and CO CEMS installed at boilers 10 and 11. | The following property is used 100% for pollution control and is installed to meet or exceed federal or state regulations: second CEMS installed to monitor the stacks of Boilers 10 and 11. | 2012-08-30 | 154590 | 100
16056 | T2 | TPC Group, LLC | TPC Houston Operations | 8600 Park Place Blvd | Houston | TX | 77017 | Harris | CN603624289 | RN100219526 | replacement of screwed piping joints with welded and flanged piping joints in the DiMethylFormamide (DMF) Unit and High Purity Isobutylene (HPIB) Unit. | Returned for failure to respond to a deficiency letter. | 2012-04-03 | 314571 | 100
16057 | T1 | The Dow Chemical Company | The Dow Chemical Company | 739 Battleground Rd | Deer Park | TX | 77536 | Harris | CN600130066 | RN100219070 | Property: computer hardware & software configuration cost to install a system to manage and provide reporting data for NOx emissions. Equipment to monitor fuel flow to 3 boilers. | A positive use determination of 100% for the monitoring equipment. | 2012-03-30 | 83000 | 100
16058 | T1 | The Dow Chemical Company | The Dow Chemical Company | 9502 Battleground Blvd | Pasadena | TX | 77507 | Harris | Insuffucient Information | Insuffucient Information | Installed five new wastewater guns in the liquid thermal oxidizer. | A positive use determination of 100% for the five new wastewater guns installed in the liquid thermal oxidizer. | 2012-08-30 | 138000 | 100
16059 | T1 | The Dow Chemical Company | The Dow Chemical Company | 9502 Battleground Blvd | Pasadena | TX | 77507 | Harris | Insuffucient Information | Insuffucient Information | Effluent Reduction Project to install a new 4" line to allow Sump 5 to pump to Sump 6, a gear operator and a butterfly valve between the collection box and sump on sump 5, and automatic pressure readings on the effluent strainer at the Acrylate complex. | A positive use determination of 100% for the project to reduce the amount of water that is sent to effluent. | 2012-03-29 | 167000 | 100
16060 | T1 | Sealed Air | Sealed Air Iowa Park Plant | 1301 W. Magnolia Ave. | Iowa Park | TX | 76367 | Wichita | CN600131023 | RN100212232 | regenerative thermal oxidizer. | The following property is used 100% for pollution control and is installed to meet or exceed federal or state regulations: regenerative thermal oxidizer. | 2012-08-30 | 682764 | 100
16061 | T1 | Oncor Electric Delivery Company, LLC | Palestine South Substation | 1809 South Sycamore | Palestine | TX | 75801 | Anderson | CN603313842 | RN109627042 | leaker management system consisting of a concrete pad with metal side railings and an oil/water separator. | The following property is used 100% for pollution control and is installed to meet or exceed federal or state regulations: leaker management system consisting of a concrete pad with metal side railings and an oil/water separator. | 2012-08-30 | 49050.1 | 100
16062 | T1 | Oncor Electric Delivery Company, LLC | Stryker Lake Substation | Southside of Lake Stryker | Troup | TX | 75789 | Cherokee | CN603313842 | RN109627059 | leaker management system consisting of a concrete pad with metal side railings and an oil/water separator. | The following property is used 100% for pollution control and is installed to meet or exceed federal or state regulations: leaker management system consisting of a concrete pad with metal side railings and an oil/water separator. | 2012-08-30 | 25498 | 100
16063 | T1 | Oncor Electric Delivery Company, LLC | Stryker Lake Substation | Southside of Lake Stryker | Troup | TX | 75789 | Cherokee | CN603313842 | RN109627059 | polymer drain catastrophic containment project consisting of an earthen berm and drains containing expandable polymer. | The following property is used 100% for pollution control and is installed to meet or exceed federal or state regulations: polymer drain catastrophic containment project consisting of an earthen berm and drains containing expandable polymer. | 2012-08-30 | 9834 | 100
16064 | T1 | Rhodia, Inc. | Perstorp Coatings, Inc | 6213 Highway 332E | Freeport | TX | 77541 | Brazoria | CN600125330 | RN100215177 | installation of a level/overfill device and an automatic shutoff valve in the fill line of the methylcyclohexane (MCH) tank. | Withdrawn by applicant | 2012-07-30 | 18138 | 100
16065 | T1 | Rhodia, Inc. | Rhodia Inc. Sulfuric Acid Plant | 8615 Manchester Street | Houston | TX | 77012 | Harris | CN600125330 | RN100220581 | 60 foot elevation stacks on molten sulfur tanks S1 and S2. | The following property is used 100% for pollution control and is installed to meet or exceed federal or state regulations: 60 foot elevation stacks on molten sulfur tanks S1 and S2. | 2012-08-30 | 652518.68 | 100
16066 | T3 | Rhodia, Inc. | Rhodia Inc. Sulfuric Acid Plant | 8615 Manchester Street | Houston | TX | 77012 | Harris | CN600125330 | RN100220581 | brink mist filter. | The following property is used 100% for pollution control and is installed to meet or exceed federal or state regulations: brink mist filter. | 2012-08-21 | 1366352.16 | 100
16067 | T1 | Oncor Electric Delivery Company, LLC | Plano Highway 190 Substation | 3102 Lotus Drive | Plano | TX | 75075 | Collin | CN603313842 | RN109627067 | leaker management system consisting of a concrete pad with metal side railings and an oil/water separator. | The following property is used 100% for pollution control and is installed to meet or exceed federal or state regulations: leaker management system consisting of a concrete pad with metal side railings and an oil/water separator. | 2012-08-30 | 23733.6 | 100
16068 | T1 | Oncor Electric Delivery Company, LLC | Plano Highway 190 Substation | 3102 Lotus Drive | Plano | TX | 75075 | Collin | CN603313842 | RN109627067 | oil/water separator catastrophic containment project consisting of an earthen berm and an oil/water separator. | The following property is used 100% for pollution control and is installed to meet or exceed federal or state regulations: oil/water separator catastrophic containment project consisting of an earthen berm and an oil/water separator. | 2012-08-30 | 1485 | 100
16069 | T1 | Rhodia, Inc. | Rhodia Inc. Sulfuric Acid Plant | 8615 Manchester Street | Houston | TX | 77012 | Harris | CN600125330 | RN100220581 | new agitator and electrical service upgrades to the trim tank used to adjust pH prior to discharge. | The following property is used 100% for pollution control and is installed to meet or exceed federal or state regulations: new agitator and electrical service upgrades to the trim tank used to adjust pH prior to discharge. | 2012-07-02 | 44365 | 100
16070 | T1 | Oncor Electric Delivery Company, LLC | Twin Star Substation | 600 West Renner | Plano | TX | 75075 | Collin | CN603313842 | RN109627075 | leaker management system consisting of a concrete pad with metal side railings and an oil/water separator. | The following property is used 100% for pollution control and is installed to meet or exceed federal or state regulations: leaker management system consisting of a concrete pad with metal side railings and an oil/water separator. | 2012-08-30 | 35200 | 100
16071 | T1 | Oncor Electric Delivery Company, LLC | Armstrong Substation | 3410 Armstring Avenue | Dallas | TX | 75205 | Dallas | CN603313842 | RN109627083 | leaker management system consisting of a concrete pad with metal side railings and an oil/water separator. | The following property is used 100% for pollution control and is installed to meet or exceed federal or state regulations: leaker management system consisting of a concrete pad with metal side railings and an oil/water separator. | 2012-08-30 | 84408.17 | 100
16072 | T1 | Oncor Electric Delivery Company, LLC | Cedar Hill Substation | 1314 North Joe Wilson | Cedar Hill | TX | 75104 | Dallas | CN603313842 | RN109627091 | oil/water separator catastrophic containment project consisting of an earthen berm and an oil/water separator. | The following property is used 100% for pollution control and is installed to meet or exceed federal or state regulations: oil/water separator catastrophic containment project consisting of an earthen berm and an oil/water separator. | 2012-08-30 | 4152.5 | 100
16073 | T1 | Oncor Electric Delivery Company, LLC | Forestview Substation | 9545 Forestview | Dallas | TX | 75243 | Dallas | CN603313842 | RN109627109 | leaker management system consisting of a concrete pad with metal side railings and an oil/water separator. | The following property is used 100% for pollution control and is installed to meet or exceed federal or state regulations: leaker management system consisting of a concrete pad with metal side railings and an oil/water separator. | 2012-08-30 | 16094.1 | 100
16074 | T1 | Oncor Electric Delivery Company, LLC | Forestview Substation | 9545 Forestview | Dallas | TX | 75243 | Dallas | CN603313842 | RN109627109 | leaker management system consisting of a concrete pad with metal side railings and an oil/water separator. | The following property is used 100% for pollution control and is installed to meet or exceed federal or state regulations: leaker management system consisting of a concrete pad with metal side railings and an oil/water separator. | 2012-08-30 | 22836 | 100
16075 | T1 | Oncor Electric Delivery Company, LLC | Lawther Drive Substation | 2807 White Rock | Dallas | TX | 75214 | Dallas | CN603313842 | RN109627117 | leaker management system consisting of a concrete pad with metal side railings and an oil/water separator. | The following property is used 100% for pollution control and is installed to meet or exceed federal or state regulations: leaker management system consisting of a concrete pad with metal side railings and an oil/water separator. | 2012-08-30 | 29302.9 | 100
16076 | T1 | Oncor Electric Delivery Company, LLC | Lawther Drive Substation | 2807 White Rock | Dallas | TX | 75214 | Dallas | CN603313842 | RN109627117 | polymer drain catastrophic containment project consisting of an earthen berm and drains containing expandable polymer. | The following property is used 100% for pollution control and is installed to meet or exceed federal or state regulations: polymer drain catastrophic containment project consisting of an earthen berm and drains containing expandable polymer. | 2012-08-30 | 4064.5 | 100
16077 | T1 | Oncor Electric Delivery Company, LLC | Lombardy Lane Substation | 2590 Lombardy Lane | Dallas | TX | 75220 | Dallas | CN603313842 | RN109627125 | polymer drain catastrophic containment project consisting of an earthen berm and drains containing expandable polymer. | The following property is used 100% for pollution control and is installed to meet or exceed federal or state regulations: polymer drain catastrophic containment project consisting of an earthen berm and drains containing expandable polymer. | 2012-08-30 | 18843 | 100
16078 | T1 | Oncor Electric Delivery Company, LLC | Mesquite Western Electric Substation | 2950 Skyline | Mesquite | TX | 75149 | Dallas | CN603313842 | RN109631085 | leaker management system consisting of a concrete pad with metal side railings and an oil/water separator. | The following property is used 100% for pollution control and is installed to meet or exceed federal or state regulations: leaker management system consisting of a concrete pad with metal side railings and an oil/water separator. | 2012-08-30 | 16182.1 | 100
16079 | T1 | Oncor Electric Delivery Company, LLC | Southside Filtration Substation | 10011 Log Cabin Road | Dallas | TX | 75253 | Dallas | CN603313842 | RN109627141 | leaker management system consisting of a concrete pad with metal side railings and an oil/water separator. | The following property is used 100% for pollution control and is installed to meet or exceed federal or state regulations: leaker management system consisting of a concrete pad with metal side railings and an oil/water separator. | 2012-08-30 | 43646.08 | 100
16080 | T1 | Oncor Electric Delivery Company, LLC | Judkins Substation | 2 miles west of Penwell | Odessa | TX | 79763 | Ector | CN603313842 | RN109627158 | leaker management system consisting of a concrete pad with metal side railings and an oil/water separator. | The following property is used 100% for pollution control and is installed to meet or exceed federal or state regulations: leaker management system consisting of a concrete pad with metal side railings and an oil/water separator. | 2012-08-30 | 327610.3 | 100
16081 | T1 | Oncor Electric Delivery Company, LLC | Westover Substation | 1500 Block of CR 1936 | Odessa | TX | 79763 | Ector | CN603313842 | RN109627166 | leaker management system consisting of a concrete pad with metal side railings and an oil/water separator. | The following property is used 100% for pollution control and is installed to meet or exceed federal or state regulations: leaker management system consisting of a concrete pad with metal side railings and an oil/water separator. | 2012-08-30 | 41615.34 | 100
16082 | T1 | Oncor Electric Delivery Company, LLC | Gordonville Substation | 110 Arkansas Road | Sadler | TX | 76264 | Grayson | CN603313842 | RN109627174 | polymer drain catastrophic containment project consisting of an earthen berm and drains containing expandable polymer. | The following property is used 100% for pollution control and is installed to meet or exceed federal or state regulations: polymer drain catastrophic containment project consisting of an earthen berm and drains containing expandable polymer. | 2012-08-30 | 24475 | 100
16083 | T1 | Oncor Electric Delivery Company, LLC | Trinidad Substation | 1320 McEntire Road | Trindad | TX | 75163 | Henderson | CN603313842 | RN109627182 | leaker management system consisting of a concrete pad with metal side railings and an oil/water separator. | The following property is used 100% for pollution control and is installed to meet or exceed federal or state regulations: leaker management system consisting of a concrete pad with metal side railings and an oil/water separator. | 2012-08-30 | 22539 | 100
16084 | T1 | Oncor Electric Delivery Company, LLC | Trinidad Substation | 1320 McEntire Road | Trindad | TX | 75163 | Henderson | CN603313842 | RN109627182 | leaker management system consisting of a concrete pad with metal side railings and an oil/water separator. | The following property is used 100% for pollution control and is installed to meet or exceed federal or state regulations: leaker management system consisting of a concrete pad with metal side railings and an oil/water separator. | 2012-08-30 | 27193.1 | 100
16085 | T1 | Oncor Electric Delivery Company, LLC | Trinidad Substation | 1320 McEntire Road | Trindad | TX | 75163 | Henderson | CN603313842 | RN109627182 | polymer drain catastrophic containment project consisting of an earthen berm and drains containing expandable polymer. | The following property is used 100% for pollution control and is installed to meet or exceed federal or state regulations: polymer drain catastrophic containment project consisting of an earthen berm and drains containing expandable polymer. | 2012-08-30 | 19360 | 100
16086 | T1 | Oncor Electric Delivery Company, LLC | Midland West Substation | 3507 West Cutbert Street | Midland | TX | 79703 | Midland | CN603313842 | RN109627190 | leaker management system consisting of a concrete pad with metal side railings and an oil/water separator. | The following property is used 100% for pollution control and is installed to meet or exceed federal or state regulations: leaker management system consisting of a concrete pad with metal side railings and an oil/water separator. | 2012-08-30 | 32382.9 | 100
16087 | T1 | Oncor Electric Delivery Company, LLC | Pegasus South Substation | 12 miles south of Odessa on | Odessa | TX | 79766 | Midland | CN603313842 | RN109627208 | leaker management system consisting of a concrete pad with metal side railings and an oil/water separator. | The following property is used 100% for pollution control and is installed to meet or exceed federal or state regulations: leaker management system consisting of a concrete pad with metal side railings and an oil/water separator. | 2012-08-30 | 32382.9 | 100
16088 | T1 | Oncor Electric Delivery Company, LLC | Pegasus Substation | 15 miles Southeast of Odessa | Midland | TX | 79706 | Midland | CN603313842 | RN109627216 | leaker management system consisting of a concrete pad with metal side railings and an oil/water separator. | The following property is used 100% for pollution control and is installed to meet or exceed federal or state regulations: leaker management system consisting of a concrete pad with metal side railings and an oil/water separator. | 2012-08-30 | 32382.9 | 100
16089 | T1 | Oncor Electric Delivery Company, LLC | Westbrook Substation | 512 Bryan | Westbrook | TX | 79536 | Mitchell | CN603313842 | RN109627224 | leaker management system consisting of a concrete pad with metal side railings and an oil/water separator. | The following property is used 100% for pollution control and is installed to meet or exceed federal or state regulations: leaker management system consisting of a concrete pad with metal side railings and an oil/water separator. | 2012-08-30 | 26088.7 | 100
16090 | T1 | Oncor Electric Delivery Company, LLC | Westbrook Substation | 512 Bryan | Westbrook | TX | 79536 | Mitchell | CN603313842 | RN109627224 | polymer drain catastrophic containment project consisting of an earthen berm and drains containing expandable polymer. | The following property is used 100% for pollution control and is installed to meet or exceed federal or state regulations: polymer drain catastrophic containment project consisting of an earthen berm and drains containing expandable polymer. | 2012-08-30 | 27472.5 | 100
16091 | T1 | Oncor Electric Delivery Company, LLC | Bear Creek Substation | 8000 North Davis Blvd | North Richland Hills | TX | 76180 | Tarrant | CN603313842 | RN109627232 | leaker management system consisting of a concrete pad with metal side railings and an oil/water separator. | The following property is used 100% for pollution control and is installed to meet or exceed federal or state regulations: leaker management system consisting of a concrete pad with metal side railings and an oil/water separator. | 2012-08-30 | 61793.11 | 100
16092 | T1 | Oncor Electric Delivery Company, LLC | Bear Creek Substation | 8000 North Davis Blvd | North Richland Hills | TX | 76180 | Tarrant | CN603313842 | RN109627232 | oil/water separator catastrophic containment project consisting of an earthen berm and an oil/water separator. | The following property is used 100% for pollution control and is installed to meet or exceed federal or state regulations: oil/water separator catastrophic containment project consisting of an earthen berm and an oil/water separator. | 2012-08-30 | 20320.3 | 100
16093 | T1 | Oncor Electric Delivery Company, LLC | Bedford Substation | 1301 Harwood Road | Bedford | TX | 76021 | Tarrant | CN603313842 | RN109627240 | leaker management system consisting of a concrete pad with metal side railings and an oil/water separator. | The following property is used 100% for pollution control and is installed to meet or exceed federal or state regulations: leaker management system consisting of a concrete pad with metal side railings and an oil/water separator. | 2012-08-30 | 39815.6 | 100
16094 | T1 | Magellan Terminals Holdings, LP | Galena Park Fuel Terminal | 12901 American Petroleum Rd./ | Galena Park | TX | 77547 | Harris | CN600134639 | RN102180486 | internal floating roofs in 28 new tanks and John Zink vapor combustion unit connected to the tanks. | The following property is used 100% for pollution control and is installed to meet or exceed federal or state regulations: internal floating roofs in 28 new tanks and John Zink vapor combustion unit connected to the tanks. | 2012-08-30 | 7409600 | 100
16095 | T1 | Oncor Electric Delivery Company, LLC | Bryant Irvin Substation | 5201 Bryant Irvin Road | Fort Worth | TX | 76132 | Tarrant | CN603313842 | RN109627257 | leaker management system consisting of a concrete pad with metal side railings and an oil/water separator. | The following property is used 100% for pollution control and is installed to meet or exceed federal or state regulations: leaker management system consisting of a concrete pad with metal side railings and an oil/water separator. | 2012-08-30 | 44627 | 100
16096 | T1 | Oncor Electric Delivery Company, LLC | Burleson Substation | 850 North Burleson Blvd | Burleson | TX | 76028 | Tarrant | CN603313842 | RN109627265 | leaker management system consisting of a concrete pad with metal side railings and an oil/water separator. | The following property is used 100% for pollution control and is installed to meet or exceed federal or state regulations: leaker management system consisting of a concrete pad with metal side railings and an oil/water separator. | 2012-08-30 | 44638 | 100
16097 | T1 | Oncor Electric Delivery Company, LLC | Calmont Substation | 7800 Calmont Avenue | Fort Worth | TX | 76116 | Tarrant | CN603313842 | RN109631176 | leaker management system consisting of a concrete pad with metal side railings and an oil/water separator. | The following property is used 100% for pollution control and is installed to meet or exceed federal or state regulations: leaker management system consisting of a concrete pad with metal side railings and an oil/water separator. | 2012-08-30 | 129085 | 100
16098 | T1 | Oncor Electric Delivery Company, LLC | Calmont Substation | 7800 Calmont Avenue | Fort Worth | TX | 76116 | Tarrant | CN603313842 | RN109631176 | oil/water separator catastrophic containment project consisting of an earthen berm and an oil/water separator. | The following property is used 100% for pollution control and is installed to meet or exceed federal or state regulations: oil/water separator catastrophic containment project consisting of an earthen berm and an oil/water separator. | 2012-08-30 | 32197 | 100
16099 | T1 | Oncor Electric Delivery Company, LLC | Euless Trinity Substation | 12400 South Pipeline Road | Euless | TX | 76040 | Tarrant | CN603313842 | RN109628875 | oil/water separator catastrophic containment project consisting of an earthen berm and an oil/water separator. | The following property is used 100% for pollution control and is installed to meet or exceed federal or state regulations: oil/water separator catastrophic containment project consisting of an earthen berm and an oil/water separator. | 2012-08-30 | 10353.75 | 100
16100 | T1 | Oncor Electric Delivery Company, LLC | Euless Trinity Substation | 12400 South Pipeline Road | Euless | TX | 76040 | Tarrant | CN603313842 | RN109628875 | leaker management system consisting of a concrete pad with metal side railings and an oil/water separator. | The following property is used 100% for pollution control and is installed to meet or exceed federal or state regulations: leaker management system consisting of a concrete pad with metal side railings and an oil/water separator. | 2012-08-30 | 22129.8 | 100
16101 | T1 | Oncor Electric Delivery Company, LLC | Primrose Substation | 6150 Columbus Trail | Fort Worth | TX | 76133 | Tarrant | CN603313842 | RN109627299 | leaker management system consisting of a concrete pad with metal side railings and an oil/water separator. | The following property is used 100% for pollution control and is installed to meet or exceed federal or state regulations: leaker management system consisting of a concrete pad with metal side railings and an oil/water separator. | 2012-08-30 | 446348 | 100
16102 | T1 | Oncor Electric Delivery Company, LLC | Watauga Substation | 6521 Rufe Snow Dr | Fort Worth | TX | 76148 | Tarrant | CN603313842 | RN109627307 | leaker management system consisting of a concrete pad with metal side railings and an oil/water separator. | The following property is used 100% for pollution control and is installed to meet or exceed federal or state regulations: leaker management system consisting of a concrete pad with metal side railings and an oil/water separator. | 2012-08-30 | 51975 | 100
16103 | T1 | Oncor Electric Delivery Company, LLC | Watson Substation | 2350 Burney Road | Arlington | TX | 76006 | Tarrant | CN603313842 | RN109627315 | leaker management system consisting of a concrete pad with metal side railings and an oil/water separator. | The following property is used 100% for pollution control and is installed to meet or exceed federal or state regulations: leaker management system consisting of a concrete pad with metal side railings and an oil/water separator. | 2012-08-30 | 23217.7 | 100
16104 | T1 | Magellan Pipeline Terminals, LP | East Houston Tank Farm | 7901 Wallisville Rd | Houston | TX | 77029 | Harris | CN603167297 | RN102186129 | internal floating roofs installed in 10 tanks. | The following property is used 100% for pollution control and is installed to meet or exceed federal or state regulations: internal floating roofs installed in 10 tanks. | 2012-04-25 | 3804000 | 100
16105 | T1 | DCP Midstream | Coyote Corner Booster Station | N. Chisham Rd. and | Andrews | TX | 79714 | Andrews | CN601229917 | RN105903579 | vapor recovery system and flare system used to capture and destroy vapors formed inside condensate tanks. | The following property is used 100% for pollution control and is installed to meet or exceed federal or state regulations: vapor recovery system and flare system used to capture and destroy vapors formed inside condensate tanks. | 2012-08-30 | 180000 | 100
16106 | T1 | Oncor Electric Delivery Company, LLC | Wedgewood Substation | 5500 Granbury Road | Fort Worth | TX | 76132 | Tarrant | CN603313842 | RN109627323 | leaker management system consisting of a concrete pad with metal side railings and an oil/water separator. | The following property is used 100% for pollution control and is installed to meet or exceed federal or state regulations: leaker management system consisting of a concrete pad with metal side railings and an oil/water separator. | 2012-08-28 | 69851.25 | 100
16107 | T1 | Oncor Electric Delivery Company, LLC | Arthur Street Substation | 3616 Arthur Street | Wichita Falls | TX | 76308 | Wichita | CN603313842 | RN109627331 | leaker management system consisting of a concrete pad with metal side railings and an oil/water separator. | The following property is used 100% for pollution control and is installed to meet or exceed federal or state regulations: leaker management system consisting of a concrete pad with metal side railings and an oil/water separator. | 2012-08-30 | 39077.5 | 100
16108 | T1 | Oncor Electric Delivery Company, LLC | Parkway Substation | 6224 Southwest Parkway | Wichita Falls | TX | 76310 | Wichita | CN603313842 | RN109628933 | leaker management system consisting of a concrete pad with metal side railings and an oil/water separator. | The following property is used 100% for pollution control and is installed to meet or exceed federal or state regulations: leaker management system consisting of a concrete pad with metal side railings and an oil/water separator. | 2012-08-28 | 53170.7 | 100
16109 | T1 | Oncor Electric Delivery Company, LLC | Wind Creek Substation | 300 Randy Drive | Wichita Falls | TX | 76306 | Wichita | CN603313842 | RN109627356 | leaker management system consisting of a concrete pad with metal side railings and an oil/water separator. | The following property is used 100% for pollution control and is installed to meet or exceed federal or state regulations: leaker management system consisting of a concrete pad with metal side railings and an oil/water separator. | 2012-08-28 | 43261.9 | 100
16110 | T1 | Oncor Electric Delivery Company, LLC | Wind Creek Substation | 300 Randy Drive | Wichita Falls | TX | 76306 | Wichita | CN603313842 | RN109627356 | oil/water separator catastrophic containment project consisting of an earthen berm and an oil/water separator. | The following property is used 100% for pollution control and is installed to meet or exceed federal or state regulations: oil/water separator catastrophic containment project consisting of an earthen berm and an oil/water separator. | 2012-08-28 | 19360 | 100
16111 | T1 | Oncor Electric Delivery Company, LLC | Round Rock Substation | 1710 Sam Bass Road | Round Rock | TX | 78681 | Williamson | CN603313842 | RN109627364 | leaker management system consisting of a concrete pad with metal side railings and an oil/water separator. | The following property is used 100% for pollution control and is installed to meet or exceed federal or state regulations: leaker management system consisting of a concrete pad with metal side railings and an oil/water separator. | 2012-08-28 | 83424 | 100
16112 | T1 | Valero Refining - Texas, L.P. | Valero Bill Greehey Refinery | 5900 Up River Road | Corpus Christi | TX | 78407 | Nueces | CN600127468 | RN100214386 | CEMS, flow meters, and gas chromatographs. | Applicant added the equipment from this application to 16116. | 2012-02-07 | 3400000 | 100
16113 | T1 | Oncor Electric Delivery Company, LLC | Bowman Switch Substation | 3067 FM 1954 | Wichita Falls | TX | 76310 | Archer | CN603313842 | RN109627372 | portable oil containment project installed an earthen berm with a manual valve. | The following property is used 100% for pollution control and is installed to meet or exceed federal or state regulations: portable oil containment project installed an earthen berm with a manual valve. | 2012-08-28 | 15088.7 | 100
16114 | T1 | Oncor Electric Delivery Company, LLC | Collin Switch Substation | 7786 County Road 24 | Frisco | TX | 75034 | Collin | CN603313842 | RN109627380 | leaker management system consisting of a concrete pad with metal side railings and an oil/water separator. | The following property is used 100% for pollution control and is installed to meet or exceed federal or state regulations: leaker management system consisting of a concrete pad with metal side railings and an oil/water separator. | 2012-08-28 | 39838.68 | 100
16115 | T1 | Oncor Electric Delivery Company, LLC | Parker Maxwell Creek Substation | 6292 Private Road 5487 | Parker | TX | 75002 | Collin | CN603313842 | RN109628982 | leaker management system consisting of a concrete pad with metal side railings and an oil/water separator. | The following property is used 100% for pollution control and is installed to meet or exceed federal or state regulations: leaker management system consisting of a concrete pad with metal side railings and an oil/water separator. | 2012-08-28 | 25770.8 | 100
16116 | T3 | Valero Refining - Texas, L.P. | Valero Bill Greehey Refinery | 5900 Up River Road | Corpus Christi | TX | 78407 | Nueces | CN600127468 | RN100214386 | West Plant Flare Gas Recovery System including deep liquid seal drums upstream of 2 flares; 3 two stage liquid ring compressors with separators, knock-out drums, and seal coolers; amine absorber and KO drum; sealed process sumps at recovered gas amine systems; auxiliary equipment providing pollution control; motor control centers, electrical power distribution, and associated tie-ins; instrumentation and control systems; and associated process piping and utility piping. | The following property is used 100% for pollution control and is installed to meet or exceed federal or state regulations: West Plant Flare Gas Recovery System including deep liquid seal drums upstream of 2 flares; 3 two stage liquid ring compressors with separators, knock-out drums, and seal coolers; amine absorber and KO drum; sealed process sumps at recovered gas amine systems; auxiliary equipment providing pollution control; motor control centers, electrical power distribution, and associated tie-ins; instrumentation and control systems; and associated process piping and utility piping. The eye wash/showers are used for worker safety and not pollution control. | 2012-08-28 | 36336000 | 100
16117 | T1 | Oncor Electric Delivery Company, LLC | Plano West Substation | 600 West Renner | Plano | TX | 75075 | Collin | CN603313842 | RN109632935 | leaker management system consisting of a concrete pad with metal side railings and an oil/water separator. | The following property is used 100% for pollution control and is installed to meet or exceed federal or state regulations: leaker management system consisting of a concrete pad with metal side railings and an oil/water separator. | 2012-08-28 | 66260.7 | 100
16118 | T1 | Oncor Electric Delivery Company, LLC | Renner SVC Substation | 4243 Plano Parkway | Plano | TX | 75093 | Collin | CN603313842 | RN109627414 | leaker management system consisting of a concrete pad with metal side railings and an oil/water separator. | The following property is used 100% for pollution control and is installed to meet or exceed federal or state regulations: leaker management system consisting of a concrete pad with metal side railings and an oil/water separator. | 2012-08-28 | 41070.7 | 100
16119 | T1 | Oncor Electric Delivery Company, LLC | Renner Switch Substation | 4243 Plano Parkway | Plano | TX | 75093 | Collin | CN603313842 | RN109627414 | leaker management system consisting of a concrete pad with metal side railings and an oil/water separator. | The following property is used 100% for pollution control and is installed to meet or exceed federal or state regulations: leaker management system consisting of a concrete pad with metal side railings and an oil/water separator. | 2012-08-28 | 116729.5 | 100
16120 | T1 | Oncor Electric Delivery Company, LLC | Comanche Switch Substation | 1651 County Road 210 | Comanche | TX | 76442 | Comanche | CN603313842 | RN109628990 | oil/water separator catastrophic containment project consisting of an earthen berm and an oil/water separator. | The following property is used 100% for pollution control and is installed to meet or exceed federal or state regulations: oil/water separator catastrophic containment project consisting of an earthen berm and an oil/water separator. | 2012-08-28 | 55000 | 100
16121 | T1 | Oncor Electric Delivery Company, LLC | Hackberry Substation | 7512 North Beltline Road | Irving | TX | 75063 | Dallas | CN603313842 | RN109627430 | leaker management system consisting of a concrete pad with metal side railings and an oil/water separator. | The following property is used 100% for pollution control and is installed to meet or exceed federal or state regulations: leaker management system consisting of a concrete pad with metal side railings and an oil/water separator. | 2012-08-28 | 62492.1 | 100
16122 | T3 | The Premcor Refining Group | Valero Port Arthur Refinery | 1801 South Gulfway Drive | Port Arthur | TX | 77640 | Jefferson | CN601420748 | RN102584026 | flare gas recovery systems including ultrasonic flow meters and CEMS on 8 flare headers; ultrasonic flow meters at 22 unit flare headers; deep liquid seal drums upstream of 7 flares; 8 600 hp two stage liquid ring compressors with separators, knock-out drums, and seal coolers; amine absorbers and KO drums for each of the 3 FGR systems; sealed process sumps at recovered gas amine systems; one new flare and associated knockout drum, piping, valves, and pumps; auxiliary equipment providing pollution control; H2S detection systems; motor control centers, electrical power distribution, and associated tie-ins; instrumentation and control systems; associated process piping and utility piping. | The following property is used 92.95% for pollution control and is installed to meet or exceed federal or state regulations: flare gas recovery systems including ultrasonic flow meters and CEMS on 8 flare headers; ultrasonic flow meters at 22 unit flare headers; deep liquid seal drums upstream of 7 flares; 8 600 hp two stage liquid ring compressors with separators, knock-out drums, and seal coolers; amine absorbers and KO drums for each of the 3 FGR systems; sealed process sumps at recovered gas amine systems; one new flare and associated knockout drum, piping, valves, and pumps; auxiliary equipment providing pollution control; H2S detection systems; motor control centers, electrical power distribution, and associated tie-ins; instrumentation and control systems; associated process piping and utility piping. The eye wash/showers are used for worker safety and not pollution control. Similarly, any H2S detection systems which serve to monitor H2S concentrations in the work place (rather than exhaust or ambient air to which the general public is exposed) serve a worker safety function and not pollution control. | 2012-08-28 | 131692305 | 92.95
16123 | T1 | Oncor Electric Delivery Company, LLC | Hackberry Substation | 7512 North Beltline Road | Irving | TX | 75063 | Dallas | CN603313842 | RN109627430 | leaker management system consisting of a concrete pad with metal side railings and an oil/water separator. | The following property is used 100% for pollution control and is installed to meet or exceed federal or state regulations: leaker management system consisting of a concrete pad with metal side railings and an oil/water separator. | 2012-08-28 | 70498.35 | 100
16124 | T1 | Oncor Electric Delivery Company, LLC | Liggett Switch Substation | 5000 Rock Island Road | Grand Prairie | TX | 75050 | Dallas | CN603313842 | RN109627448 | leaker management system consisting of a concrete pad with metal side railings and an oil/water separator. | The following property is used 100% for pollution control and is installed to meet or exceed federal or state regulations: leaker management system consisting of a concrete pad with metal side railings and an oil/water separator. | 2012-08-28 | 10699.7 | 100
16125 | T1 | Oncor Electric Delivery Company, LLC | Millers Ferry Substation | 1615 Millers Ferry Road | Wilmer | TX | 75172 | Dallas | CN603313842 | RN109629006 | leaker management system consisting of a concrete pad with metal side railings and an oil/water separator. | The following property is used 100% for pollution control and is installed to meet or exceed federal or state regulations: leaker management system consisting of a concrete pad with metal side railings and an oil/water separator. | 2012-03-21 | 25659.7 | 100
16126 | T3 | El Paso Electric Company | Newman Power Plant | 4900 Stan Roberts Sr. Ave. | El Paso | TX | 79934 | El Paso | CN600352819 | RN100211309 | zero liquid discharge system (ZLD) including electro-coagulation equipment; ultra-filtration equipment; vacuum clarifier system and auxiliary equipment; reverse osmosis system and auxiliary equipment; and ancillary equipment necessary for operation of the ZLD. | The following property is used 100% for pollution control and is installed to meet or exceed federal or state regulations: zero liquid discharge system (ZLD) including electro-coagulation equipment; ultra-filtration equipment; vacuum clarifier system and auxiliary equipment; reverse osmosis system and auxiliary equipment; and ancillary equipment necessary for operation of the ZLD. | 2012-04-25 | 10956081 | 100
16127 | T1 | Oncor Electric Delivery Company, LLC | Millers Ferry Substation | 1615 Millers Ferry Road | Wilmer | TX | 75172 | Dallas | CN603313842 | RN109629006 | oil/water separator catastrophic containment project consisting of an earthen berm and an oil/water separator. | The following property is used 100% for pollution control and is installed to meet or exceed federal or state regulations: oil/water separator catastrophic containment project consisting of an earthen berm and an oil/water separator. | 2012-08-28 | 24972.2 | 100
16128 | T1 | Caterpillar, Inc. | Caterpillar, Inc. Victoria Plant | 7300 Lone Tree Rd. | Victoria | TX | 77905 | Victoria | CN600510838 | RN105978092 | tank farm secondary containment including coated concrete dikes and coated concrete flooring (not to include hexagonal tank pads); adjacent truck transfer area; drain connecting truck transfer area to tank farm secondary containment area; land under secondary containment; 3 ft x 3 ft x 3 ft sump including drainage control valve within the secondary containment; 8 inch diameter pipe connecting drainage control valve to storm sewer system; overfill alarms; and leak detection equipment. | The following property is used 100% for pollution control and is installed to meet or exceed federal or state regulations: tank farm secondary containment including coated concrete dikes and coated concrete flooring (not to include hexagonal tank pads); adjacent truck transfer area; drain connecting truck transfer area to tank farm secondary containment area; land under secondary containment; 3 ft x 3 ft x 3 ft sump including drainage control valve within the secondary containment; 8 inch diameter pipe connecting drainage control valve to storm sewer system; overfill alarms; and leak detection equipment. | 2012-08-02 | 135293 | 100
16129 | T1 | Caterpillar, Inc. | Caterpillar, Inc. Victoria Plant | 7300 Lone Tree Rd. | Victoria | TX | 77905 | Victoria | CN600510838 | RN105978092 | 53.39 acres of land occupied by storm water containment structures; liners associated with storm water containment structures; central drainage ditch; west drainage ditch; curbing; storm water inlet drains and associated catch basins; storm water conveyance piping; east pond; south pond and its overflow structure; and roof cuts used to channel storm water. | The following property is used 100% for pollution control and is installed to meet or exceed federal or state regulations: 53.39 acres of land occupied by storm water containment structures; liners associated with storm water containment structures; central drainage ditch; west drainage ditch; curbing; storm water inlet drains and associated catch basins; storm water conveyance piping; east pond; south pond and its overflow structure; and roof cuts used to channel storm water. | 2012-06-11 | 2370844 | 100
16130 | T1 | Oncor Electric Delivery Company, LLC | Norwood 345 KV Switch Substation | 124 Wildwood Drive | Irving | TX | 75061 | Dallas | CN603313842 | RN109633065 | leaker management system consisting of a concrete pad with metal side railings and an oil/water separator. | The following property is used 100% for pollution control and is installed to meet or exceed federal or state regulations: leaker management system consisting of a concrete pad with metal side railings and an oil/water separator. | 2012-03-21 | 49140.3 | 100
16131 | T1 | Oncor Electric Delivery Company, LLC | Sunnyvale Substation | 238 North Jobson Road | Sunnyvale | TX | 75182 | Dallas | CN603313842 | RN109627471 | leaker management system consisting of a concrete pad with metal side railings and an oil/water separator. | The following property is used 100% for pollution control and is installed to meet or exceed federal or state regulations: leaker management system consisting of a concrete pad with metal side railings and an oil/water separator. | 2012-03-21 | 25770.8 | 100
16132 | T1 | Oncor Electric Delivery Company, LLC | Sunnyvale Substation | 238 North Jobson Road | Sunnyvale | TX | 75182 | Dallas | CN603313842 | RN109627471 | oil/water separator catastrophic containment project consisting of an earthen berm and an oil/water separator. | The following property is used 100% for pollution control and is installed to meet or exceed federal or state regulations: oil/water separator catastrophic containment project consisting of an earthen berm and an oil/water separator. | 2012-03-21 | 7128 | 100
16133 | T1 | Oncor Electric Delivery Company, LLC | Topeka Termination Substation | 3406 Sylvan Avenue | Dallas | TX | 75212 | Dallas | CN603313842 | RN109627489 | oil/water separator catastrophic containment project consisting of an earthen berm and an oil/water separator. | The following property is used 100% for pollution control and is installed to meet or exceed federal or state regulations: oil/water separator catastrophic containment project consisting of an earthen berm and an oil/water separator. | 2012-03-21 | 3685.1 | 100
16134 | T1 | Oncor Electric Delivery Company, LLC | Venus Switch Substation | 2121 East County Road | Venus | TX | 76084 | Ellis | CN603313842 | RN109629030 | leaker management system consisting of a concrete pad with metal side railings and an oil/water separator. | The following property is used 100% for pollution control and is installed to meet or exceed federal or state regulations: leaker management system consisting of a concrete pad with metal side railings and an oil/water separator. | 2012-03-21 | 128863.03 | 100
16135 | T1 | Caterpillar, Inc. | Caterpillar, Inc. Victoria Plant | 7300 Lone Tree Rd. | Victoria | TX | 77905 | Victoria | CN600510838 | RN105978092 | paint booth enclosure, flash tunnel enclosure, and cure oven enclosure that capture and convey paint VOC emissions to the regenerative thermal oxidizer (RTO); blowers, fans, motors, controls, and switches used to measure and convey emissions to the RTO; the RTO; and the RTO’s stack. | The following property is used 100% for pollution control and is installed to meet or exceed federal or state regulations: paint booth enclosure, flash tunnel enclosure, and cure oven enclosure that capture and convey paint VOC emissions to the regenerative thermal oxidizer (RTO); blowers, fans, motors, controls, and switches used to measure and convey emissions to the RTO; the RTO; the RTO’s stack. | 2012-08-28 | 8552635.33 | 100
16136 | T3 | Caterpillar, Inc. | Caterpillar, Inc. Victoria Plant | 7300 Lone Tree Rd. | Victoria | TX | 77905 | Victoria | CN600510838 | RN105978092 | 1,018,750 square feet of 2 inch thick paving of outdoor vehicular traffic areas not to include employee parking, employee driveways, raw material storage areas, and finished goods storage areas. | The following property is used 100% for pollution control and is installed to meet or exceed federal or state regulations: 1,018,750 square feet of 2 inch thick paving of outdoor vehicular traffic areas not to include employee parking, employee driveways, raw material storage areas, and finished goods storage areas. | 2012-08-28 | 1212313 | 100
16137 | T1 | Oncor Electric Delivery Company, LLC | Venus Switch Substation | 2121 East County Road | Venus | TX | 76084 | Ellis | CN603313842 | RN109629030 | polymer drain catastrophic containment project consisting of an earthen berm and drains containing expandable polymer. | The following property is used 100% for pollution control and is installed to meet or exceed federal or state regulations: polymer drain catastrophic containment project consisting of an earthen berm and drains containing expandable polymer. | 2012-03-21 | 1870 | 100
16138 | T1 | Oncor Electric Delivery Company, LLC | Paris Switch Substation | 2 miles south of Paris | Paris | TX | 75460 | Lamar | CN603313842 | RN109627505 | oil/water separator catastrophic containment project consisting of an earthen berm and an oil/water separator. | The following property is used 100% for pollution control and is installed to meet or exceed federal or state regulations: oil/water separator catastrophic containment project consisting of an earthen berm and an oil/water separator. | 2012-03-21 | 43314.7 | 100
16139 | T1 | Oncor Electric Delivery Company, LLC | Jewett Substation | 2221 North Main Street | Jewett | TX | 75846 | Leon | CN603313842 | RN109627513 | oil/water separator catastrophic containment project consisting of an earthen berm and an oil/water separator. | The following property is used 100% for pollution control and is installed to meet or exceed federal or state regulations: oil/water separator catastrophic containment project consisting of an earthen berm and an oil/water separator. | 2012-03-21 | 14327.5 | 100
16140 | T1 | Caterpillar, Inc. | Caterpillar, Inc. Schertz Plant | 6800 Doerr | Schertz | TX | 78154 | Comal | CN600510838 | RN106216500 | Monroe Units | Letter is dated 7/30/12 and received by email 7/27/12 | 2012-07-27 | 112000 | 100
16141 | T3 | Caterpillar, Inc. | Caterpillar, Inc. Schertz Plant | 6800 Doerr | Schertz | TX | 78154 | Comal | CN600510838 | RN106216500 | coolant filtration and recycling system and associated metal briqueter system used to compress metal shards and chips. | The following property is used 73.84% for pollution control and is installed to meet or exceed federal or state regulations: coolant filtration and recycling system and associated metal briqueter system used to compress metal shards and chips. | 2012-08-28 | 2667315 | 73.84
16142 | T3 | Caterpillar, Inc. | Caterpillar, Inc. Schertz Plant | 6800 Doerr | Schertz | TX | 78154 | Comal | CN600510838 | RN106216500 | coolant filtration and recycling system and associated metal briqueter system used to compress metal shards and chips. | The following property is used 71.19% for pollution control and is installed to meet or exceed federal or state regulations: coolant filtration and recycling system and associated metal briqueter system used to compress metal shards and chips. | 2012-08-28 | 2722931 | 71.19
16143 | T1 | Caterpillar, Inc. | Caterpillar, Inc. Schertz Plant | 6800 Doerr | Schertz | TX | 78154 | Comal | CN600510838 | RN106216500 | Monroe Units | Letter is dated 7/30/12 and received by email 7/27/12 | 2012-07-27 | 232575 | 100
16144 | T1 | Oncor Electric Delivery Company, LLC | Elm Mott Substation | 6743 Old Dallas Road | Elm Mott | TX | 76640 | McLennan | CN603313842 | RN109627521 | leaker management system consisting of a concrete pad with metal side railings and an oil/water separator. | The following property is used 100% for pollution control and is installed to meet or exceed federal or state regulations: leaker management system consisting of a concrete pad with metal side railings and an oil/water separator. | 2012-03-21 | 52604.86 | 100
16145 | T1 | Oncor Electric Delivery Company, LLC | Dermott Switch Substation | 6984 County Road 2128 | Snyder | TX | 79549 | Scurry | CN603313842 | RN106014285 | leaker management system consisting of a concrete pad with metal side railings and an oil/water separator. | The following property is used 100% for pollution control and is installed to meet or exceed federal or state regulations: leaker management system consisting of a concrete pad with metal side railings and an oil/water separator. | 2012-08-28 | 57819.3 | 100
16146 | T1 | Oncor Electric Delivery Company, LLC | Ennis Creek Switch Substation | 7000 North Highway 208 | Snyder | TX | 79549 | Scurry | CN603313842 | RN109627547 | leaker management system consisting of a concrete pad with metal side railings and an oil/water separator. | The following property is used 100% for pollution control and is installed to meet or exceed federal or state regulations: leaker management system consisting of a concrete pad with metal side railings and an oil/water separator. | 2012-08-28 | 24319.9 | 100
16147 | T1 | Oncor Electric Delivery Company, LLC | Scurry County South Switch Substation | 1313 Denson Road | Hermleigh | TX | 79526 | Scurry | CN603313842 | RN109627554 | leaker management system consisting of a concrete pad with metal side railings and an oil/water separator. | The following property is used 100% for pollution control and is installed to meet or exceed federal or state regulations: leaker management system consisting of a concrete pad with metal side railings and an oil/water separator. | 2012-03-21 | 57819.3 | 100
16148 | T1 | Oncor Electric Delivery Company, LLC | Snyder Substation | 500 37th Street | Snyder | TX | 79549 | Scurry | CN603313842 | RN109627562 | leaker management system consisting of a concrete pad with metal side railings and an oil/water separator. | The following property is used 100% for pollution control and is installed to meet or exceed federal or state regulations: leaker management system consisting of a concrete pad with metal side railings and an oil/water separator. | 2012-03-21 | 84929.9 | 100
16149 | T1 | Oncor Electric Delivery Company, LLC | Tonkawa Switch Substation | 13927 CR 4195 | Roscoe | TX | 79545 | Scurry | CN603313842 | RN109627570 | leaker management system consisting of a concrete pad with metal side railings and an oil/water separator. | The following property is used 100% for pollution control and is installed to meet or exceed federal or state regulations: leaker management system consisting of a concrete pad with metal side railings and an oil/water separator. | 2012-03-21 | 32044.1 | 100
16150 | T1 | Oncor Electric Delivery Company, LLC | Elkton Substation | 13790 County Road 192 | Tyler | TX | 75703 | Smith | CN603313842 | RN109627588 | leaker management system consisting of a concrete pad with metal side railings and an oil/water separator. | The following property is used 100% for pollution control and is installed to meet or exceed federal or state regulations: leaker management system consisting of a concrete pad with metal side railings and an oil/water separator. | 2012-03-21 | 49251.46 | 100
16151 | T1 | Oncor Electric Delivery Company, LLC | Calmont Switch Substation | 7800 Calmont Avenue | Fort Worth | TX | 76116 | Tarrant | CN603313842 | RN109631176 | oil/water separator catastrophic containment project consisting of an earthen berm and an oil/water separator. | The following property is used 100% for pollution control and is installed to meet or exceed federal or state regulations: oil/water separator catastrophic containment project consisting of an earthen berm and an oil/water separator. | 2012-08-28 | 21087 | 100
16152 | T1 | Oncor Electric Delivery Company, LLC | Graham Plant Switch Substation | 582 Power Plant Road | Graham | TX | 76450 | Young | CN603313842 | RN109632083 | leaker management system consisting of a concrete pad with metal side railings and an oil/water separator. | The following property is used 100% for pollution control and is installed to meet or exceed federal or state regulations: leaker management system consisting of a concrete pad with metal side railings and an oil/water separator. | 2012-03-21 | 49140.3 | 100
16153 | T1 | Oncor Electric Delivery Company, LLC | Graham Plant Switch Substation | 582 Power Plant Road | Graham | TX | 76450 | Young | CN603313842 | RN109632083 | oil/water separator catastrophic containment project consisting of an earthen berm and an oil/water separator. | The following property is used 100% for pollution control and is installed to meet or exceed federal or state regulations: oil/water separator catastrophic containment project consisting of an earthen berm and an oil/water separator. | 2012-03-21 | 13060.3 | 100
16154 | T1 | STP Nuclear Operating Company | STP Electric Generating Facility | 12090 FM 521 | Wadsworth | TX | 77483 | Matagorda | CN601658669 | RN102395654 | three high-purity germanium detectors. | The following property is used 100% for pollution control and is installed to meet or exceed federal or state regulations: three high-purity germanium detectors. | 2012-08-28 | 54757 | 100
16155 | T1 | STP Nuclear Operating Company | STP Electric Generating Facility | 12090 FM 521 | Wadsworth | TX | 77483 | Matagorda | CN601658669 | RN102395654 | two onsite low-level radioactive waste containers. | The following property is used 100% for pollution control and is installed to meet or exceed federal or state regulations: two on-site low-level radioactive waste storage containers. | 2012-08-28 | 81158 | 100
16156 | T1 | Huntsman Petrochemical LLC | Huntsman Petrochemical Conroe Plant | 5451 Jefferson Chemical Rd. | Conroe | TX | 77301 | Montgomery | CN603603093 | RN100219740 | natural gas flow meter, flow transmitter, wiring, and piping modifications for the R-A-22 flare. | The following property is used 100% for pollution control and is installed to meet or exceed federal or state regulations: natural gas flow meter, flow transmitter, wiring, and piping modifications for the R-A-22 flare. | 2012-03-27 | 51551 | 100
16157 | T1 | Huntsman Petrochemical LLC | Huntsman Petrochemical Conroe Plant | 5451 Jefferson Chemical Rd. | Conroe | TX | 77301 | Montgomery | CN603603093 | RN100219740 | upgrades to the water scrubbers including flow meters, flow transmitters, wiring, and alarms. | The following property is used 100% for pollution control and is installed to meet or exceed federal or state regulations: upgrades to the water scrubbers including flow meters, flow transmitters, wiring, and alarms. | 2012-03-27 | 54976 | 100
16158 | T1 | Texas Sterling Construction | Corporate | 20810 Fernbush Lane | Houston | TX | 77073 | Harris | CN60169377 | RN105357834 | Purchased the following water trucks: 937, 967, 9012, 9013, 9092, 9005, 969, 973, 9006, 9010, 9047, 9048, 9088, 9079, 9082, 9074, 9102,9001, 944, 9040, 9041, 9043, 976, 9002, 9085, 9086, 9090, 9095, 9096, 9141, and 9142. | Withdrawn/Returned | 2012-08-28 | 627000 | 100
16159 | T1 | Cabot Corporation | PDMC | 8430 County Road 3 | Pampa | TX | 79066 | Gray | CN600124911 | RN100210582 | thermal oxidizer. | The following property is used 100% for pollution control and is installed to meet or exceed federal or state regulations: thermal oxidizer. | 2012-04-27 | 1796698 | 100
16160 | T1 | Cabot Corporation | PDMC | 8430 County Road 3 | Pampa | TX | 79066 | Gray | CN600124911 | RN100210582 | liner with leak detection and a water flow measurement device installed in the wastewater evaporation pond. | The following property is used 100% for pollution control and is installed to meet or exceed federal or state regulations: liner with leak detection and a water flow measurement device installed in the wastewater evaporation pond. | 2012-04-27 | 108478 | 100
16161 | T1 | Cabot Corporation | Pampa Plant | 11561 U. S. Highway 60 | Pampa | TX | 79066 | Gray | CN600124911 | RN10221761 | thermal oxidizer. | The following property is used 100% for pollution control and is installed to meet or exceed federal or state regulations: thermal oxidizer. | 2012-04-27 | 5053272 | 100
16162 | T1 | Golden Spread Electric Cooperative, Inc. | Antelope Generating Station | 1454 County Road 315 | Abernathy | TX | 79311 | Hale | CN602663387 | RN105862510 | selective catalytic reduction system and ancillary equipment for the Unit 1 engine. | The following property is used 100% for pollution control and is installed to meet or exceed federal or state regulations: selective catalytic reduction system and ancillary equipment. | 2012-08-28 | 1812614 | 100
16163 | T1 | SSI Chusei Inc. | SSI Chusei Complex | 12500 Bay Area Boulevard | Pasadena | TX | 77507 | Harris | CN603772153 | RN100660612 | replacement wastewater line that is approximately 6,200 feet in length extending from the site to the line’s tie-in with Gulf Coast Waste Disposal Authority line. | The following property is used 100% for pollution control and is installed to meet or exceed federal or state regulations: replacement wastewater line that is approximately 6,200 feet in length extending from the site to the line’s tie-in with Gulf Coast Waste Disposal Authority line. | 2012-02-29 | 372771.5 | 100
16164 | T3 | WRB Refining, LP | Borger Refinery | Hwy Spur 119 N | Borger | TX | 79008 | Hutchinson | CN603215997 | RN102495884 | flare gas recovery system including a flare seal drum on each of five hydrocarbon flare systems and a single, liquid-ring compression recovery system. | The following property is used 87.36% for pollution control and is installed to meet or exceed federal or state regulations: flare gas recovery system including a flare seal drum on each of five hydrocarbon flare systems and a single, liquid-ring compression recovery system. | 2012-10-24 | 45355000 | 87.36
16165 | T1 | Golden Spread Electric Cooperative, Inc. | Antelope Generating Station | 1454 County Road 315 | Abernathy | TX | 79311 | Hale | CN602663387 | RN105862510 | selective catalytic reduction system and ancillary equipment for the Unit 2 engine. | The following property is used 100% for pollution control and is installed to meet or exceed federal or state regulations: selective catalytic reduction system and ancillary equipment. | 2012-08-28 | 1812614 | 100
16166 | T1 | WRB Refining, LP | Borger Refinery | Hwy Spur 119 N | Borger | TX | 79008 | Hutchinson | CN603215997 | RN102495884 | selective catalytic reduction (SCR) system including SCR reactor, anhydrous ammonia flow control unit, induced draft fan, NOx analyzer located upstream of SCR reactor, water wash system to remove ammonium salts, and anhydrous ammonia storage and distribution system. | The following property is used 100% for pollution control and is installed to meet or exceed federal or state regulations: selective catalytic reduction (SCR) system including SCR reactor, anhydrous ammonia flow control unit, induced draft fan, NOx analyzer located upstream of SCR reactor, water wash system to remove ammonium salts, and anhydrous ammonia storage and distribution system. | 2012-09-19 | 27074000 | 100
16167 | T1 | Golden Spread Electric Cooperative, Inc. | Antelope Generating Station | 1454 County Road 315 | Abernathy | TX | 79311 | Hale | CN602663387 | RN105862510 | selective catalytic reduction system and ancillary equipment for the Unit 3 engine. | The following property is used 100% for pollution control and is installed to meet or exceed federal or state regulations: selective catalytic reduction system and ancillary equipment. | 2012-08-28 | 1812614 | 100
16168 | T1 | Golden Spread Electric Cooperative, Inc. | Antelope Generating Station | 1454 County Road 315 | Abernathy | TX | 79311 | Hale | CN602663387 | RN105862510 | selective catalytic reduction system and ancillary equipment for the Unit 4 engine. | The following property is used 100% for pollution control and is installed to meet or exceed federal or state regulations: selective catalytic reduction system and ancillary equipment. | 2012-08-28 | 1812614 | 100
16169 | T1 | Golden Spread Electric Cooperative, Inc. | Antelope Generating Station | 1454 County Road 315 | Abernathy | TX | 79311 | Hale | CN602663387 | RN105862510 | selective catalytic reduction system and ancillary equipment for the Unit 5 engine. | The following property is used 100% for pollution control and is installed to meet or exceed federal or state regulations: selective catalytic reduction system and ancillary equipment. | 2012-08-28 | 1812614 | 100
16170 | T1 | NuStar Logistics LP | Elmendorf Terminal | 20830 Lamm Road | San Antonio | TX | 78112 | Bexar | CN603180662 | RN102301280 | flare system. | The following property is used 100% for pollution control and is installed to meet or exceed federal or state regulations: flare system. | 2012-08-28 | 85952 | 100
16171 | T1 | Golden Spread Electric Cooperative, Inc. | Antelope Generating Station | 1454 County Road 315 | Abernathy | TX | 79311 | Hale | CN602663387 | RN105862510 | selective catalytic reduction system and ancillary equipment for the Unit 6 engine. | The following property is used 100% for pollution control and is installed to meet or exceed federal or state regulations: selective catalytic reduction system and ancillary equipment. | 2012-08-28 | 1812614 | 100
16172 | T1 | Golden Spread Electric Cooperative, Inc. | Antelope Generating Station | 1454 County Road 315 | Abernathy | TX | 79311 | Hale | CN602663387 | RN105862510 | selective catalytic reduction system and ancillary equipment for the Unit 7 engine. | The following property is used 100% for pollution control and is installed to meet or exceed federal or state regulations: selective catalytic reduction system and ancillary equipment. | 2012-08-28 | 1812614 | 100
16173 | T1 | Golden Spread Electric Cooperative, Inc. | Antelope Generating Station | 1454 County Road 315 | Abernathy | TX | 79311 | Hale | CN602663387 | RN105862510 | selective catalytic reduction system and ancillary equipment for the Unit 8 engine. | The following property is used 100% for pollution control and is installed to meet or exceed federal or state regulations: selective catalytic reduction system and ancillary equipment. | 2012-08-28 | 1812614 | 100
16174 | T1 | NuStar Refining, LLC | San Antonio Refinery | 7811 S. Presa Street | San Antonio | TX | 78223 | Bexar | CN603844341 | RN101485183 | vapor recovery system that directs all recovered vapors to a flare. | The following property is used 100% for pollution control and is installed to meet or exceed federal or state regulations: vapor recovery system that directs all recovered vapors to a flare. | 2012-08-28 | 22836 | 100
16175 | T1 | Golden Spread Electric Cooperative, Inc. | Antelope Generating Station | 1454 County Road 315 | Abernathy | TX | 79311 | Hale | CN602663387 | RN105862510 | selective catalytic reduction system and ancillary equipment for the Unit 9 engine. | The following property is used 100% for pollution control and is installed to meet or exceed federal or state regulations: selective catalytic reduction system and ancillary equipment. | 2012-08-30 | 1812614 | 100
16176 | T1 | Golden Spread Electric Cooperative, Inc. | Antelope Generating Station | 1454 County Road 315 | Abernathy | TX | 79311 | Hale | CN602663387 | RN105862510 | catalytic reduction system and ancillary equipment for the Unit 10 engine. | The following property is used 100% for pollution control and is installed to meet or exceed federal or state regulations: selective catalytic reduction system and ancillary equipment. | 2012-08-28 | 1812614 | 100
16177 | T1 | NuStar Refining, LLC | San Antonio Refinery | 7811 S. Presa Street | San Antonio | TX | 78223 | Bexar | CN603844341 | RN101485183 | four sumps; four pumps; associated piping; and 36,820 square feet of concrete (not to include tank foundations) providing secondary containment for vessels containing oils. | The following property is used 100% for pollution control and is installed to meet or exceed federal or state regulations: four sumps; four pumps; associated piping; and 36,820 square feet of concrete (not to include tank foundations) providing secondary containment for vessels containing oils. | 2012-07-30 | 1254345.33 | 100
16178 | T1 | NuStar Refining, LLC | San Antonio Refinery | 7811 S. Presa Street | San Antonio | TX | 78223 | Bexar | CN603844341 | RN101485183 | flare system. | The following property is used 100% for pollution control and is installed to meet or exceed federal or state regulations: flare system. | 2012-08-28 | 76984 | 100
16179 | T1 | NuStar Refining, LLC | San Antonio Refinery | 7811 S. Presa Street | San Antonio | TX | 78223 | Bexar | CN603844341 | RN101485183 | incremental cost difference for 23 low NOx burners vs. similarly sized burners without NOx controls. | The following property is used 100% for pollution control and is installed to meet or exceed federal or state regulations: incremental cost difference for 23 low NOx burners vs. similarly sized burners without NOx controls. | 2012-08-28 | 213200 | 100
16180 | T1 | Golden Spread Electric Cooperative, Inc. | Antelope Generating Station | 1454 County Road 315 | Abernathy | TX | 79311 | Hale | CN602663387 | RN105862510 | selective catalytic reduction system and ancillary equipment for the Unit 11 engine. | The following property is used 100% for pollution control and is installed to meet or exceed federal or state regulations: selective catalytic reduction system and ancillary equipment. | 2012-08-16 | 1812614 | 100
16181 | T1 | Golden Spread Electric Cooperative, Inc. | Antelope Generating Station | 1454 County Road 315 | Abernathy | TX | 79311 | Hale | CN602663387 | RN105862510 | selective catalytic reduction system and ancillary equipment for the Unit 12 engine. | The following property is used 100% for pollution control and is installed to meet or exceed federal or state regulations: selective catalytic reduction system and ancillary equipment. | 2012-08-16 | 1812614 | 100
16182 | T1 | Golden Spread Electric Cooperative, Inc. | Antelope Generating Station | 1454 County Road 315 | Abernathy | TX | 79311 | Hale | CN602663387 | RN105862510 | selective catalytic reduction system and ancillary equipment for the Unit 13 engine. | The following property is used 100% for pollution control and is installed to meet or exceed federal or state regulations: selective catalytic reduction system and ancillary equipment. | 2012-08-16 | 1812614 | 100
16183 | T1 | Golden Spread Electric Cooperative, Inc. | Antelope Generating Station | 1454 County Road 315 | Abernathy | TX | 79311 | Hale | CN602663387 | RN105862510 | selective catalytic reduction system and ancillary equipment for the Unit 14 engine. | The following property is used 100% for pollution control and is installed to meet or exceed federal or state regulations: selective catalytic reduction system and ancillary equipment. | 2012-08-16 | 1812614 | 100
16184 | T1 | Golden Spread Electric Cooperative, Inc. | Antelope Generating Station | 1454 County Road 315 | Abernathy | TX | 79311 | Hale | CN602663387 | RN105862510 | selective catalytic reduction system and ancillary equipment for the Unit 15 engine. | The following property is used 100% for pollution control and is installed to meet or exceed federal or state regulations: selective catalytic reduction system and ancillary equipment. | 2012-08-16 | 1812614 | 100
16185 | T1 | Golden Spread Electric Cooperative, Inc. | Antelope Generating Station | 1454 County Road 315 | Abernathy | TX | 79311 | Hale | CN602663387 | RN105862510 | selective catalytic reduction system and ancillary equipment for the Unit 16 engine. | The following property is used 100% for pollution control and is installed to meet or exceed federal or state regulations: selective catalytic reduction system and ancillary equipment. | 2012-08-16 | 1812614 | 100
16186 | T1 | Golden Spread Electric Cooperative, Inc. | Antelope Generating Station | 1454 County Road 315 | Abernathy | TX | 79311 | Hale | CN602663387 | RN105862510 | selective catalytic reduction system and ancillary equipment for the Unit 17 engine. | The following property is used 100% for pollution control and is installed to meet or exceed federal or state regulations: selective catalytic reduction system and ancillary equipment. | 2012-08-16 | 1812614 | 100
16187 | T1 | The Lubrizol Corporation | Bayport Facility | 12801 Bay Area Blvd. | Pasadena | TX | 77507 | Harris | CN600269617 | RN101058410 | The following items: Micro-Pulsaire dust collector, flow meters, vent piping, scrubber and pump, and clarifier equipment. | Withdrawn/Returned | 2012-08-17 | 580179 | 100
16188 | T1 | The Lubrizol Corporation | Deer Park Facility | 41 Tidal Road | Deer Park | TX | 77536 | Harris | CN600269617 | RN100221589 | Various items. | Withdrawn/Returned | 2012-08-17 | 5114660.19 | 100
16189 | T1 | Enterprise Products Operating, LLC | Hobb Fractionator | 17 miles west of Seminole on | Seminole | TX | 79360 | Gaines | CN603211277 | RN104897442 | smokeless air-assisted flare with a continuously burning pilot light. | The following property is used 100% for pollution control and is installed to meet or exceed federal or state regulations: smokeless air-assisted flare with a continuously burning pilot light. | 2012-08-16 | 3500000 | 100
16190 | T3 | Motiva Enterprises, LLC | Motiva Port Arthur Refinery | 2555 Savannah Avenue | Port Arthur | TX | 77640 | Jefferson | CN600124051 | RN100209451 | wastewater treatment system upgrades including 2 stormwater retention tanks; 2 wet surface air coolers and 6 associated pumps; 1 equalization tank; 1 25% NaOH storage tank and 2 associated pumps; 3 ASTU aeration feed pumps; 2 wastewater cooling pumps; FCCU 3 BELCO Purge Treatment System and 2 associated pumps; 2 SASTU tanks; 3 diffused aeration blowers; repurposing of SASTU tanks to sludge storage tanks; 2 WAS transfer pumps; weir box; 6 clarifier return activated sludge pumps; 1 WAS thickener tank; 3 waste sludge pumps; 1 thickener drainage pump; 2 recycle sludge pumps; 1 ASTU effluent lift station with associated 3 ASTU effluent lift pumps and composite samplers. | The following property is used 100% for pollution control and is installed to meet or exceed federal or state regulations: wastewater treatment system upgrades including 2 stormwater retention tanks; 2 wet surface air coolers and 6 associated pumps; 1 equalization tank; 1 25% NaOH storage tank and 2 associated pumps; 3 ASTU aeration feed pumps; 2 wastewater cooling pumps; FCCU 3 BELCO Purge Treatment System and 2 associated pumps; 2 SASTU tanks; 3 diffused aeration blowers; repurposing of SASTU tanks to sludge storage tanks; 2 WAS transfer pumps; weir box; 6 clarifier return activated sludge pumps; 1 WAS thickener tank; 3 waste sludge pumps; 1 thickener drainage pump; 2 recycle sludge pumps; 1 ASTU effluent lift station with associated 3 ASTU effluent lift pumps and composite samplers. | 2012-08-23 | 123160000 | 100
16191 | T1 | Caterpillar, Inc. | Caterpillar Seguin Engine Facility | 1720 West Kingsbury Street | Seguin | TX | 78155 | Guadalupe | CN600510838 | RN105742381 | stormwater retention ponds and conveyances occupying 6.2 acres. | The following property is used 100% for pollution control and is installed to meet or exceed federal or state regulations: stormwater retention ponds and conveyances occupying 6.2 acres. | 2012-08-30 | 268880 | 100
16192 | T1 | Pecan Pipeline Company | Kripple Kreek Gas Plant | 1988 Briar Creek Road | Bowie | TX | 76230 | Montague | CN603332263 | RN105476691 | replacement regenerative thermal oxidizer. | The following property is used 100% for pollution control and is installed to meet or exceed federal or state regulations: replacement regenerative thermal oxidizer. | 2012-08-23 | 825862 | 100
16193 | T1 | Cargill Incorporated | Houston Facility | 16150 Peninsula Blvd. | Houston | TX | 77015 | Harris | CN600273742 | RN104587506 | septic system and electrical power to septic system. | The following property is used 100% for pollution control and is installed to meet or exceed federal or state regulations: septic system and electrical power to septic system. | 2012-03-30 | 111329 | 100
16194 | T3 | 3M Company | 3M Brownwood Plant | 4501 Highway 377 South | Brownwood | TX | 76801 | Brown | CN600291397 | RN100219005 | BRMC line | Returned for failure to respond to a deficiency letter. | 2012-02-15 | 8476262 | 100
16195 | T2 | Entergy Texas Inc. | Entergy Lewis Creek Plant | 11191 Longstreet Road | Willis | TX | 77318 | Montgomery | CN603282054 | RN100226877 | ABB Control System upgrade for the Ammonia/SCR system. | The following property is used 100% for pollution control and is installed to meet or exceed federal or state regulations: ABB Control System upgrade for the Ammonia/SCR system. | 2012-08-23 | 870000 | 100
16196 | T1 | Durwood Greene Construction | Durwood Green Construction Stafford Plant | 10126 Cash Road | Stafford | TX | 77477 | Fort Bend | CN600309173 | RN100599430 | water trucks | Returned for failure to respond to a deficiency letter. | 2012-03-19 | 32188 | 100
16197 | T1 | MarkWest Gas Services, LLC | Javelina Gas Processing Facility | 5438 Union Street | Corpus Christi | TX | 78407 | Nueces | CN603319880 | RN102190139 | CEMS that monitors a flare. | The following property is used 100% for pollution control and is installed to meet or exceed federal or state regulations: CEMS that monitors a flare. | 2012-08-23 | 358138 | 100
16198 | T1 | Enterprise Products Texas Operating, LLC | Mont Belvieu Complex | 10207 FM 1942 | Mont Belvieu | TX | 77580 | Chambers | CN603211277 | RN102323268 | flare. | The following property is used 100% for pollution control and is installed to meet or exceed federal or state regulations: flare. | 2012-08-16 | 3500000 | 100
16199 | T1 | Golden Spread Electric Cooperative, Inc. | Antelope Generating Station | 1454 County Road 315 | Abernathy | TX | 79311 | Hale | CN602663387 | RN105862510 | selective catalytic reduction unit and associated ancillary equipment for Unit 18. | The following property is used 100% for pollution control and is installed to meet or exceed federal or state regulations: selective catalytic reduction system and ancillary equipment. | 2012-08-16 | 1812614 | 100
16200 | T2 | Golden Spread Electric Cooperative, Inc. | Antelope Generating Station | 1454 County Road 315 | Abernathy | TX | 79311 | Hale | CN602663387 | RN105862510 | stack, including testing and sampling ports and platforms for Unit 1. | The following property is used 100% for pollution control and is installed to meet or exceed federal or state regulations: stack, including testing and sampling ports and platforms | 2012-08-23 | 124040 | 100
16201 | T1 | Allsup Petroleum, Inc. | Allsup Petroleum #212 | 913 East Hamilton | Stamford | TX | 79553 | Jones | CN601099260 | RN106127491 | difference in cost between double-walled tanks and single-walled tanks; tank top sumps; automatic tank gauging; difference in cost between double-walled piping and single-walled piping; automatic line leak detectors; overfill alarms; equipment that monitors secondary containment. | The following property is used 100% for pollution control and is installed to meet or exceed federal or state regulations: difference in cost between double-walled tanks and single-walled tanks; tank top sumps; automatic tank gauging; difference in cost between double-walled piping and single-walled piping; automatic line leak detectors; overfill alarms; equipment that monitors secondary containment. | 2012-08-22 | 107881 | 100
16202 | T2 | Golden Spread Electric Cooperative, Inc. | Antelope Generating Station | 1454 County Road 315 | Abernathy | TX | 79311 | Hale | CN602663387 | RN105862510 | stack, including testing and sampling ports and platforms, for Unit 2. | The following property is used 100% for pollution control and is installed to meet or exceed federal or state regulations: stack, including testing and sampling ports and platforms, for Unit 2. | 2012-08-23 | 124040 | 100
16203 | T2 | Golden Spread Electric Cooperative, Inc. | Antelope Generating Station | 1454 County Road 315 | Abernathy | TX | 79311 | Hale | CN602663387 | RN105862510 | stack, including testing and sampling ports and platforms, for Unit 3. | The following property is used 100% for pollution control and is installed to meet or exceed federal or state regulations: stack, including testing and sampling ports and platforms, for Unit 3. | 2012-04-02 | 124040 | 100
16204 | T1 | Allsup Petroleum, Inc. | Allsup Petroleum #240 | 219 North 2nd Street | Canadian | TX | 79014 | Hemphill | CN601099260 | RN102044914 | difference in cost between double-walled tanks and single-walled tanks; tank top sumps; automatic tank gauging; difference in cost between double-walled piping and single-walled piping; automatic line leak detectors; overfill alarms; equipment that monitors secondary containment. | The following property is used 100% for pollution control and is installed to meet or exceed federal or state regulations: difference in cost between double-walled tanks and single-walled tanks; tank top sumps; automatic tank gauging; difference in cost between doubled-walled piping and single-walled piping; automatic line leak detectors; overfill alarms; equipment that monitors secondary containment. | 2012-08-22 | 101881 | 100
16205 | T1 | Allsup Petroleum, Inc. | Allsup Petroleum #360 | 2025 Northwest Loop | Stephenville | TX | 76401 | Erath | CN601099260 | RN106153067 | difference in cost between double-walled tanks and single-walled tanks; tank top sumps; automatic tank gauging; difference in cost between double-walled piping and single-walled piping; automatic line leak detectors; overfill alarms; equipment that monitors secondary containment. | The following property is used 100% for pollution control and is installed to meet or exceed federal or state regulations: difference in cost between double-walled tanks and single-walled tanks; tank top sumps; automatic tank gauging; difference in cost between double-walled piping and single-walled piping; automatic line leak detectors; overfill alarms; equipment that monitors secondary containment. | 2012-08-22 | 119700 | 100
16206 | T2 | Golden Spread Electric Cooperative, Inc. | Antelope Generating Station | 1454 County Road 315 | Abernathy | TX | 79311 | Hale | CN602663387 | RN105862510 | stack, including testing and sampling ports and platforms, for Unit 4. | The following property is used 100% for pollution control and is installed to meet or exceed federal or state regulations: stack, including testing and sampling ports and platforms, for Unit 4. | 2012-04-02 | 124040 | 100
16207 | T1 | Allsup Petroleum, Inc. | Allsup Petroleum #047 | 313 Peach Ave. | Dalhart | TX | 79022 | Dallam | CN601099260 | RN102012580 | difference in cost between double-walled tanks and single-walled tanks; tank top sumps; automatic tank gauging; difference in cost between double-walled piping and single-walled piping; automatic line leak detectors; overfill alarms; equipment that monitors secondary containment. | The following property is used 100% for pollution control and is installed to meet or exceed federal or state regulations: difference in cost between double-walled tanks and single-walled tanks; tank top sumps; automatic tank gauging; difference in cost between double-walled piping and single-walled piping; automatic line leak detectors; overfill alarms; equipment that monitors secondary containment. | 2012-08-22 | 82214 | 100
16208 | T2 | Golden Spread Electric Cooperative, Inc. | Antelope Generating Station | 1454 County Road 315 | Abernathy | TX | 79311 | Hale | CN602663387 | RN105862510 | stack, including testing and sampling ports and platforms, for Unit 5. | The following property is used 100% for pollution control and is installed to meet or exceed federal or state regulations: stack, including testing and sampling ports and platforms, for Unit 5. | 2012-04-02 | 124040 | 100
16209 | T2 | Golden Spread Electric Cooperative, Inc. | Antelope Generating Station | 1454 County Road 315 | Abernathy | TX | 79311 | Hale | CN602663387 | RN105862510 | stack, including testing and sampling ports and platforms, for Unit 6. | The following property is used 100% for pollution control and is installed to meet or exceed federal or state regulations: stack, including testing and sampling ports and platforms, for Unit 6. | 2012-04-02 | 124040 | 100
16210 | T1 | Allsup Petroleum, Inc. | Allsup Petroleum #111 | 425 Highway 87 South | Texline | TX | 79087 | Dallam | CN601099260 | RN101781680 | difference in cost between double-walled tanks and single-walled tanks; tank top sumps; automatic tank gauging; difference in cost between double-walled piping and single-walled piping; automatic line leak detectors; overfill alarms; equipment that monitors secondary containment. | The following property is used 100% for pollution control and is installed to meet or exceed federal or state regulations: difference in cost between double-walled tanks and single-walled tanks; tank top sumps; automatic tank gauging; difference in cost between double-walled piping and single-walled piping; automatic line leak detectors; overfill alarms; equipment that monitors secondary containment. | 2012-08-22 | 45913 | 100
16211 | T2 | Golden Spread Electric Cooperative, Inc. | Antelope Generating Station | 1454 County Road 315 | Abernathy | TX | 79311 | Hale | CN602663387 | RN105862510 | stack, including testing and sampling ports and platforms, for Unit 7. | The following property is used 100% for pollution control and is installed to meet or exceed federal or state regulations: stack, including testing and sampling ports and platforms, for Unit 7. | 2012-08-23 | 124040 | 100
16212 | T2 | Golden Spread Electric Cooperative, Inc. | Antelope Generating Station | 1454 County Road 315 | Abernathy | TX | 79311 | Hale | CN602663387 | RN105862510 | stack, including testing and sampling ports and platforms, for Unit 8. | The following property is used 100% for pollution control and is installed to meet or exceed federal or state regulations: stack, including testing and sampling ports and platforms, for Unit 8. | 2012-08-16 | 124040 | 100
16213 | T1 | Allsup Petroleum, Inc. | Allsup Petroleum #206 | 800 N. Main | Andrews | TX | 79714 | Andrews | CN601099260 | RN106127491 | difference in cost between double-walled tanks and single-walled tanks; tank top sumps; automatic tank gauging; difference in cost between doubled-walled piping and single-walled piping; automatic line leak detectors; overfill alarms; equipment that monitors secondary containment. | The following property is used 100% for pollution control and is installed to meet or exceed federal or state regulations: difference in cost between double-walled tanks and single-walled tanks; tank top sumps; automatic tank gauging; difference in cost between doubled-walled piping and single-walled piping; automatic line leak detectors; overfill alarms; equipment that monitors secondary containment. | 2012-08-22 | 101871 | 100
16214 | T2 | Golden Spread Electric Cooperative, Inc. | Antelope Generating Station | 1454 County Road 315 | Abernathy | TX | 79311 | Hale | CN602663387 | RN105862510 | stack, including testing and sampling ports and platforms, for Unit 9. | The following property is used 100% for pollution control and is installed to meet or exceed federal or state regulations: stack, including testing and sampling ports and platforms, for Unit 9. | 2012-04-03 | 124040 | 100
16215 | T2 | Golden Spread Electric Cooperative, Inc. | Antelope Generating Station | 1454 County Road 315 | Abernathy | TX | 79311 | Hale | CN602663387 | RN105862510 | stack, including testing and sampling ports and platforms, for Unit 10. | The following property is used 100% for pollution control and is installed to meet or exceed federal or state regulations: stack, including testing and sampling ports and platforms, for Unit 10. | 2012-04-03 | 124040 | 100
16216 | T2 | Golden Spread Electric Cooperative, Inc. | Antelope Generating Station | 1454 County Road 315 | Abernathy | TX | 79311 | Hale | CN602663387 | RN105862510 | stack, including testing and sampling ports and platforms, for Unit 11. | The following property is used 100% for pollution control and is installed to meet or exceed federal or state regulations: stack, including testing and sampling ports and platforms, for Unit 11. | 2012-04-03 | 124040 | 100
16217 | T2 | Golden Spread Electric Cooperative, Inc. | Antelope Generating Station | 1454 County Road 315 | Abernathy | TX | 79311 | Hale | CN602663387 | RN105862510 | stack, including testing and sampling ports and platforms, for Unit 12. | The following property is used 100% for pollution control and is installed to meet or exceed federal or state regulations: stack, including testing and sampling ports and platforms, for Unit 12. | 2012-04-03 | 124040 | 100
16218 | T3 | Caterpillar, Inc. | Caterpillar, Inc. Schertz Plant | 6800 Doerr | Schertz | TX | 78154 | Bexar | CN600510838 | RN106216500 | cardboard recycling compactor | Withdrawn/Returned | 2012-04-12 | 0 | 100
16219 | T3 | Frito Lay Inc | Rosenberg Plant | 3310 Highway 36 N | Rosenberg | TX | 77471 | Fort Bend | CN603940792 | RN104912811 | boiler zurn and refractory heat recovery system | Withdrawn/Returned | 2012-03-27 | 0 | 100
16220 | T2 | Golden Spread Electric Cooperative, Inc. | Antelope Generating Station | 1454 County Road 315 | Abernathy | TX | 79311 | Hale | CN602663387 | RN105862510 | stack, including testing and sampling ports and platforms, for Unit 13. | The following property is used 100% for pollution control and is installed to meet or exceed federal or state regulations: stack, including testing and sampling ports and platforms, for Unit 13. | 2012-08-22 | 124040 | 100
16221 | T2 | Golden Spread Electric Cooperative, Inc. | Antelope Generating Station | 1454 County Road 315 | Abernathy | TX | 79311 | Hale | CN602663387 | RN105862510 | stack, including testing and sampling ports and platforms, for Unit 14. | The following property is used 100% for pollution control and is installed to meet or exceed federal or state regulations: stack, including testing and sampling ports and platforms, for Unit 14. | 2012-04-03 | 124040 | 100
16222 | T2 | Golden Spread Electric Cooperative, Inc. | Antelope Generating Station | 1454 County Road 315 | Abernathy | TX | 79311 | Hale | CN602663387 | RN105862510 | stack, including testing and sampling ports and platforms, for Unit 15. | The following property is used 100% for pollution control and is installed to meet or exceed federal or state regulations: stack, including testing and sampling ports and platforms, for Unit 15. | 2012-04-04 | 124040 | 100
16223 | T2 | Golden Spread Electric Cooperative, Inc. | Antelope Generating Station | 1454 County Road 315 | Abernathy | TX | 79311 | Hale | CN602663387 | RN105862510 | stack, including testing and sampling ports and platforms, for Unit 16. | The following property is used 100% for pollution control and is installed to meet or exceed federal or state regulations: stack, including testing and sampling ports and platforms, for Unit 16. | 2012-04-04 | 124040 | 100
16224 | T2 | Golden Spread Electric Cooperative, Inc. | Antelope Generating Station | 1454 County Road 315 | Abernathy | TX | 79311 | Hale | CN602663387 | RN105862510 | stack, including testing and sampling ports and platforms, for Unit 17. | The following property is used 100% for pollution control and is installed to meet or exceed federal or state regulations: stack, including testing and sampling ports and platforms, for Unit 17. | 2012-04-04 | 124040 | 100
16225 | T2 | Golden Spread Electric Cooperative, Inc. | Antelope Generating Station | 1454 County Road 315 | Abernathy | TX | 79311 | Hale | CN602663387 | RN105862510 | stack, including testing and sampling ports and platforms, for Unit 18. | The following property is used 100% for pollution control and is installed to meet or exceed federal or state regulations: stack, including testing and sampling ports and platforms, for Unit 18. | 2012-08-22 | 124040 | 100
16226 | T1 | Golden Spread Electric Cooperative, Inc. | Antelope Generating Station | 1454 County Road 315 | Abernathy | TX | 79311 | Hale | CN602663387 | RN105862510 | carbon monoxide catalyst system consisting of a reactor and catalyst elements. | The following property is used 100% for pollution control and is installed to meet or exceed federal or state regulations: carbon monoxide catalyst system consisting of a reactor and catalyst elements. | 2012-03-23 | 131626 | 100
16227 | T1 | Ball Metal Beverage Container Corp. | Ball Metal Container Fort Worth Plant | 6600 Will Rogers Blvd | Fort Worth | TX | 76140 | Tarrant | CN600732062 | RN100225440 | regenerative thermal oxidizer. | The following property is used 100% for pollution control and is installed to meet or exceed federal or state regulations: regenerative thermal oxidizer. | 2012-08-22 | 1127511 | 100
16228 | T1 | Golden Spread Electric Cooperative, Inc. | Antelope Generating Station | 1454 County Road 315 | Abernathy | TX | 79311 | Hale | CN602663387 | RN105862510 | carbon monoxide catalyst system consisting of a reactor and catalyst elements. | The following property is used 100% for pollution control and is installed to meet or exceed federal or state regulations: carbon monoxide catalyst system consisting of a reactor and catalyst elements. | 2012-08-22 | 131626 | 100
16229 | T1 | Golden Spread Electric Cooperative, Inc. | Antelope Generating Station | 1454 County Road 315 | Abernathy | TX | 79311 | Hale | CN602663387 | RN105862510 | This project installed a carbon monoxide catalyst system consisting of a reactor and catalyst elements for Unit 3. | The following property is used 100% for pollution control and is installed to meet or exceed federal or state regulations: carbon monoxide catalyst system consisting of a reactor and catalyst elements. | 2012-08-22 | 131626 | 100
16230 | T1 | Golden Spread Electric Cooperative, Inc. | Antelope Generating Station | 1454 County Road 315 | Abernathy | TX | 79311 | Hale | CN602663387 | RN105862510 | carbon monoxide catalyst system consisting of a reactor and catalyst elements. | The following property is used 100% for pollution control and is installed to meet or exceed federal or state regulations: carbon monoxide catalyst system consisting of a reactor and catalyst elements. | 2012-08-22 | 131626 | 100
16231 | T1 | Golden Spread Electric Cooperative, Inc. | Antelope Generating Station | 1454 County Road 315 | Abernathy | TX | 79311 | Hale | CN602663387 | RN105862510 | carbon monoxide catalyst system consisting of a reactor and catalyst elements. | The following property is used 100% for pollution control and is installed to meet or exceed federal or state regulations: carbon monoxide catalyst system consisting of a reactor and catalyst elements. | 2012-08-22 | 131626 | 100
16232 | T1 | Golden Spread Electric Cooperative, Inc. | Antelope Generating Station | 1454 County Road 315 | Abernathy | TX | 79311 | Hale | CN602663387 | RN105862510 | carbon monoxide catalyst system consisting of a reactor and catalyst elements. | The following property is used 100% for pollution control and is installed to meet or exceed federal or state regulations: carbon monoxide catalyst system consisting of a reactor and catalyst elements. | 2012-08-22 | 131626 | 100
16233 | T1 | Golden Spread Electric Cooperative, Inc. | Antelope Generating Station | 1454 County Road 315 | Abernathy | TX | 79311 | Hale | CN602663387 | RN105862510 | carbon monoxide catalyst system consisting of a reactor and catalyst elements. | The following property is used 100% for pollution control and is installed to meet or exceed federal or state regulations: carbon monoxide catalyst system consisting of a reactor and catalyst elements. | 2012-08-22 | 131626 | 100
16234 | T1 | Golden Spread Electric Cooperative, Inc. | Antelope Generating Station | 1454 County Road 315 | Abernathy | TX | 79311 | Hale | CN602663387 | RN105862510 | carbon monoxide catalyst system consisting of a reactor and catalyst elements. | The following property is used 100% for pollution control and is installed to meet or exceed federal or state regulations: carbon monoxide catalyst system consisting of a reactor and catalyst elements. | 2012-08-22 | 131626 | 100
16235 | T1 | Golden Spread Electric Cooperative, Inc. | Antelope Generating Station | 1454 County Road 315 | Abernathy | TX | 79311 | Hale | CN602663387 | RN105862510 | carbon monoxide catalyst system consisting of a reactor and catalyst elements. | The following property is used 100% for pollution control and is installed to meet or exceed federal or state regulations: carbon monoxide catalyst system consisting of a reactor and catalyst elements. | 2012-08-22 | 131626 | 100
16236 | T1 | Golden Spread Electric Cooperative, Inc. | Antelope Generating Station | 1454 County Road 315 | Abernathy | TX | 79311 | Hale | CN602663387 | RN105862510 | carbon monoxide catalyst system consisting of a reactor and catalyst elements. | The following property is used 100% for pollution control and is installed to meet or exceed federal or state regulations: carbon monoxide catalyst system consisting of a reactor and catalyst elements. | 2012-08-22 | 131626 | 100
16237 | T1 | Golden Spread Electric Cooperative, Inc. | Antelope Generating Station | 1454 County Road 315 | Abernathy | TX | 79311 | Hale | CN602663387 | RN105862510 | carbon monoxide catalyst system consisting of a reactor and catalyst elements. | The following property is used 100% for pollution control and is installed to meet or exceed federal or state regulations: carbon monoxide catalyst system consisting of a reactor and catalyst elements. | 2012-08-22 | 131626 | 100
16238 | T1 | Golden Spread Electric Cooperative, Inc. | Antelope Generating Station | 1454 County Road 315 | Abernathy | TX | 79311 | Hale | CN602663387 | RN105862510 | carbon monoxide catalyst system consisting of a reactor and catalyst elements. | The following property is used 100% for pollution control and is installed to meet or exceed federal or state regulations: carbon monoxide catalyst system consisting of a reactor and catalyst elements. | 2012-08-22 | 131626 | 100
16239 | T1 | Golden Spread Electric Cooperative, Inc. | Antelope Generating Station | 1454 County Road 315 | Abernathy | TX | 79311 | Hale | CN602663387 | RN105862510 | carbon monoxide catalyst system consisting of a reactor and catalyst elements. | The following property is used 100% for pollution control and is installed to meet or exceed federal or state regulations: carbon monoxide catalyst system consisting of a reactor and catalyst elements. | 2012-08-22 | 131626 | 100
16240 | T1 | Golden Spread Electric Cooperative, Inc. | Antelope Generating Station | 1454 County Road 315 | Abernathy | TX | 79311 | Hale | CN602663387 | RN105862510 | carbon monoxide catalyst system consisting of a reactor and catalyst elements. | The following property is used 100% for pollution control and is installed to meet or exceed federal or state regulations: carbon monoxide catalyst system consisting of a reactor and catalyst elements. | 2012-08-22 | 131626 | 100
16241 | T1 | Golden Spread Electric Cooperative, Inc. | Antelope Generating Station | 1454 County Road 315 | Abernathy | TX | 79311 | Hale | CN602663387 | RN105862510 | carbon monoxide catalyst system consisting of a reactor and catalyst elements. | The following property is used 100% for pollution control and is installed to meet or exceed federal or state regulations: carbon monoxide catalyst system consisting of a reactor and catalyst elements. | 2012-08-22 | 131626 | 100
16242 | T1 | Golden Spread Electric Cooperative, Inc. | Antelope Generating Station | 1454 County Road 315 | Abernathy | TX | 79311 | Hale | CN602663387 | RN105862510 | carbon monoxide catalyst system consisting of a reactor and catalyst elements. | The following property is used 100% for pollution control and is installed to meet or exceed federal or state regulations: carbon monoxide catalyst system consisting of a reactor and catalyst elements. | 2012-08-22 | 131626 | 100
16243 | T1 | Golden Spread Electric Cooperative, Inc. | Antelope Generating Station | 1454 County Road 315 | Abernathy | TX | 79311 | Hale | CN602663387 | RN105862510 | carbon monoxide catalyst system consisting of a reactor and catalyst elements. | The following property is used 100% for pollution control and is installed to meet or exceed federal or state regulations: carbon monoxide catalyst system consisting of a reactor and catalyst elements. | 2012-08-22 | 131626 | 100
16244 | T1 | Golden Spread Electric Cooperative, Inc. | Antelope Generating Station | 1454 County Road 315 | Abernathy | TX | 79311 | Hale | CN602663387 | RN105862510 | carbon monoxide catalyst system consisting of a reactor and catalyst elements. | The following property is used 100% for pollution control and is installed to meet or exceed federal or state regulations: carbon monoxide catalyst system consisting of a reactor and catalyst elements. | 2012-08-22 | 131626 | 100
16245 | T1 | Golden Spread Electric Cooperative, Inc. | Antelope Generating Station | 1454 County Road 315 | Abernathy | TX | 79311 | Hale | CN602663387 | RN105862510 | 111,935 square feet of paving for vehicular traffic areas. | The following property is used 100% for pollution control and is installed to meet or exceed federal or state regulations: 111,935 square feet of paving for vehicular traffic areas. | 2012-08-22 | 488420 | 100
16246 | T1 | Golden Spread Electric Cooperative, Inc. | Antelope Generating Station | 1454 County Road 315 | Abernathy | TX | 79311 | Hale | CN602663387 | RN105862510 | continuous emissions monitoring system. | The following property is used 100% for pollution control and is installed to meet or exceed federal or state regulations: continuous emissions monitoring system. | 2012-08-22 | 62296 | 100
16247 | T1 | Golden Spread Electric Cooperative, Inc. | Antelope Generating Station | 1454 County Road 315 | Abernathy | TX | 79311 | Hale | CN602663387 | RN105862510 | continuous emissions monitoring system. | The following property is used 100% for pollution control and is installed to meet or exceed federal or state regulations: continuous emissions monitoring system. | 2012-08-22 | 62296 | 100
16248 | T1 | Golden Spread Electric Cooperative, Inc. | Antelope Generating Station | 1454 County Road 315 | Abernathy | TX | 79311 | Hale | CN602663387 | RN105862510 | continuous emissions monitoring system. | The following property is used 100% for pollution control and is installed to meet or exceed federal or state regulations: continuous emissions monitoring system. | 2012-08-22 | 62296 | 100
16249 | T1 | Golden Spread Electric Cooperative, Inc. | Antelope Generating Station | 1454 County Road 315 | Abernathy | TX | 79311 | Hale | CN602663387 | RN105862510 | continuous emissions monitoring system. | The following property is used 100% for pollution control and is installed to meet or exceed federal or state regulations: continuous emissions monitoring system. | 2012-08-22 | 62296 | 100
16250 | T1 | Golden Spread Electric Cooperative, Inc. | Antelope Generating Station | 1454 County Road 315 | Abernathy | TX | 79311 | Hale | CN602663387 | RN105862510 | continuous emissions monitoring system. | The following property is used 100% for pollution control and is installed to meet or exceed federal or state regulations: continuous emissions monitoring system. | 2012-08-22 | 62296 | 100
16251 | T1 | Golden Spread Electric Cooperative, Inc. | Antelope Generating Station | 1454 County Road 315 | Abernathy | TX | 79311 | Hale | CN602663387 | RN105862510 | continuous emissions monitoring system. | The following property is used 100% for pollution control and is installed to meet or exceed federal or state regulations: continuous emissions monitoring system. | 2012-08-22 | 62296 | 100
16252 | T1 | Golden Spread Electric Cooperative, Inc. | Antelope Generating Station | 1454 County Road 315 | Abernathy | TX | 79311 | Hale | CN602663387 | RN105862510 | continuous emissions monitoring system. | The following property is used 100% for pollution control and is installed to meet or exceed federal or state regulations: continuous emissions monitoring system. | 2012-08-22 | 62296 | 100
16253 | T1 | Golden Spread Electric Cooperative, Inc. | Antelope Generating Station | 1454 County Road 315 | Abernathy | TX | 79311 | Hale | CN602663387 | RN105862510 | continuous emissions monitoring system. | The following property is used 100% for pollution control and is installed to meet or exceed federal or state regulations: continuous emissions monitoring system. | 2012-08-22 | 62296 | 100
16254 | T1 | Golden Spread Electric Cooperative, Inc. | Antelope Generating Station | 1454 County Road 315 | Abernathy | TX | 79311 | Hale | CN602663387 | RN105862510 | continuous emissions monitoring system. | The following property is used 100% for pollution control and is installed to meet or exceed federal or state regulations: continuous emissions monitoring system. | 2012-08-21 | 62296 | 100
16255 | T1 | Golden Spread Electric Cooperative, Inc. | Antelope Generating Station | 1454 County Road 315 | Abernathy | TX | 79311 | Hale | CN602663387 | RN105862510 | continuous emissions monitoring system. | The following property is used 100% for pollution control and is installed to meet or exceed federal or state regulations: continuous emissions monitoring system. | 2012-08-21 | 62296 | 100
16256 | T1 | Golden Spread Electric Cooperative, Inc. | Antelope Generating Station | 1454 County Road 315 | Abernathy | TX | 79311 | Hale | CN602663387 | RN105862510 | continuous emissions monitoring system. | The following property is used 100% for pollution control and is installed to meet or exceed federal or state regulations: continuous emissions monitoring system. | 2012-08-21 | 62296 | 100
16257 | T1 | Golden Spread Electric Cooperative, Inc. | Antelope Generating Station | 1454 County Road 315 | Abernathy | TX | 79311 | Hale | CN602663387 | RN105862510 | continuous emissions monitoring system. | The following property is used 100% for pollution control and is installed to meet or exceed federal or state regulations: continuous emissions monitoring system. | 2012-08-21 | 62296 | 100
16258 | T1 | Golden Spread Electric Cooperative, Inc. | Antelope Generating Station | 1454 County Road 315 | Abernathy | TX | 79311 | Hale | CN602663387 | RN105862510 | continuous emissions monitoring system. | The following property is used 100% for pollution control and is installed to meet or exceed federal or state regulations: continuous emissions monitoring system. | 2012-08-21 | 62296 | 100
16259 | T1 | Golden Spread Electric Cooperative, Inc. | Antelope Generating Station | 1454 County Road 315 | Abernathy | TX | 79311 | Hale | CN602663387 | RN105862510 | continuous emissions monitoring system. | The following property is used 100% for pollution control and is installed to meet or exceed federal or state regulations: continuous emissions monitoring system. | 2012-08-21 | 62296 | 100
16260 | T1 | Golden Spread Electric Cooperative, Inc. | Antelope Generating Station | 1454 County Road 315 | Abernathy | TX | 79311 | Hale | CN602663387 | RN105862510 | continuous emissions monitoring system. | The following property is used 100% for pollution control and is installed to meet or exceed federal or state regulations: continuous emissions monitoring system. | 2012-08-21 | 62296 | 100
16261 | T1 | Golden Spread Electric Cooperative, Inc. | Antelope Generating Station | 1454 County Road 315 | Abernathy | TX | 79311 | Hale | CN602663387 | RN105862510 | continuous emissions monitoring system. | The following property is used 100% for pollution control and is installed to meet or exceed federal or state regulations: continuous emissions monitoring system. | 2012-08-21 | 62296 | 100
16262 | T1 | Golden Spread Electric Cooperative, Inc. | Antelope Generating Station | 1454 County Road 315 | Abernathy | TX | 79311 | Hale | CN602663387 | RN105862510 | continuous emissions monitoring system. | The following property is used 100% for pollution control and is installed to meet or exceed federal or state regulations: continuous emissions monitoring system. | 2012-08-21 | 62296 | 100
16263 | T1 | Golden Spread Electric Cooperative, Inc. | Antelope Generating Station | 1454 County Road 315 | Abernathy | TX | 79311 | Hale | CN602663387 | RN105862510 | continuous emissions monitoring system. | The following property is used 100% for pollution control and is installed to meet or exceed federal or state regulations: continuous emissions monitoring system. | 2012-08-21 | 62296 | 100
16264 | T1 | EOG Resources Inc | Hood County Sand Pit | 5149 FM 2174 | Cleburne | TX | 76033 | Hood | CN600564520 | RN105295406 | dust collection system | Withdrawn/Returned | 2012-02-28 | 0 | 100
16265 | T1 | Polyone Corporation | Polyone - Seabrook Facility | 5306 Highway 146 | Seabrook | TX | 77586 | Harris | CN600376206 | RN102079704 | Line N dust collection system including a Donaldson Torrit baghouse and associated ductwork that routes contaminants to the baghouse. | The following property is used 100% for pollution control and is installed to meet or exceed federal or state regulations: Line N dust collection system including a Donaldson Torrit baghouse and associated ductwork that routes contaminants to the baghouse. | 2012-09-06 | 244646 | 100
16266 | T1 | Polyone Corporation | Polyone - Seabrook Facility | 5306 Highway 146 | Seabrook | TX | 77586 | Harris | CN600376206 | RN102079704 | Donaldson Torrit cartridge collection system and associated ductwork installed on Line A. | The following property is used 100% for pollution control and is installed to meet or exceed federal or state regulations: Donaldson Torrit cartridge collection system and associated ductwork installed on Line A. | 2012-10-15 | 337606 | 100
16267 | T1 | Polyone Corporation | Polyone - Seabrook Facility | 5306 Highway 146 | Seabrook | TX | 77586 | Harris | CN600376206 | RN102079704 | Donaldson Torrit cartridge collection system and central vacuum system | Returned for failure to respond to a deficiency letter. | 2012-02-28 | 337606 | 100
16268 | T1 | Polyone Corporation | Polyone - Seabrook Facility | 5306 Highway 146 | Seabrook | TX | 77586 | Harris | CN600376206 | RN102079704 | Donaldson Torrit Cartridge Collection Replacement, Carbon Black Containment, and Carbon Black Vacuum System | Returned for failure to respond to a deficiency letter. | 2012-10-25 | 548164 | 100
16269 | T1 | Akzo Nobel Polymer Chemicals, LLC | Akzo Nobel Chemicals Deer Park | 730 Independence Pkwy | La Porte | TX | 77571 | Harris | CN600125488 | RN102177391 | replaced five unsealed buried lift stations; installed new sewer main from south end of site to the sewage treatment unit; replaced the plant sanitary sewer main with a new above-grade sewer system; installed new individual lateral lines connecting lift stations to the new sewer main; installed a new lift station to replace the existing administration building septic tank; installed new lift pumps; replaced sanitary sewer buried lift station located on west side of men's change house. | The following property is used 100% for pollution control and is installed to meet or exceed federal or state regulations: replaced five unsealed buried lift stations; installed new sewer main from south end of site to the sewage treatment unit; replaced the plant sanitary sewer main with a new above-grade sewer system; installed new individual lateral lines connecting lift stations to the new sewer main; installed a new lift station to replace the existing administration building septic tank; installed new lift pumps; replaced sanitary sewer buried lift station located on west side of men's change house. | 2012-08-21 | 826400 | 100
16270 | T1 | Akzo Nobel Polymer Chemicals, LLC | Akzo Nobel Chemicals Deer Park | 730 Independence Pkwy | La Porte | TX | 77571 | Harris | CN600125488 | RN102177391 | metal effluent project including 574,500 gallon wastewater pond; zinc wastewater storage tank; equipment used to capture and convey zinc containing storm water from its source to the 574,500 gallon wastewater pond or treatment system designed to remove zinc from storm water; equipment used for chemical precipitation of zinc from storm water; filter press used to de-water filter cake; and oil skimmer. The use determination is valid as long as the zinc and oils removed from the storm water are disposed of and not sold, recycled, or otherwise re-used. | The following property is used 100% for pollution control and is installed to meet or exceed federal or state regulations: metal effluent project including 574,500 gallon wastewater pond; zinc wastewater storage tank; equipment used to capture and convey zinc containing storm water from its source to the 574,500 gallon wastewater pond or treatment system designed to remove zinc from storm water; equipment used for chemical precipitation of zinc from storm water; filter press used to de-water filter cake; and oil skimmer. The use determination is valid as long as the zinc and oils removed from the storm water are disposed of and not sold, recycled, or otherwise re-used. | 2012-10-01 | 7527735 | 100
16271 | T1 | HCC Properties Ltd | Hilmar Cheese Company | 12400 US Highway 385 | Dalhart | TX | 79022 | Dallam | CN602995342 | RN104968912 | 80 MG irrigation storage pond used as part of wastewater treatment system. The use determination is valid for as long as the company receives no compensation for sale of treated wastewater. | The following property is used 100% for pollution control and is installed to meet or exceed federal or state regulations: 80 MG irrigation storage pond used as part of wastewater treatment system. The use determination is valid for as long as company receives no compensation for sale of treated wastewater. | 2012-08-20 | 853266.27 | 100
16272 | T1 | Hilmar Cheese Company, Inc. | Hilmar Cheese Company | 12400 US Highway 385 | Dalhart | TX | 79022 | Dallam | CN602995342 | RN104968912 | aerobic digestion equipment including air injection pumps, piping system, electrical controls, and pond liner material used to operate aerated digestion ponds; irrigation delivery system including pumps, flow controls, electrical equipment, and water piping used to distribute treated recycled wastewater; wastewater sumps; wastewater equalization tanks; and wastewater pipelines. The use determination is valid as long as the company receives no compensation for the sale of the treated wastewater. | The following property is used 100% for pollution control and is installed to meet or exceed federal or state regulations: aerobic digestion equipment including air injection pumps, piping system, electrical controls, and pond liner material used to operate aerated digestion ponds; irrigation delivery system including pumps, flow controls, electrical equipment, and water piping used to distribute treated recycled wastewater; wastewater sumps; wastewater equalization tanks; and wastewater pipelines. The use determination is valid as long as the company receives no compensation for the sale of the treated wastewater. | 2012-08-20 | 2360795 | 100
16273 | T1 | Nabors Drilling USA | Drilling Rig 490 | from Huntington go 6.6 | Huntington | TX |  | Angelina | CN600290928 | RN109627612 | double ram blowout preventer; single ram blowout preventer; blowout preventer accumulator unit; blowout preventer choke manifold; and drilling mud degasser. | The following property is used 100% for pollution control and is installed to meet or exceed federal or state regulations: double ram blowout preventer; single ram blowout preventer; blowout preventer accumulator unit; blowout preventer choke manifold; and drilling mud degasser. | 2012-08-20 | 700600 | 100
16274 | T1 | Nabors Drilling USA | Drilling Rig F03 | Ranch Road 1269 | Gail | TX |  | Borden | CN600290928 | RN109627620 | double ram blowout preventer; blowout preventer accumulator unit; blowout preventer choke manifold; land trip tank; and drilling mud degasser. | The following property is used 100% for pollution control and is installed to meet or exceed federal or state regulations: double ram blowout preventer; blowout preventer accumulator unit; blowout preventer choke manifold; land trip tank; and drilling mud degasser. | 2012-08-20 | 586900 | 100
16275 | T1 | Nabors Drilling USA | Rig 347 | 13.9 mi S on I-20 | Penwell | TX |  | Crane | CN600290928 | RN109627638 | double ram blowout preventer and blowout preventer accumulator unit. | The following property is used 100% for pollution control and is installed to meet or exceed federal or state regulations: double ram blowout preventer and blowout preventer accumulator unit. | 2012-08-20 | 338900 | 100
16276 | T1 | Nabors Drilling USA | Rig M18 | 36 mi NW on SH 285 | Pecos | TX |  | Culberson | CN600290928 | RN109627646 | double ram blowout preventer; single ram blowout preventer; blowout preventer accumulator unit; blowout preventer choke manifold; land trip tank; and drilling mud degasser. | The following property is used 100% for pollution control and is installed to meet or exceed federal or state regulations: double ram blowout preventer; single ram blowout preventer; blowout preventer accumulator unit; blowout preventer choke manifold; land trip tank; and drilling mud degasser. | 2012-08-20 | 777100 | 100
16277 | T1 | Nabors Drilling USA | Rig M30 | 5.9 mi N on SH 183 | Cheapside | TX |  | De Witt | CN600290928 | RN109627653 | double ram blowout preventer; single ram blowout preventer; blowout preventer accumulator unit; blowout preventer choke manifold; land trip tank; and drilling mud degasser. | The following property is used 100% for pollution control and is installed to meet or exceed federal or state regulations: double ram blowout preventer; single ram blowout preventer; blowout preventer accumulator unit; blowout preventer choke manifold; land trip tank; and drilling mud degasser. | 2012-08-20 | 777100 | 100
16278 | T1 | Nabors Drilling USA | Rig F11 | Baker Rd - 6.8 miles | Sample | TX |  | De Witt | CN600290928 | RN109627661 | double ram blowout preventer; single ram blowout preventer; blowout preventer accumulator unit; blowout preventer choke manifold; land trip tank; and drilling mud degasser. | The following property is used 100% for pollution control and is installed to meet or exceed federal or state regulations: double ram blowout preventer; single ram blowout preventer; blowout preventer accumulator unit; blowout preventer choke manifold; land trip tank; and drilling mud degasser. | 2012-08-20 | 777100 | 100
16279 | T1 | Nabors Drilling USA | Rig 617 | SH-183 - 10.02 mi | Yoakum | TX |  | De Witt | CN600290928 | RN109627679 | double ram blowout preventer; single ram blowout preventer; blowout preventer accumulator unit; blowout preventer choke manifold; land trip tank; drilling mud desander; drilling mud desilter; and drilling mud degasser. | The following property is used 100% for pollution control and is installed to meet or exceed federal or state regulations: double ram blowout preventer; single ram blowout preventer; blowout preventer accumulator unit; blowout preventer choke manifold; land trip tank; drilling mud desander; drilling mud desilter; and drilling mud degasser. | 2012-08-20 | 820600 | 100
16280 | T1 | Nabors Drilling USA | Rig F35 | SH 83 - 11 mi west | Catarina | TX |  | Dimmit | CN600290928 | RN109627687 | double ram blowout preventer; single ram blowout preventer; blowout preventer accumulator unit; blowout preventer choke manifold; drilling mud desander; drilling mud desilter; and drilling mud degasser. | The following property is used 100% for pollution control and is installed to meet or exceed federal or state regulations: double ram blowout preventer; single ram blowout preventer; blowout preventer accumulator unit; blowout preventer choke manifold; drilling mud desander; drilling mud desilter; and drilling mud degasser. | 2012-08-20 | 744100 | 100
16281 | T1 | Nabors Drilling USA | Rig 775 | TX 164 - 4.1 miles | Donie | TX |  | Freestone | CN600290928 | RN109627695 | double ram blowout preventer; single ram blowout preventer; blowout preventer accumulator unit; blowout preventer choke manifold; drilling mud desander; drilling mud desilter; and drilling mud degasser. | The following property is used 100% for pollution control and is installed to meet or exceed federal or state regulations: double ram blowout preventer; single ram blowout preventer; blowout preventer accumulator unit; blowout preventer choke manifold; drilling mud desander; drilling mud desilter; and drilling mud degasser. | 2012-08-20 | 744100 | 100
16282 | T1 | Nabors Drilling USA | Rig M08 | FM 1582 - 0.5 mile NE | Orelia | TX |  | Frio | CN600290928 | RN109627703 | double ram blowout preventer; single ram blowout preventer; blowout preventer accumulator unit; blowout preventer choke manifold; land trip tank; and drilling mud degasser. | The following property is used 100% for pollution control and is installed to meet or exceed federal or state regulations: double ram blowout preventer; single ram blowout preventer; blowout preventer accumulator unit; blowout preventer choke manifold; land trip tank; and drilling mud degasser. | 2012-08-20 | 777100 | 100
16283 | T1 | Nabors Drilling USA | Rig 623 | 4.5 miles south of | Hitchcock | TX |  | Galveston | CN600290928 | RN109627711 | double ram blowout preventer; single ram blowout preventer; blowout preventer accumulator unit; blowout preventer choke manifold; land trip tank; drilling mud desander; drilling mud desilter; and drilling mud degasser. | The following property is used 100% for pollution control and is installed to meet or exceed federal or state regulations: double ram blowout preventer; single ram blowout preventer; blowout preventer accumulator unit; blowout preventer choke manifold; land trip tank; drilling mud desander; drilling mud desilter; and drilling mud degasser. | 2012-08-20 | 820600 | 100
16284 | T1 | Nabors Drilling USA | Rig 796 | CR 404 - 18.7 miles | Gonzales | TX |  | Gonzales | CN600290928 | RN109627729 | double ram blowout preventer; single ram blowout preventer; blowout preventer accumulator unit; blowout preventer choke manifold; drilling mud desander; drilling mud desilter; and drilling mud degasser. | The following property is used 100% for pollution control and is installed to meet or exceed federal or state regulations: double ram blowout preventer; single ram blowout preventer; blowout preventer accumulator unit; blowout preventer choke manifold; drilling mud desander; drilling mud desilter; and drilling mud degasser. | 2012-08-20 | 744100 | 100
16285 | T1 | Nabors Drilling USA | Rig F08 | SH 87 - 1.5 miles | Smiley | TX |  | Gonzales | CN600290928 | RN109627737 | double ram blowout preventer; single ram blowout preventer; blowout preventer accumulator unit; blowout preventer choke manifold; land trip tank; and drilling mud degasser. | The following property is used 100% for pollution control and is installed to meet or exceed federal or state regulations: double ram blowout preventer; single ram blowout preventer; blowout preventer accumulator unit; blowout preventer choke manifold; land trip tank; and drilling mud degasser. | 2012-08-20 | 777100 | 100
16286 | T1 | Nabors Drilling USA | Rig 766 | 3840 E State Hwy 44 | Alice | TX |  | Jim Wells | CN600290928 | RN100699271 | double ram blowout preventer; single ram blowout preventer; blowout preventer accumulator unit; blowout preventer choke manifold; land trip tank; drilling mud desander; drilling mud desilter; and drilling mud degasser. | The following property is used 100% for pollution control and is installed to meet or exceed federal or state regulations: double ram blowout preventer; single ram blowout preventer; blowout preventer accumulator unit; blowout preventer choke manifold; land trip tank; drilling mud desander; drilling mud desilter; and drilling mud degasser. | 2012-08-20 | 820600 | 100
16287 | T1 | Nabors Drilling USA | Rig F24 | CR 519 - 10.78 miles | Gonzales | TX |  | Gonzales | CN600290928 | RN109627745 | double ram blowout preventer; single ram blowout preventer; blowout preventer accumulator unit; blowout preventer choke manifold; land trip tank; and drilling mud degasser. | The following property is used 100% for pollution control and is installed to meet or exceed federal or state regulations: double ram blowout preventer; single ram blowout preventer; blowout preventer accumulator unit; blowout preventer choke manifold; land trip tank; and drilling mud degasser. | 2012-08-20 | 777100 | 100
16288 | T1 | Nabors Drilling USA | Rig 359 | FM 1252 | Kilgore | TX | 85662 | Gregg | CN600290928 | RN109627752 | blowout preventer choke manifold; drilling mud desander; and drilling mud desilter. | The following property is used 100% for pollution control and is installed to meet or exceed federal or state regulations: blowout preventer choke manifold; drilling mud desander; and drilling mud desilter. | 2012-08-20 | 180300 | 100
16289 | T1 | Nabors Drilling USA | Rig M21 | CR 15 - 2 miles | Glazier | TX |  | Hemphill | CN600290928 | RN109627760 | double ram blowout preventer; blowout preventer accumulator unit; blowout preventer choke manifold; land trip tank; and drilling mud degasser. | The following property is used 100% for pollution control and is installed to meet or exceed federal or state regulations: double ram blowout preventer; blowout preventer accumulator unit; blowout preventer choke manifold; land trip tank; and drilling mud degasser. | 2012-08-20 | 586900 | 100
16290 | T1 | Nabors Drilling USA | Rig 711 | W. Ranch Rd 41 | Sundown | TX |  | Hockley | CN600290928 | RN109627778 | double ram blowout preventer; blowout preventer accumulator unit; blowout preventer choke manifold; land trip tank; drilling mud desander; drilling mud desilter; and drilling mud degasser. | The following property is used 100% for pollution control and is installed to meet or exceed federal or state regulations: double ram blowout preventer; blowout preventer accumulator unit; blowout preventer choke manifold; land trip tank; drilling mud desander; drilling mud desilter; and drilling mud degasser. | 2012-08-17 | 630400 | 100
16291 | T1 | Nabors Drilling USA | Rig 412 | FM 1434 - 2.49 miles | Cleburne | TX |  | Johnson | CN600290928 | RN109627786 | double ram blowout preventer; blowout preventer accumulator unit; blowout preventer choke manifold; land trip tank; drilling mud desander; drilling mud desilter; and drilling mud degasser. | The following property is used 100% for pollution control and is installed to meet or exceed federal or state regulations: double ram blowout preventer; blowout preventer accumulator unit; blowout preventer choke manifold; land trip tank; drilling mud desander; drilling mud desilter; and drilling mud degasser. | 2012-08-17 | 630400 | 100
16292 | T1 | Nabors Drilling USA | Rig 728 | 3840 E State Hwy 44 | Alice | TX |  | Jim Wells | CN600290928 | RN109629444 | double ram blowout preventer; single ram blowout preventer; blowout preventer accumulator unit; blowout preventer choke manifold; land trip tank; drilling mud desander; drilling mud desilter; and drilling mud degasser. | The following property is used 100% for pollution control and is installed to meet or exceed federal or state regulations: double ram blowout preventer; single ram blowout preventer; blowout preventer accumulator unit; blowout preventer choke manifold; land trip tank; drilling mud desander; drilling mud desilter; and drilling mud degasser. | 2012-08-17 | 820600 | 100
16293 | T1 | Nabors Drilling USA | Rig 768 | FM 469 - 12.62 miles | Cotulla | TX |  | La Salle | CN600290928 | RN109627802 | double ram blowout preventer; single ram blowout preventer; blowout preventer accumulator unit; blowout preventer choke manifold; drilling mud desander; drilling mud desilter; and drilling mud degasser. | The following property is used 100% for pollution control and is installed to meet or exceed federal or state regulations: double ram blowout preventer; single ram blowout preventer; blowout preventer accumulator unit; blowout preventer choke manifold; drilling mud desander; drilling mud desilter; and drilling mud degasser. | 2012-08-17 | 744100 | 100
16294 | T1 | Nabors Drilling USA | Rig 30 | 3840 E State Hwy 44 | Alice | TX |  | Jim Wells | CN600290928 | RN100699271 | double ram blowout preventer; single ram blowout preventer; blowout preventer accumulator unit; blowout preventer choke manifold; land trip tank; drilling mud desander; drilling mud desilter; and drilling mud degasser. | The following property is used 100% for pollution control and is installed to meet or exceed federal or state regulations: double ram blowout preventer; single ram blowout preventer; blowout preventer accumulator unit; blowout preventer choke manifold; land trip tank; drilling mud desander; drilling mud desilter; and drilling mud degasser. | 2012-08-17 | 820600 | 100
16295 | T1 | Nabors Drilling USA | Rig M50 | FM 469 - 9 miles south | Los Angeles | TX |  | La Salle | CN600290928 | RN109627810 | double ram blowout preventer; single ram blowout preventer; blowout preventer accumulator unit; blowout preventer choke manifold; and drilling mud degasser. | The following property is used 100% for pollution control and is installed to meet or exceed federal or state regulations: double ram blowout preventer; single ram blowout preventer; blowout preventer accumulator unit; blowout preventer choke manifold; and drilling mud degasser. | 2012-08-17 | 700600 | 100
16296 | T1 | Nabors Drilling USA | Rig 888 | FM 469 - 15.7 miles SE | Cotulla | TX |  | La Salle | CN600290928 | RN109627828 | double ram blowout preventer; single ram blowout preventer; blowout preventer accumulator unit; blowout preventer choke manifold; drilling mud desander; drilling mud desilter; and drilling mud degasser. | The following property is used 100% for pollution control and is installed to meet or exceed federal or state regulations: double ram blowout preventer; single ram blowout preventer; blowout preventer accumulator unit; blowout preventer choke manifold; drilling mud desander; drilling mud desilter; and drilling mud degasser. | 2012-08-17 | 744100 | 100
16297 | T1 | Nabors Drilling USA | Rig F10 | TX 44 - 21.7 miles SE | Cotulla | TX |  | La Salle | CN600290928 | RN109627836 | double ram blowout preventer; single ram blowout preventer; blowout preventer accumulator unit; blowout preventer choke manifold; land trip tank; and drilling mud degasser. | The following property is used 100% for pollution control and is installed to meet or exceed federal or state regulations: double ram blowout preventer; single ram blowout preventer; blowout preventer accumulator unit; blowout preventer choke manifold; land trip tank; and drilling mud degasser. | 2012-08-17 | 777100 | 100
16298 | T1 | Nabors Drilling USA | Rig F13 | TX 97 - 13.4 miles | Fowlerton | TX |  | La Salle | CN600290928 | RN109627844 | double ram blowout preventer; single ram blowout preventer; blowout preventer accumulator unit; blowout preventer choke manifold; land trip tank; and drilling mud degasser. | The following property is used 100% for pollution control and is installed to meet or exceed federal or state regulations: double ram blowout preventer; single ram blowout preventer; blowout preventer accumulator unit; blowout preventer choke manifold; land trip tank; and drilling mud degasser. | 2012-08-17 | 777100 | 100
16299 | T1 | Nabors Drilling USA | Rig M33 | FM 469 - 18.5 miles | Cotulla | TX |  | La Salle | CN600290928 | RN109627851 | double ram blowout preventer; single ram blowout preventer; blowout preventer accumulator unit; blowout preventer choke manifold; land trip tank; and drilling mud degasser. | The following property is used 100% for pollution control and is installed to meet or exceed federal or state regulations: double ram blowout preventer; single ram blowout preventer; blowout preventer accumulator unit; blowout preventer choke manifold; land trip tank; and drilling mud degasser. | 2012-08-17 | 777100 | 100
16300 | T1 | Nabors Drilling USA | Rig 141 | PVT Road 2003 - | Mentone | TX |  | Loving | CN600290928 | RN109627869 | double ram blowout preventer; single ram blowout preventer; blowout preventer accumulator unit; drilling mud desander; and drilling mud desilter. | The following property is used 100% for pollution control and is installed to meet or exceed federal or state regulations: double ram blowout preventer; single ram blowout preventer; blowout preventer accumulator unit; drilling mud desander; and drilling mud desilter. | 2012-08-17 | 572600 | 100
16301 | T1 | Nabors Drilling USA | Rig F05 | TX 302 - 6 miles SE | Mentone | TX |  | Loving | CN600290928 | RN109627877 | double ram blowout preventer; single ram blowout preventer; blowout preventer accumulator unit; blowout preventer choke manifold; land trip tank; and drilling mud degasser. | The following property is used 100% for pollution control and is installed to meet or exceed federal or state regulations: double ram blowout preventer; single ram blowout preventer; blowout preventer accumulator unit; blowout preventer choke manifold; land trip tank; and drilling mud degasser. | 2012-08-17 | 777100 | 100
16302 | T1 | Nabors Drilling USA | Rig F07 | TX 97 - 12.9 miles | Tilden | TX |  | McMullen | CN600290928 | RN109627885 | double ram blowout preventer; blowout preventer accumulator unit; blowout preventer choke manifold; land trip tank; and drilling mud degasser. | The following property is used 100% for pollution control and is installed to meet or exceed federal or state regulations: double ram blowout preventer; blowout preventer accumulator unit; blowout preventer choke manifold; land trip tank; and drilling mud degasser. | 2012-08-17 | 586900 | 100
16303 | T1 | Nabors Drilling USA | Rig F38 | TX 16 - 6.5 miles | Tilden | TX |  | McMullen | CN600290928 | RN109627893 | double ram blowout preventer; single ram blowout preventer; blowout preventer accumulator unit; blowout preventer choke manifold; drilling mud desander; drilling mud desilter; and drilling mud degasser. | The following property is used 100% for pollution control and is installed to meet or exceed federal or state regulations: double ram blowout preventer; single ram blowout preventer; blowout preventer accumulator unit; blowout preventer choke manifold; drilling mud desander; drilling mud desilter; and drilling mud degasser. | 2012-08-17 | 744100 | 100
16304 | T1 | Nabors Drilling USA | Rig 887 | Green Franklin Rd - | Tilden | TX |  | McMullen | CN600290928 | RN109627901 | double ram blowout preventer; single ram blowout preventer; blowout preventer accumulator unit; blowout preventer choke manifold; drilling mud desander; drilling mud desilter; and drilling mud degasser. | The following property is used 100% for pollution control and is installed to meet or exceed federal or state regulations: double ram blowout preventer; single ram blowout preventer; blowout preventer accumulator unit; blowout preventer choke manifold; drilling mud desander; drilling mud desilter; and drilling mud degasser. | 2012-08-17 | 744100 | 100
16305 | T1 | Nabors Drilling USA | Rig M55 | TX 137 - 4.4 miles | Big Lake | TX |  | Reagan | CN600290928 | RN109627919 | double ram blowout preventer; blowout preventer accumulator unit; blowout preventer choke manifold; and drilling mud degasser. | The following property is used 100% for pollution control and is installed to meet or exceed federal or state regulations: double ram blowout preventer; blowout preventer accumulator unit; blowout preventer choke manifold; and drilling mud degasser. | 2012-08-17 | 510400 | 100
16306 | T1 | Nabors Drilling USA | Rig M14 | SH 137 - 13.3 miles | Big Lake | TX |  | Reagan | CN600290928 | RN109627927 | double ram blowout preventer; single ram blowout preventer; blowout preventer accumulator unit; blowout preventer choke manifold; land trip tank; and drilling mud degasser. | The following property is used 100% for pollution control and is installed to meet or exceed federal or state regulations: double ram blowout preventer; single ram blowout preventer; blowout preventer accumulator unit; blowout preventer choke manifold; land trip tank; and drilling mud degasser. | 2012-08-17 | 777100 | 100
16307 | T1 | Nabors Drilling USA | Rig M25 | SH 285 - 7.4 miles SW | Orla | TX |  | Reeves | CN600290928 | RN109627935 | double ram blowout preventer; single ram blowout preventer; blowout preventer accumulator unit; blowout preventer choke manifold; land trip tank; and drilling mud degasser. | The following property is used 100% for pollution control and is installed to meet or exceed federal or state regulations: double ram blowout preventer; single ram blowout preventer; blowout preventer accumulator unit; blowout preventer choke manifold; land trip tank; and drilling mud degasser. | 2012-08-17 | 777100 | 100
16308 | T1 | Nabors Drilling USA | Rig M45 | SH 285 - 10 miles | Orla | TX |  | Reeves | CN600290928 | RN109627943 | double ram blowout preventer; single ram blowout preventer; blowout preventer accumulator unit; blowout preventer choke manifold; and drilling mud degasser. | The following property is used 100% for pollution control and is installed to meet or exceed federal or state regulations: double ram blowout preventer; single ram blowout preventer; blowout preventer accumulator unit; blowout preventer choke manifold; and drilling mud degasser. | 2012-08-17 | 700600 | 100
16309 | T1 | Nabors Drilling USA | Rig M27 | CR 424 - 9 miles NW | Pecos | TX |  | Reeves | CN600290928 | RN109627950 | double ram blowout preventer; single ram blowout preventer; blowout preventer accumulator unit; blowout preventer choke manifold; land trip tank; and drilling mud degasser. | The following property is used 100% for pollution control and is installed to meet or exceed federal or state regulations: double ram blowout preventer; single ram blowout preventer; blowout preventer accumulator unit; blowout preventer choke manifold; land trip tank; and drilling mud degasser. | 2012-08-17 | 777100 | 100
16310 | T1 | Nabors Drilling USA | Rig M17 | TX 18 - 2 miles NW | Henderson | TX |  | Rusk | CN600290928 | RN109627968 | double ram blowout preventer; single ram blowout preventer; blowout preventer accumulator unit; blowout preventer choke manifold; land trip tank; and drilling mud degasser. | The following property is used 100% for pollution control and is installed to meet or exceed federal or state regulations: double ram blowout preventer; single ram blowout preventer; blowout preventer accumulator unit; blowout preventer choke manifold; land trip tank; and drilling mud degasser. | 2012-08-17 | 777100 | 100
16311 | T1 | Nabors Drilling USA | Rig M20 | Old Jacksonville Rd - | Henderson | TX |  | Rusk | CN600290928 | RN109627976 | double ram blowout preventer; single ram blowout preventer; blowout preventer accumulator unit; blowout preventer choke manifold; land trip tank; and drilling mud degasser. | The following property is used 100% for pollution control and is installed to meet or exceed federal or state regulations: double ram blowout preventer; single ram blowout preventer; blowout preventer accumulator unit; blowout preventer choke manifold; land trip tank; and drilling mud degasser. | 2012-08-17 | 777100 | 100
16312 | T1 | Nabors Drilling USA | Rig M29 | TX 21 - 3.5 miles E of | San Augustine | TX |  | San Augustine | CN600290928 | RN109627984 | double ram blowout preventer; single ram blowout preventer; blowout preventer accumulator unit; blowout preventer choke manifold; land trip tank; and drilling mud degasser. | The following property is used 100% for pollution control and is installed to meet or exceed federal or state regulations: double ram blowout preventer; single ram blowout preventer; blowout preventer accumulator unit; blowout preventer choke manifold; land trip tank; and drilling mud degasser. | 2012-08-17 | 777100 | 100
16313 | T1 | Nabors Drilling USA | Rig 716 | Abstract 178 Survey | Cost | TX |  | Gonzales | CN600290928 | RN100699271 | double ram blowout preventer; single ram blowout preventer; blowout preventer accumulator unit; blowout preventer choke manifold; drilling mud desander; drilling mud desilter; and drilling mud degasser. | The following property is used 100% for pollution control and is installed to meet or exceed federal or state regulations: double ram blowout preventer; single ram blowout preventer; blowout preventer accumulator unit; blowout preventer choke manifold; drilling mud desander; drilling mud desilter; and drilling mud degasser. | 2012-08-17 | 744100 | 100
16314 | T1 | Nabors Drilling USA | Rig F12 | FM 711 - 10.7 miles NW | San Augustine | TX |  | San Augustine | CN600290928 | RN109627992 | double ram blowout preventer; single ram blowout preventer; blowout preventer accumulator unit; blowout preventer choke manifold; land trip tank; and drilling mud degasser. | The following property is used 100% for pollution control and is installed to meet or exceed federal or state regulations: double ram blowout preventer; single ram blowout preventer; blowout preventer accumulator unit; blowout preventer choke manifold; land trip tank; and drilling mud degasser. | 2012-08-17 | 777100 | 100
16315 | T1 | Nabors Drilling USA | Rig 709 | Section 16 Block 42 IIIS | Odessa | TX |  | Ector | CN600290928 | RN100699271 | double ram blowout preventer; blowout preventer accumulator unit; drilling mud desander; and drilling mud desilter. | The following property is used 100% for pollution control and is installed to meet or exceed federal or state regulations: double ram blowout preventer; blowout preventer accumulator unit; drilling mud desander; and drilling mud desilter. | 2012-08-17 | 382400 | 100
16316 | T1 | Nabors Drilling USA | Rig 2 | TX 44 - 36.8 miles NE | Laredo | TX |  | Webb | CN600290928 | RN109628008 | double ram blowout preventer; blowout preventer accumulator unit; blowout preventer choke manifold; land trip tank; drilling mud desander; drilling mud desilter; and drilling mud degasser. | The following property is used 100% for pollution control and is installed to meet or exceed federal or state regulations: double ram blowout preventer; blowout preventer accumulator unit; blowout preventer choke manifold; land trip tank; drilling mud desander; drilling mud desilter; and drilling mud degasser. | 2012-08-17 | 630400 | 100
16317 | T1 | Nabors Drilling USA | Rig 719 | 3840 E State Hwy 44 | Alice | TX |  | Jim Wells | CN600290928 | RN100699271 | double ram blowout preventer; blowout preventer accumulator unit; blowout preventer choke manifold; land trip tank; drilling mud desander; drilling mud desilter; and drilling mud degasser. | The following property is used 100% for pollution control and is installed to meet or exceed federal or state regulations: double ram blowout preventer; blowout preventer accumulator unit; blowout preventer choke manifold; land trip tank; drilling mud desander; drilling mud desilter; and drilling mud degasser. | 2012-03-15 | 630400 | 100
16318 | T1 | Nabors Drilling USA | Rig F37 | SH 83 - 45.3 miles N | Laredo | TX |  | Webb | CN600290928 | RN109628016 | double ram blowout preventer; single ram blowout preventer; blowout preventer accumulator unit; blowout preventer choke manifold; drilling mud desander; drilling mud desilter; and drilling mud degasser. | The following property is used 100% for pollution control and is installed to meet or exceed federal or state regulations: double ram blowout preventer; single ram blowout preventer; blowout preventer accumulator unit; blowout preventer choke manifold; drilling mud desander; drilling mud desilter; and drilling mud degasser. | 2012-08-17 | 744100 | 100
16319 | T1 | Nabors Drilling USA | Rig F15 | SH 83 - 10.24 miles SW | Encinal | TX |  | Webb | CN600290928 | RN109628024 | double ram blowout preventer; single ram blowout preventer; blowout preventer accumulator unit; blowout preventer choke manifold; land trip tank; and drilling mud degasser. | The following property is used 100% for pollution control and is installed to meet or exceed federal or state regulations: double ram blowout preventer; single ram blowout preventer; blowout preventer accumulator unit; blowout preventer choke manifold; land trip tank; and drilling mud degasser. | 2012-08-17 | 777100 | 100
16320 | T1 | Nabors Drilling USA | Rig 776 | I35 - 47.4 miles N | Laredo | TX |  | Webb | CN600290928 | RN109628032 | double ram blowout preventer; single ram blowout preventer; blowout preventer accumulator unit; blowout preventer choke manifold; land trip tank; drilling mud desander; drilling mud desilter; and drilling mud degasser. | The following property is used 100% for pollution control and is installed to meet or exceed federal or state regulations: double ram blowout preventer; single ram blowout preventer; blowout preventer accumulator unit; blowout preventer choke manifold; land trip tank; drilling mud desander; drilling mud desilter; and drilling mud degasser. | 2012-08-17 | 820600 | 100
16321 | T1 | Nabors Drilling USA | Rig 784 | SH 83 - 27 miles NW | Webb | TX |  | Webb | CN600290928 | RN109628040 | double ram blowout preventer; single ram blowout preventer; blowout preventer accumulator unit; and blowout preventer choke manifold. | The following property is used 100% for pollution control and is installed to meet or exceed federal or state regulations: double ram blowout preventer; single ram blowout preventer; blowout preventer accumulator unit; and blowout preventer choke manifold. | 2012-08-17 | 665900 | 100
16322 | T1 | Nabors Drilling USA | Rig 620 | SH 183 - 42.3 miles N | Laredo | TX |  | Webb | CN600290928 | RN109628057 | double ram blowout preventer; single ram blowout preventer; blowout preventer accumulator unit; blowout preventer choke manifold; land trip tank; drilling mud desander; drilling mud desilter; and drilling mud degasser. | The following property is used 100% for pollution control and is installed to meet or exceed federal or state regulations: double ram blowout preventer; single ram blowout preventer; blowout preventer accumulator unit; blowout preventer choke manifold; land trip tank; drilling mud desander; drilling mud desilter; and drilling mud degasser. | 2012-08-17 | 820600 | 100
16323 | T1 | Southwestern Electric Power Company | Pirkey Power Plant | 2400 Farm Road 3251 | Hallsville | TX | 75650 | Harrison | CN600126767 | RN100214287 | liquid bleach system for wastewater treatment. | A negative determination is issued for the project to convert the chlorine gas system to a liquid bleach system. | 2012-08-20 | 227277.33 | 100
16324 | T3 | Golden Pass LNG Terminal LLC | Golden Pass LNG Terminal | 3752 South Gulfway Drive | Sabine Pass | TX | 77655 | Jefferson | CN603161019 | RN104386354 | Closed loop heat transfer system with 8 process natural gas heaters (with Ultra Low NOx pollution control equipment), a pumped water/glycol circulation loop, 10 shell and tube vaporizers and other auxiliary equipment. | A negative determination is issued for the closed loop recirculation process which is considered to be production. The pollution control equipment associated with the system has been evaluated on application 16024. The closed loop recirculation process is production equipment used to convert the Liquefied Natural Gas to gas that can be placed in the pipeline. The pollution control equipment associated with the system has been evaluated on application 16024. | 2012-04-27 | 150000000 | 100
16325 | T1 | Salzgitter Mannesmann Stainless Tubes USA | Houston Manufacturing Facility | 12050 West Little York Rd | Houston | TX | 77041 | Harris | CN600125132 | RN100210962 | vacuum degreasing control device. | The following property is used 100% for pollution control and is installed to meet or exceed Federal or State regulations. vacuum degreasing control device. | 2012-08-17 | 1500000 | 100
16326 | T1 | Ball Metal Beverage Container Corp. | Ball Metal Container Fort Worth Plant | 6600 Will Rogers Blvd | Fort Worth | TX | 76140 | Tarrant | CN600732062 | RN100225440 | wastewater treatment system. | The following property is used 100% for pollution control and is installed to meet or exceed Federal or State regulations: wastewater treatment system. | 2012-08-17 | 2827675 | 100
16327 | T1 | LeTourneau Technologies, Inc. | LeTourneau Technologies Facility | 2400 S. McArthur Blvd | Longview | TX | 75601 | Gregg | CN600360465 | RN10650779 | paint booth filter system and regenerative thermal oxidizer | The following property is used 100% for pollution control and is installed to meet or exceed federal or state regulations. paint booth filter system and regenerative thermal oxidizer | 2012-08-17 | 1504870 | 100
16328 | T1 | San Miguel Electric Cooperative, Inc. | San Miguel Generating Station | 6200 FM 3387 | Christine | TX | 78012 | Atascosa | CN600132227 | RN100226539 | rebuilding the first field of the electrostatic precipitator. | The following property is used 100% for pollution control and is installed to meet or exceed federal or state regulations: rebuilding the first field of the electrostatic precipitator. | 2012-08-17 | 809242.76 | 100
16329 | T1 | San Miguel Electric Cooperative, Inc. | San Miguel Generating Station | 6200 FM 3387 | Christine | TX | 78012 | Atascosa | CN600132227 | RN100226539 | dust suppression spray pump skids and manifolds for the lignite truck unloading area and the lignite reclaim area. | The following property is used 100% for pollution control and is installed to meet or exceed federal or state regulations: dust suppression spray pump skids and manifolds for the lignite truck unloading area and the lignite reclaim area. | 2012-08-17 | 217492.51 | 100
16330 | T1 | LeTourneau Technologies, Inc. | LeTourneau Technologies Facility | 2400 S. McArthur Blvd | Longview | TX | 75601 | Gregg | CN600360465 | RN10650779 | grit blast cleaning system, grit blast building and baghouse. | The following property is used 100% for pollution control and is installed to meet or exceed federal or state regulations: grit blast baghouse. A negative determination for the grit blast cleaning system and associated building which are considered to be production equipment and not eligible for a positive use determination. | 2012-07-12 | 1505499.18 | 100
16331 | T1 | EOG Resources Inc | Refugio Resin Coating Plant | 811-011 Hwy 77 | Refugio | TX | 78377 | Refugio | CN600564520 | RN105995369 | baghouse dust collector exhausting exterior to the building and associated ductwork at the resin plant. | The following property is used 100% for pollution control and is installed to meet or exceed federal or state regulations: baghouse dust collector exhausting exterior to the building and associated ductwork at the resin plant. | 2012-08-16 | 226760 | 100
16332 | T1 | San Miguel Electric Cooperative, Inc. | San Miguel Generating Station | 6200 FM 3387 | Christine | TX | 78012 | Atascosa | CN600132227 | RN100226539 | opacity meters installed on the two electrostatic precipitators. | The following property is used 100% for pollution control and is installed to meet or exceed federal or state regulations: opacity meters installed on the two electrostatic precipitators. | 2012-04-02 | 43999.96 | 100
16333 | T1 | San Miguel Electric Cooperative, Inc. | San Miguel Generating Station | 6200 FM 3387 | Christine | TX | 78012 | Atascosa | CN600132227 | RN100226539 | replacement bottom for the clarified water tank. | The following property is used 100% for pollution control and is installed to meet or exceed federal or state regulations: replacement bottom for the clarified water tank. | 2012-04-02 | 184491.23 | 100
16334 | T1 | San Miguel Electric Cooperative, Inc. | San Miguel Generating Station | 6200 FM 3387 | Christine | TX | 78012 | Atascosa | CN600132227 | RN100226539 | pressurized lube oil system for the ball mill and the mill product tank. | The following property is used 100% for pollution control and is installed to meet or exceed federal or state regulations: pressurized lube oil system for the ball mill and the mill product tank. | 2012-04-02 | 367828.08 | 100
16335 | T1 | San Miguel Electric Cooperative, Inc. | San Miguel Generating Station | 6200 FM 3387 | Christine | TX | 78012 | Atascosa | CN600132227 | RN100226539 | guillotine damper for “A” scrubber module, cable tray, replacement insulation and lagging for the scrubber inlet plenum, replacement roofs for the C and D absorber and the quencher tank, replacement scrubber doors, and replacement recirculation piping for the absorber and quencher on “A” module. | The following property is used 100% for pollution control and is installed to meet or exceed federal or state regulations: guillotine damper for “A” scrubber module, cable tray, replacement insulation and lagging for the scrubber inlet plenum, replacement roofs for the C and D absorber and the quencher tank, replacement scrubber doors, and replacement recirculation piping for the absorber and quencher on “A” module. | 2012-08-17 | 2208087.67 | 100
16336 | T1 | Cargill Incorporated | Spearman Facility | 911 Highway 15 West | Spearman | TX | 79081 | Hansford | CN600273742 | RN102547098 | upgrade to A-House dust system. | Returned for failure to respond to a deficiency letter. | 2012-09-25 | 11240 | 100
16337 | T1 | Cargill Incorporated | Spearman Facility | 911 Highway 15 West | Spearman | TX | 79081 | Hansford | CN600273742 | RN102547098 | upgrade to C House dust collection. | Returned for failure to respond to a deficiency letter. | 2012-09-25 | 11300 | 100
16338 | T1 | Cargill Incorporated | Spearman Facility | 911 Highway 15 West | Spearman | TX | 79081 | Hansford | CN600273742 | RN102547098 | conveyor enclosure system excluding the conveyor | The following property is used 100% for pollution control and is installed to meet or exceed Federal or State regulations. conveyor enclosure system excluding the conveyor | 2012-08-20 | 143076 | 100
16339 | T1 | EOG Resources Inc | Refugio Resin Coating Plant | 811-011 Hwy 77 | Refugio | TX | 78377 | Refugio | CN600564520 | RN105995369 | Venturi scrubber, packed tower scrubber, thermal oxidizer system, and tanks used to store wastewater from scrubbers. | The following property is used 100% for pollution control and is installed to meet or exceed federal or state regulations: Venturi scrubber, packed tower scrubber, thermal oxidizer system, and tanks used to store wastewater from scrubbers. | 2012-08-16 | 1510863 | 100
16340 | T1 | Cargill Incorporated | Spearman Facility | 911 Highway 15 West | Spearman | TX | 79081 | Hansford | CN600273742 | RN102547098 | conveyor enclosure system excluding the conveyor | The following property is used 100% for pollution control and is installed to meet or exceed Federal or State regulations. conveyor enclosure system excluding the conveyor | 2012-07-12 | 107891 | 100
16341 | T1 | Cargill Incorporated | Kerrick Facility | 15176 Santa Fe Ln | Kerrick | TX | 79051 | Dallam | CN600273742 | RN103000204 | Oil storage tank for oil additive dust control system. | The following property is used 100% for pollution control and is installed to meet or exceed Federal or State regulations. Oil storage tank for oil additive dust control system. | 2012-08-17 | 6360 | 100
16342 | T1 | Cargill Incorporated | Spearman Facility | 911 Highway 15 West | Spearman | TX | 79081 | Hansford | CN600273742 | RN102547098 | conveyor enclosure system excluding the conveyor | The following property is used 100% for pollution control and is installed to meet or exceed Federal or State regulations. conveyor enclosure system excluding the conveyor | 2012-08-17 | 335883 | 100
16343 | T1 | Genesis Marine LLC | Genesis Marine Houston | 7438 Airport Blvd | Houston | TX | 77061 | Harris | CN604608802 | RN107489924 | spill and overflow prevention equipment installed on barges G3804, G3806, G3000, G3002, G3003, G3005, G3801, G3803, G3006, G3007, G3008, G3009, G3010, G3011, G3012, G3013, G3807, G3809, G3810, and G3812. | The following property is used 100% for pollution control and is installed to meet or exceed federal or state regulations: spill and overflow prevention equipment installed on barges G3804, G3806, G3000, G3002, G3003, G3005, G3801, G3803, G3006, G3007, G3008, G3009, G3010, G3011, G3012, G3013, G3807, G3809, G3810, and G3812. | 2012-08-17 | 7741029 | 100
16344 | T1 | Cargill Incorporated | Kerrick Facility | 15176 Santa Fe Ln | Kerrick | TX | 79051 | Dallam | CN600273742 | RN103000204 | food grade oil spray system (Asset ID 000000010651). | The following property is used 100% for pollution control and is installed to meet or exceed federal or state regulations: food grade oil spray system (Asset ID 000000010651). | 2012-08-17 | 31951 | 100
16345 | T1 | Genesis Marine LLC | Genesis Marine Houston | 7438 Airport Blvd | Houston | TX | 77061 | Harris | CN604608802 | RN107489924 | spill and overflow prevention equipment installed on barges: 5000, 5001, 5002, 5003, 5004, 5005, 5006, 5007, 5008, 5010, 5012, 5014, 5016, 5018, 5020, 5024, 5026, 5028, 5030, 5032, 5034, and 5036 and the incremental cost difference between the 23 double-hulled barges and comparable single-hulled barges. | The following property is used 100% for pollution control and is installed to meet or exceed federal or state regulations: spill and overflow prevention equipment installed on barges: 5000, 5001, 5002, 5003, 5004, 5005, 5006, 5007, 5008, 5010, 5012, 5014, 5016, 5018, 5020, 5024, 5026, 5028, 5030, 5032, 5034, and 5036 and the incremental cost difference between the 23 double-hulled barges and comparable single-hulled barges. | 2012-04-02 | 34902711 | 100
16346 | T3 | EOG Resources Inc | Refugio Resin Coating Plant | 811-011 Hwy 77 | Refugio | TX | 78377 | Refugio | CN600564520 | RN105995369 | 2 Sly baghouses; 8 DCL dust collectors installed on loading spouts; and associated ducts and collection systems. | The following property is used 90.91% for pollution control and is installed to meet or exceed federal or state regulations: 2 Sly baghouses; 8 DCL dust collectors installed on loading spouts; and associated ducts and collection systems. | 2012-05-17 | 376000 | 90.91
16347 | T1 | Canal Barge Company | Canal Barge Texas Water | in Harris County | Houston | TX |  | Harris | CN605190974 | RN109628578 | spill and overflow prevention equipment installed on barges: 1335, 1336, 1337, 1338, 1339, 1340, and 1341 and the incremental cost difference between the seven double-hulled barges and comparable single-hulled barges. | The following property is used 100% for pollution control and is installed to meet or exceed federal or state regulations: spill and overflow prevention equipment installed on barges: 1335, 1336, 1337, 1338, 1339, 1340, and 1341 and the incremental cost difference between the seven double-hulled barges and comparable single-hulled barges. | 2012-08-17 | 2744188 | 100
16348 | T1 | Kirby Inland Marine | Barge Operations | 18350 Market Street | Channelview | TX | 77530 | Harris | CN600611206 | RN102204211 | spill and overflow prevention equipment installed on barges: 16814, 16815, 27775, 27765, 27770, 27766, 27768, 27769, 27771, 27767, 27772, 27780, 28140, 28138, 28139, 28170, 28168, 28171, 28174, 28172, 28173, 28165, 18163, 28162, 28164, 28169, 28175, 28177, 28180, 28176, 28179, 28167, 28166, 28178, HMS 301, 407, 26161, 28160, 504, 29035, 29037, 29036, 405, 406, 32005B, 22750, 503, 402, 403, 501, 401, HMS302, 502, 18603, 301, 302, 303, 304, 305, EBS1, 212, and REM 101 and the incremental cost difference between the 62 double-hulled barges and comparable single-hulled barges. | The following property is used 100% for pollution control and is installed to meet or exceed federal or state regulations: spill and overflow prevention equipment installed on barges: 16814, 16815, 27775, 27765, 27770, 27766, 27768, 27769, 27771, 27767, 27772, 27780, 28140, 28138, 28139, 28170, 28168, 28171, 28174, 28172, 28173, 28165, 18163, 28162, 28164, 28169, 28175, 28177, 28180, 28176, 28179, 28167, 28166, 28178, HMS 301, 407, 26161, 28160, 504, 29035, 29037, 29036, 405, 406, 32005B, 22750, 503, 402, 403, 501, 401, HMS302, 502, 18603, 301, 302, 303, 304, 305, EBS1, 212, and REM 101 and the incremental cost difference between the 62 double-hulled barges and comparable single-hulled barges. | 2012-08-17 | 60595817 | 100
16349 | T1 | Cargill Incorporated | Spearman Facility | 911 Highway 15 West | Spearman | TX | 79081 | Hansford | CN600273742 | RN102547098 | A House dust cyclone. | Returned for failure to respond to a deficiency letter. | 2012-09-25 | 29523 | 100
16350 | T1 | Cargill Incorporated | Spearman Facility | 911 Highway 15 West | Spearman | TX | 79081 | Hansford | CN600273742 | RN102547098 | C House dust cyclone. | Returned for failure to respond to a deficiency letter. | 2012-09-25 | 33812 | 100
16351 | T1 | American Marazzi Tile, Inc. | Headquarters and Manufacturing Facility | 359 Clay Road | Sunnyvale | TX | 75182 | Dallas | CN600129522 | RN100218080 | dust collection system consisting of hoods and ducting. | The following property is used 100% for pollution control and is installed to meet or exceed federal or state regulations: dust collection system consisting of hoods and ducting. | 2012-08-17 | 228057.5 | 100
16352 | T1 | American Marazzi Tile, Inc. | Headquarters and Manufacturing Facility | 359 Clay Road | Sunnyvale | TX | 75182 | Dallas | CN600129522 | RN100218080 | Press Dryer 4 stack. | The following property is used 100% for pollution control and is installed to meet or exceed federal or state regulations: Press Dryer 4 stack. | 2012-08-17 | 66488.98 | 100
16353 | T1 | American Marazzi Tile, Inc. | Headquarters and Manufacturing Facility | 359 Clay Road | Sunnyvale | TX | 75182 | Dallas | CN600129522 | RN100218080 | Press Dryer 3 stack. | The following property is used 100% for pollution control and is installed to meet or exceed federal or state regulations: Press Dryer 3 stack. | 2012-08-17 | 66488.98 | 100
16354 | T1 | American Marazzi Tile, Inc. | Headquarters and Manufacturing Facility | 359 Clay Road | Sunnyvale | TX | 75182 | Dallas | CN600129522 | RN100218080 | common exhaust stack. | The following property is used 100% for pollution control and is installed to meet or exceed federal or state regulations: common exhaust stack. | 2012-08-17 | 76172 | 100
16355 | T1 | American Marazzi Tile, Inc. | Headquarters and Manufacturing Facility | 359 Clay Road | Sunnyvale | TX | 75182 | Dallas | CN600129522 | RN100218080 | project to extend the height and increase the diameter of the Kiln 1 main stack. | The following property is used 100% for pollution control and is installed to meet or exceed federal or state regulations: project to extend the height and increase the diameter of the Kiln 1 main stack. | 2012-08-17 | 33862.97 | 100
16356 | T1 | American Marazzi Tile, Inc. | Headquarters and Manufacturing Facility | 359 Clay Road | Sunnyvale | TX | 75182 | Dallas | CN600129522 | RN100218080 | project to extend the height and increase the diameter of the Kiln 4 main stack. | The following property is used 100% for pollution control and is installed to meet or exceed federal or state regulations: project to extend the height and increase the diameter of the Kiln 4 main stack. | 2012-08-16 | 33862.97 | 100
16357 | T1 | American Marazzi Tile, Inc. | Headquarters and Manufacturing Facility | 359 Clay Road | Sunnyvale | TX | 75182 | Dallas | CN600129522 | RN100218080 | Kiln 5 stacks. | The following property is used 100% for pollution control and is installed to meet or exceed federal or state regulations: Kiln 5 stacks. | 2012-08-16 | 468252.17 | 100
16358 | T1 | ETC Texas Pipeline, LTD | Dos Hermanas 24 inch line | Natural Gas Pipeline - 24 Inch | Encinal | TX |  | Webb | CN601587652 | RN109628081 | cathodic protection and pipe coating consisting of fusion-bonded epoxy, adhesive, and a top coat for the pipeline. | The following property is used 100% for pollution control and is installed to meet or exceed federal or state regulations: cathodic protection and pipe coating consisting of fusion-bonded epoxy, adhesive, and a top coat for the pipeline. | 2012-08-16 | 2362039 | 100
16359 | T1 | ETC Texas Pipeline, LTD | Rich Eagle Ford Mainline Ph 1 | Natural Gas Pipeline - 30 Inch | Cuero | TX |  | De Witt | CN601587652 | RN109628099 | six pipeline inspection gauge launcher and receiver sets. | The following property is used 100% for pollution control and is installed to meet or exceed federal or state regulations: six pipeline inspection gauge launcher and receiver sets. | 2012-08-16 | 473925 | 100
16360 | T1 | ETC Texas Pipeline, LTD | Supplemental Dubose to La Grange Pipeline | Natural Gas Pipeline - 20 Inch | Cuero | TX |  | De Witt | CN601587652 | RN109628107 | two pipeline inspection gauge launcher and receiver sets. | The following property is used 100% for pollution control and is installed to meet or exceed federal or state regulations: two pipeline inspection gauge launcher and receiver sets. | 2012-08-16 | 660833 | 100
16361 | T1 | ETC Texas Pipeline, LTD | Rich Eagle Ford Mainline Ph 1 | Natural Gas Pipeline - 30 Inch | Cuero | TX |  | De Witt | CN601587652 | RN109628099 | cathodic protection and pipe coating consisting of fusion-bonded epoxy, adhesive, and a top coat for the 22.4 mile pipeline. | The following property is used 100% for pollution control and is installed to meet or exceed federal or state regulations: cathodic protection and pipe coating consisting of fusion-bonded epoxy, adhesive, and a top coat for the pipeline. | 2012-08-16 | 1353508 | 100
16362 | T1 | ETC Texas Pipeline, LTD | Supplemental Dubose to La Grange Pipeline | Natural Gas Pipeline - 20 Inch | Cuero | TX |  | De Witt | CN601587652 | RN109628107 | cathodic protection and pipe coating consisting of fusion-bonded epoxy, adhesive, and a top coat for the 24.46 mile pipeline. | The following property is used 100% for pollution control and is installed to meet or exceed federal or state regulations: cathodic protection and pipe coating consisting of fusion-bonded epoxy, adhesive, and a top coat for the pipeline. | 2012-08-16 | 947861 | 100
16363 | T1 | ETC Texas Pipeline, LTD | Rich Eagle Ford Mainline Ph 1 | Natural Gas Pipeline - 30 Inch | Catarina | TX |  | Dimmit | CN601587652 | RN109628115 | six pipeline inspection gauge launcher and receiver sets. | The following property is used 100% for pollution control and is installed to meet or exceed federal or state regulations: six pipeline inspection gauge launcher and receiver sets. | 2012-08-16 | 301588 | 100
16364 | T1 | ETC Texas Pipeline, LTD | Las Bonitas Lateral | Natural Gas Pipeline - 24 and | Catarina | TX |  | Dimmit | CN601587652 | RN109628123 | six pipeline inspection gauge launcher and receiver sets. | The following property is used 100% for pollution control and is installed to meet or exceed federal or state regulations: six pipeline inspection gauge launcher and receiver sets. | 2012-08-16 | 1647977 | 100
16365 | T1 | Regency Field Services, LLC | Cheyenne 6 Inch Pipeline | Cheyenne Pipeline Route | McMullen | TX |  | McMullen | CN603263823 | None | pipeline inspection gauge launcher and receiver sets installed in natural gas pipeline. | The following property is used 100% for pollution control and is installed to meet or exceed federal or state regulations: pipeline inspection gauge launcher and receiver sets. | 2012-08-16 | 116323 | 100
16366 | T1 | Regency Field Services, LLC | Cheyenne 6 Inch Pipeline | Cheyenne Pipeline Route | McMullen | TX |  | McMullen | CN603263823 | None | cathodic protection and pipe coating consisting of fusion-bonded epoxy, adhesive, and a top coat for the pipeline. | The following property is used 100% for pollution control and is installed to meet or exceed federal or state regulations: cathodic protection and pipe coating consisting of fusion-bonded epoxy, adhesive, and a top coat for the pipeline. | 2012-08-16 | 306339 | 100
16367 | T1 | Regency Field Services, LLC | Cheyenne 6 Inch Pipeline | Cheyenne pipeline route in | LaSalle County | TX |  | La Salle | CN603263823 | None | pipeline inspection gauge launcher and receiver sets. | The following property is used 100% for pollution control and is installed to meet or exceed federal or state regulations: pipeline inspection gauge launcher and receiver sets. | 2012-08-16 | 64022 | 100
16368 | T1 | Regency Field Services, LLC | Cheyenne 6 Inch Pipeline | Cheyenne pipeline route in | LaSalle County | TX |  | La Salle | CN603263823 | None | cathodic protection and pipe coating consisting of fusion-bonded epoxy, adhesive, and a top coat for the pipeline. | The following property is used 100% for pollution control and is installed to meet or exceed federal or state regulations: cathodic protection and pipe coating consisting of fusion-bonded epoxy, adhesive, and a top coat for the pipeline. | 2012-08-15 | 168605 | 100
16369 | T1 | Regency Field Services, LLC | SM Energy Pipeline | SM Energy Pipeline Rte. | Webb County | TX |  | Webb | CN603263823 | None | pipeline inspection gauge launcher and receiver sets. | The following property is used 100% for pollution control and is installed to meet or exceed federal or state regulations: pipeline inspection gauge launcher and receiver sets. | 2012-08-15 | 23430795 | 100
16370 | T1 | Regency Field Services, LLC | SM Energy Pipeline | SM Energy Pipeline Rte. | Webb County | TX |  | Webb | CN603263823 | None | cathodic protection and pipe coating consisting of fusion-bonded epoxy, adhesive, and a top coat for the pipeline. | The following property is used 100% for pollution control and is installed to meet or exceed federal or state regulations: cathodic protection and pipe coating consisting of fusion-bonded epoxy, adhesive, and a top coat for the pipeline. | 2012-08-15 | 11354540 | 100
16371 | T1 | ETC Texas Pipeline, LTD | Rich Eagle Ford Mainline Ph 1 | 30 inch natural gas pipeline | Pawnee | TX |  | Karnes | CN601587652 | RN109628164 | six intelligent pipeline inspection gauge (PIG) launcher and receiver sets. | The following property is used 100% for pollution control and is installed to meet or exceed federal or state regulations: six intelligent pipeline inspection gauge (PIG) launcher and receiver sets. | 2012-07-17 | 603177 | 100
16372 | T1 | ETC Texas Pipeline, LTD | Las Bonitas Lateral | Natural Gas Pipeline - 24 and | Catarina | TX |  | Dimmit | CN601587652 | RN109628123 | cathodic protection and pipe coating consisting of fusion-bonded epoxy, adhesive, and a top coat for the pipeline. | The following property is used 100% for pollution control and is installed to meet or exceed federal or state regulations: cathodic protection and pipe coating consisting of fusion-bonded epoxy, adhesive, and a top coat for the pipeline. | 2012-08-15 | 1544825 | 100
16373 | T1 | ETC Texas Pipeline, LTD | Supplemental Dubose to La Grange Pipeline | Natural Gas Pipeline - 20 Inch | Cuero | TX |  | De Witt | CN601587652 | RN109628107 | cathodic protection and pipe coating consisting of fusion-bonded epoxy, adhesive, and a top coat for the pipeline. | The following property is used 100% for pollution control and is installed to meet or exceed federal or state regulations: cathodic protection and pipe coating consisting of fusion-bonded epoxy, adhesive, and a top coat for the pipeline. | 2012-08-15 | 1202240 | 100
16374 | T1 | ETC Texas Pipeline, LTD | Shell Dimmit Co. 24 Inch | Natural Gas Pipeline - 24 Inch | Blue Tick | TX |  | Dimmit | CN601587652 | RN109628172 | cathodic protection and pipe coating consisting of fusion-bonded epoxy, adhesive, and a top coat for the pipeline. | The following property is used 100% for pollution control and is installed to meet or exceed federal or state regulations: cathodic protection and pipe coating consisting of fusion-bonded epoxy, adhesive, and a top coat for the pipeline. | 2012-08-15 | 250953 | 100
16375 | T1 | ETC Texas Pipeline, LTD | Las Bonitas Lateral | Natural Gas Pipeline - 24 and | Catarina | TX |  | Dimmit | CN601587652 | RN109628123 | Cathodic protection and pipe coating consisting of fusion-bonded epoxy, adhesive, and a top coat for the pipeline. | The following property is used 100% for pollution control and is installed to meet or exceed federal or state regulations: cathodic protection and pipe coating consisting of fusion-bonded epoxy, adhesive, and a top coat for the pipeline. | 2012-08-15 | 8110330 | 100
16376 | T1 | ETC Texas Pipeline, LTD | Rich Eagle Ford Mainline Ph 1 | Natural Gas Pipeline - 30 Inch | Catarina | TX |  | Dimmit | CN601587652 | RN109628115 | cathodic protection and pipe coating consisting of fusion-bonded epoxy, adhesive, and a top coat for the pipeline. | The following property is used 100% for pollution control and is installed to meet or exceed federal or state regulations: cathodic protection and pipe coating consisting of fusion-bonded epoxy, adhesive, and a top coat for the pipeline. | 2012-08-15 | 861323 | 100
16377 | T1 | ETC Texas Pipeline, LTD | Supplemental Dubose to La Grange Pipeline | Natural Gas Pipeline - 20 Inch | Cuero | TX |  | De Witt | CN601587652 | RN109628107 | two pipeline inspection gauge launcher and receiver sets. | The following property is used 100% for pollution control and is installed to meet or exceed federal or state regulations: two pipeline inspection gauge launcher and receiver sets. | 2012-08-15 | 838181 | 100
16378 | T1 | ETC Texas Pipeline, LTD | Big Cowboy Expansions | Natural Gas Pipeline - 16 Inch | Freer | TX |  | Duval | CN601587652 | RN109628180 | pipeline inspection gauge launcher and receiver set. | The following property is used 100% for pollution control and is installed to meet or exceed federal or state regulations: pipeline inspection gauge launcher and receiver set. | 2012-08-15 | 642570 | 100
16379 | T1 | ETC Texas Pipeline, LTD | Shell Dimmit Co. 24 and 30 Inch | Natural Gas Pipeline - 24 and | Catarina | TX |  | Dimmit | CN601587652 | RN109628198 | pipeline inspection gauge launcher and receiver set. | The following property is used 100% for pollution control and is installed to meet or exceed federal or state regulations: pipeline inspection gauge launcher and receiver set. | 2012-08-15 | 512934 | 100
16380 | T1 | ETC Texas Pipeline, LTD | Las Bonitas Lateral | Natural Gas Pipeline - 24 and | Encinal | TX |  | Webb | CN601587652 | RN109628206 | six pipeline inspection gauge launcher and receiver sets. | The following property is used 100% for pollution control and is installed to meet or exceed federal or state regulations: six pipeline inspection gauge launcher and receiver sets. | 2012-08-15 | 313900 | 100
16381 | T1 | ETC Texas Pipeline, LTD | San Cajos Point F to B Pipeline | 800 E. Sonterra Blvd | San Antonio | TX | 78258 | McMullen | CN601587652 | RN109628453 | three pipeline inspection gauge launcher and receiver sets. | The following property is used 100% for pollution control and is installed to meet or exceed federal or state regulations: three pipeline inspection gauge launcher and receiver sets. | 2012-08-16 | 38631 | 100
16382 | T1 | ETC Texas Pipeline, LTD | Dos Hermanas 24 inch line | Natural Gas Pipeline - 24 Inch | Encinal | TX |  | Webb | CN601587652 | RN109628081 | three pipeline inspection gauge launcher and receiver sets. | The following property is used 100% for pollution control and is installed to meet or exceed federal or state regulations: three pipeline inspection gauge launcher and receiver sets. | 2012-08-15 | 1803679 | 100
16383 | T1 | ETC Texas Pipeline, LTD | Supplemental Dubose to La Grange Pipeline | Natural Gas Pipeline - 20 Inch | Cuero | TX |  | De Witt | CN601587652 | RN109628107 | sedimentation and erosion controls consisting of slope breakers, sediment barriers, mulch, and trench breakers. | The following property is used 100% for pollution control and is installed to meet or exceed federal or state regulations: sedimentation and erosion controls consisting of slope breakers, sediment barriers, mulch, and trench breakers. | 2012-08-15 | 40815 | 100
16384 | T1 | ETC Texas Pipeline, LTD | San Cajos Point F to B Pipeline | Natural Gas Pipeline - 30 Inch | San Cajos | TX |  | La Salle | CN601587652 | RN109628230 | sedimentation and erosion controls consisting of slope breakers, sediment barriers, mulch, and trench breakers. | The following property is used 100% for pollution control and is installed to meet or exceed federal or state regulations: sedimentation and erosion controls consisting of slope breakers, sediment barriers, mulch, and trench breakers. | 2012-08-15 | 839601 | 100
16385 | T1 | ETC Texas Pipeline, LTD | Dos Hermanas 24 inch line | Natural Gas Pipeline - 24 Inch | Encinal | TX |  | Webb | CN601587652 | RN109628081 | sedimentation and erosion controls consisting of slope breakers, sediment barriers, mulch, and trench breakers. | The following property is used 100% for pollution control and is installed to meet or exceed federal or state regulations: sedimentation and erosion controls consisting of slope breakers, sediment barriers, mulch, and trench breakers. | 2012-08-15 | 53119 | 100
16386 | T1 | ETC Texas Pipeline, LTD | Rich Eagle Ford Mainline Ph 1 | Natural Gas Pipeline - 30 Inch | Cuero | TX |  | De Witt | CN601587652 | RN109628099 | sedimentation and erosion controls consisting of slope breakers, sediment barriers, mulch, and trench breakers. | The following property is used 100% for pollution control and is installed to meet or exceed federal or state regulations: sedimentation and erosion controls consisting of slope breakers, sediment barriers, mulch, and trench breakers. | 2012-08-15 | 43297 | 100
16387 | T1 | ETC Texas Pipeline, LTD | Rich Eagle Ford Mainline Ph 1 | Natural Gas Pipeline - 30 Inch | Catarina | TX |  | Dimmit | CN601587652 | RN109628115 | sedimentation and erosion controls consisting of slope breakers, sediment barriers, mulch, and trench breakers. | The following property is used 100% for pollution control and is installed to meet or exceed federal or state regulations: sedimentation and erosion controls consisting of slope breakers, sediment barriers, mulch, and trench breakers. | 2012-08-15 | 27553 | 100
16388 | T1 | ETC Texas Pipeline, LTD | Las Bonitas Lateral | Natural Gas Pipeline - 24 and | Catarina | TX |  | Dimmit | CN601587652 | RN109628123 | sedimentation and erosion controls consisting of slope breakers, sediment barriers, mulch, and trench breakers. | The following property is used 100% for pollution control and is installed to meet or exceed federal or state regulations: sedimentation and erosion controls consisting of slope breakers, sediment barriers, mulch, and trench breakers. | 2012-08-15 | 185055 | 100
16389 | T1 | ETC Texas Pipeline, LTD | Supplemental Dubose to La Grange Pipeline | Natural Gas Pipeline - 20 Inch | La Grange | TX |  | Fayette | CN601587652 | RN109628255 | sedimentation and erosion controls consisting of slope breakers, sediment barriers, mulch, and trench breakers. | The following property is used 100% for pollution control and is installed to meet or exceed federal or state regulations: sedimentation and erosion controls consisting of slope breakers, sediment barriers, mulch, and trench breakers. | 2012-08-15 | 51769 | 100
16390 | T1 | ETC Texas Pipeline, LTD | Rich Eagle Ford Mainline Ph 1 | Natural Gas Pipeline - 30 Inch | Tilden | TX |  | Karnes | CN601587652 | RN109628164 | sedimentation and erosion controls consisting of slope breakers, sediment barriers, mulch, and trench breakers. | The following property is used 100% for pollution control and is installed to meet or exceed federal or state regulations: sedimentation and erosion controls consisting of slope breakers, sediment barriers, mulch, and trench breakers. | 2012-08-15 | 55106 | 100
16391 | T1 | ETC Texas Pipeline, LTD | Supplemental Dubose to La Grange Pipeline | Natural Gas Pipeline - 20 Inch | Cuero | TX |  | Lavaca | CN601587652 | RN109628446 | sedimentation and erosion controls consisting of slope breakers, sediment barriers, mulch, and trench breakers. | The following property is used 100% for pollution control and is installed to meet or exceed federal or state regulations: sedimentation and erosion controls consisting of slope breakers, sediment barriers, mulch, and trench breakers. | 2012-07-10 | 37816 | 100
16392 | T1 | ETC Texas Pipeline, LTD | Rich Eagle Ford Mainline Ph 1 | Natural Gas Pipeline - 20 Inch | Three Rivers | TX |  | Live Oak | CN601587652 | RN109628461 | sedimentation and erosion controls consisting of slope breakers, sediment barriers, mulch, and trench breakers. | The following property is used 100% for pollution control and is installed to meet or exceed federal or state regulations: sedimentation and erosion controls consisting of slope breakers, sediment barriers, mulch, and trench breakers. | 2012-08-15 | 41251 | 100
16393 | T1 | ETC Texas Pipeline, LTD | Rich Eagle Ford Mainline Ph 1 | Natural Gas Pipeline - 30 Inch | Tilden | TX |  | McMullen | CN601587652 | RN109628420 | sedimentation and erosion controls consisting of slope breakers, sediment barriers, mulch, and trench breakers. | The following property is used 100% for pollution control and is installed to meet or exceed federal or state regulations: sedimentation and erosion controls consisting of slope breakers, sediment barriers, mulch, and trench breakers. | 2012-08-15 | 67072 | 100
16394 | T1 | ETC Texas Pipeline, LTD | Rich Eagle Ford Mainline Ph 1 | Natural Gas Pipeline - 30 Inch | Cuero | TX |  | De Witt | CN601587652 | RN109628099 | sedimentation and erosion controls consisting of slope breakers, sediment barriers, mulch, and trench breakers. | The following property is used 100% for pollution control and is installed to meet or exceed federal or state regulations: sedimentation and erosion controls consisting of slope breakers, sediment barriers, mulch, and trench breakers. | 2012-08-15 | 80612 | 100
16395 | T1 | ETC Tiger Pipeline, LLC | ETC Tiger Pipeline | 558 PR 8015 | Carthage | TX | 75633 | Panola | CN603520487 | RN106226228 | sedimentation and erosion controls consisting of slope breakers, sediment barriers, mulch, and trench breakers. | The following property is used 100% for pollution control and is installed to meet or exceed federal or state regulations: sedimentation and erosion controls consisting of slope breakers, sediment barriers, mulch, and trench breakers. | 2012-08-15 | 1130317 | 100
16396 | T1 | Regency Field Services, LLC | SM Energy Pipeline | SM Energy Pipeline Rte. | Webb County | TX |  | Webb | CN603263823 | None | sedimentation and erosion controls consisting of slope breakers, sediment barriers, mulch, and trench breakers. | The following property is used 100% for pollution control and is installed to meet or exceed federal or state regulations: sedimentation and erosion controls consisting of slope breakers, sediment barriers, mulch, and trench breakers. | 2012-08-15 | 1374013 | 100
16397 | T1 | Regency Texas PL, LLC | SM Energy 6 | SM Energy Pipeline Rte. | Webb County | TX |  | Webb | None | None | sedimentation and erosion controls consisting of slope breakers, sediment barriers, mulch, and trench breakers. | The following property is used 100% for pollution control and is installed to meet or exceed federal or state regulations: sedimentation and erosion controls consisting of slope breakers, sediment barriers, mulch, and trench breakers. | 2012-07-06 | 113442 | 100
16398 | T1 | West Gaines Seed, Inc. | Seminole Plant | 1375 US62/182 West | Seminole | TX | 79360 | Gaines | CN601056088 | RN101931608 | cleaner cyclone C-10, gravity separator cyclone C-11, packaging cyclone C-12, cull bin cyclone C-14, and the bag filter. | The following property is used 100% for pollution control and is installed to meet or exceed federal or state regulations: cleaner cyclone C-10, gravity separator cyclone C-11, packaging cyclone C-12, cull bin cyclone C-14, and the bag filter. | 2012-07-24 | 378144 | 100
16399 | T1 | Lone Star Industries, Inc. | Maryneal Cement Plant | 202 CR 306 | Mary Neal | TX | 79535 | Nolan | CN602827297 | RN100220847 | total hydrocarbon and free oxygen analyzer. | Withdrawn/Returned | 2012-06-15 | 89237 | 100
16400 | T1 | EOG Resources Inc | Rawhide Sand Plant | 5116 FM 2174 | Cleburne | TX | 76033 | Hood | CN600564520 | RN105637524 | baghouse and ductwork. | Withdrawn/Returned | 2012-04-18 | 226760 | 100
16401 | T1 | Pecan Pipeline Company | Lyssy Hub | 2535 County Road 247 | Falls City | TX | 78113 | Wilson | CN600564520 | RN106307040 | flare and piping to the flare. | The following property is used 100% for pollution control and is installed to meet or exceed federal or state regulations: flare and piping to the flare. | 2012-08-15 | 450000 | 100
16402 | T1 | Pecan Pipeline Company | Lyssy Hub | 2535 County Road 247 | Falls City | TX | 78113 | Wilson | CN600564520 | RN106307040 | catalytic convertors and Enerflex 168EH Air-Xchangers installed on five compressors. | The following property is used 100% for pollution control and is installed to meet or exceed federal or state regulations: catalytic convertors and Enerflex 168EH Air-Xchangers installed on five compressors. | 2012-08-16 | 450000 | 100
16403 | T1 | EOG Resources Inc | Milton Hub | 14703 Highway 80 | Karnes City | TX | 78118 | Karnes | CN600564520 | RN105992556 | flare and piping to the flare. | The following property is used 100% for pollution control and is installed to meet or exceed federal or state regulations: flare and piping to the flare. | 2012-08-15 | 700000 | 100
16404 | T1 | EOG Resources Inc | Milton Hub | 14703 Highway 80 | Karnes City | TX | 78118 | Karnes | CN600564520 | RN105992556 | catalytic convertors and Enerflex 168EH Air-Xchangers installed on five compressors. | The following property is used 100% for pollution control and is installed to meet or exceed federal or state regulations: catalytic convertors and Enerflex 168EH Air-Xchangers installed on five compressors. | 2012-08-15 | 425000 | 100
16405 | T1 | EOG Resources Inc | TR Marshall | 648 County Road 294 | Gonzales | TX | 78629 | Gonzales | CN600564520 | RN105992556 | flare and piping to the flare. | The following property is used 100% for pollution control and is installed to meet or exceed federal or state regulations: flare and piping to the flare. | 2012-07-24 | 450000 | 100
16406 | T1 | EOG Resources Inc | TR Marshall | 648 County Road 294 | Gonzales | TX | 78629 | Gonzales | CN600564520 | RN105992556 | catalytic convertors and Enerflex 168EH Air-Xchangers installed on five compressors. | The following property is used 100% for pollution control and is installed to meet or exceed federal or state regulations: catalytic convertors and Enerflex 168EH Air-Xchangers installed on five compressors. | 2012-07-24 | 425000 | 100
16407 | T1 | FlexCon Industrial, LLC | San Antonio Plant | 6110 Rittiman Road | San Antonio | TX | 78218 | Bexar | CN603835281 | RN102906336 | thermal oxidizers #001 and #002. | The following property is used 100% for pollution control and is installed to meet or exceed federal or state regulations: thermal oxidizers #001 and #002. | 2012-07-24 | 300000 | 100
16408 | T1 | Acme Brick Company | Acme Brick Denton Plant | 220 East Daniel | Denton | TX | 76205 | Denton | CN600124549 | RN100210046 | scrubber with fan, motor and filter bags and the dust collector for the mixing room. | The following property is used 100% for pollution control and is installed to meet or exceed federal or state regulations: scrubber with fan, motor and filter bags and dust collector for the mixing room. | 2012-07-19 | 289549 | 100
16409 | T3 | Calpine Bosque Energy Center, LLC | Bosque Power Plant | 575 Bosque CR 3610 | Clifton | TX | 76634 | Bosque | CN604159848 | RN100226232 | two heat recovery steam generators and dedicated ancillary systems. | A negative determination for the heat recovery steam generators and associated dedicated ancillary equipment. Heat recovery steam generators and associated dedicated ancillary equipment are used solely for production; therefore, are not eligible for a positive use determination. | 2013-03-26 | 113250888 | 100
16410 | T3 | Cottonwood Energy Company, LP | Cottonwood Energy Center | 976 County Road 4213 | Deweyville | TX | 77614 | Newton | CN602765687 | RN100226109 | Unit 4 heat recovery steam generator and dedicated ancillary system. | The ED has completed the review for application #16410 and the associated notice of deficiency (NOD) responses and has issued a Negative Use Determination for the property in accordance with Title 30 Texas Administrative Code (TAC) Chapter 17. The Negative Use Determination is issued for the following reasons: 1) the ED cannot find that the property is used, constructed, acquired, or installed wholly or partly to meet or exceed any cited laws, rules, or regulations adopted by any environmental protection agency of the United States, Texas, or a political subdivision of Texas for the prevention, monitoring, control, or reduction of air, water, or land pollution; and 2) even if there were an applicable law cited in the application for the subject property, the ED does not find your methods for determining the use determination percentage to be reasonable. | 2014-09-24 | 60584645 | 42.99
16411 | T3 | Cottonwood Energy Company, LP | Cottonwood Energy Center | 976 County Road 4213 | Deweyville | TX | 77614 | Newton | CN602765687 | RN100226109 | Unit 3 heat recovery steam generator and dedicated ancillary system. | The ED has completed the review for application #16411 and the associated notice of deficiency (NOD) responses and has issued a Negative Use Determination for the property in accordance with Title 30 Texas Administrative Code (TAC) Chapter 17. The Negative Use Determination is issued for the following reasons: 1) the ED cannot find that the property is used, constructed, acquired, or installed wholly or partly to meet or exceed any cited laws, rules, or regulations adopted by any environmental protection agency of the United States, Texas, or a political subdivision of Texas for the prevention, monitoring, control, or reduction of air, water, or land pollution; and 2) even if there were an applicable law cited in the application for the subject property, the ED does not find your methods for determining the use determination percentage to be reasonable. | 2014-09-24 | 26043320 | 42.99
16412 | T3 | Cottonwood Energy Company, LP | Cottonwood Energy Center | 976 County Road 4213 | Deweyville | TX | 77614 | Newton | CN602765687 | RN100226109 | Unit 2 heat recovery steam generator and dedicated ancillary system. | The ED has completed the review for application #16410 and the associated notice of deficiency (NOD) responses and has issued a Negative Use Determination for the property in accordance with Title 30 Texas Administrative Code (TAC) Chapter 17. The Negative Use Determination is issued for the following reasons: 1) the ED cannot find that the property is used, constructed, acquired, or installed wholly or partly to meet or exceed any cited laws, rules, or regulations adopted by any environmental protection agency of the United States, Texas, or a political subdivision of Texas for the prevention, monitoring, control, or reduction of air, water, or land pollution; and 2) even if there were an applicable law cited in the application for the subject property, the ED does not find your methods for determining the use determination percentage to be reasonable. | 2014-09-24 | 60584465 | 42.99
16413 | T3 | Brazos Electric Cooperative, Inc. | Jack County Generation Facility | 3844 Henderson Ranch Rd | Bridgeport | TX | 76426 | Jack | CN600128821 | RN100221985 | two heat recovery steam generators. | A negative determination for the heat recovery steam generator and associated dedicated ancillary equipment. | 2014-09-24 | 105244426 | 100
16414 | T1 | Air Liquide Large Industries, US LP | La Porte Steam Methane Reformer | 11450 West Fairmont Parkway | La Porte | TX | 77571 | Harris | CN600300693 | RN105147433 | SS-13001 flue gas stack continuous emission monitoring system consisting of analyzers, sample probe, gas conditioning system, calibration gas system, data acquisition and handling system, and CEMS building; Y-13501 selective catalytic reduction system consisting of ammonia system with storage tank, ammonia injection system, and catalyst beds; and B-13001 low NOx burners 1 – 135. | S-13001 flue gas stack continuous emission monitoring system consisting of analyzers, sample probe, gas conditioning system, calibration gas system, data acquisition and handling system, and CEMS building; Y-13501 selective catalytic reduction system consisting of ammonia system with storage tank, ammonia injection system, and catalyst beds; and the incremental cost difference between the cost of the 135 low NOx burners and the cost of similarly sized burners without the NOx controls. | 2012-10-18 | 3600214 | 100
16415 | T1 | Mueller, Inc. | Ballinger Plant | 1915 Hutchins Avenue | Ballinger | TX | 76821 | Runnels | CN600683478 | RN102615911 | exhaust fans, ventilator, and control devices associated with a paint spray booth. | The following property is used 100% for pollution control and is installed to meet or exceed federal or state regulations: exhaust fans, ventilator, and control devices associated with the paint spray booth. | 2012-08-15 | 141038 | 100
16416 | T1 | Stolthaven Houston | Stolthaven Houston Terminal | 15602 Jacintoport Blvd | Houston | TX | 77015 | Harris | CN600124820 | RN100210475 | emergency vent system installed for the A tanks. | The following property is used 100% for pollution control and is installed to meet or exceed federal or state regulations: emergency vent system installed for the A tanks. | 2012-04-25 | 4852 | 100
16417 | T1 | Stolthaven Houston | Stolthaven Houston Terminal | 15602 Jacintoport Blvd | Houston | TX | 77015 | Harris | CN600124820 | RN100210475 | carbon scrubber used to control Toluene Diisocyanate. | The following property is used 100% for pollution control and is installed to meet or exceed federal or state regulations: carbon scrubber installed to control emissions of Toluene Diisocyanate. | 2012-08-14 | 27513 | 100
16418 | T1 | Stolthaven Houston | Stolthaven Houston Terminal | 15602 Jacintoport Blvd | Houston | TX | 77015 | Harris | CN600124820 | RN100210475 | automatic tank gauging and emergency alarm system consisting of radar gauges, alarms, instrumentation, communication equipment, and control equipment. | The following property is used 100% for pollution control and is installed to meet or exceed federal or state regulations: automatic tank gauging and emergency alarm system consisting of radar gauges, alarms, instrumentation, communication equipment, and control equipment. | 2012-08-14 | 302450 | 100
16419 | T1 | Huntsman Petrochemical LLC | Port Neches Performance Products | 6001 Hwy 366 | Port Neches | TX | 77651 | Jefferson | CN603603093 | RN100219252 | closed dome loading arms. | Withdrawn/Returned | 2012-08-17 | 603904 | 100
16420 | T1 | Huntsman Petrochemical LLC | Port Neches Performance Products | 6001 Hwy 366 | Port Neches | TX | 77651 | Jefferson | CN603603093 | RN100219252 | sump installed to route wastewater from the E4 Unit ammonia scrubber to the wastewater treatment plant. | Withdrawn/Returned | 2012-08-17 | 42464 | 100
16421 | T1 | Huntsman Petrochemical LLC | Port Neches Performance Products | 6001 Hwy 366 | Port Neches | TX | 77651 | Jefferson | CN603603093 | RN100219252 | gas chromatograph. | Withdrawn/Returned | 2012-08-17 | 225845 | 100
16422 | T1 | Huntsman Petrochemical LLC | Port Neches Performance Products | 6001 Hwy 366 | Port Neches | TX | 77651 | Jefferson | CN603603093 | RN100219252 | extension of existing E4 loading rack vapor recovery vent to include spot 5. | Withdrawn/Returned | 2012-08-17 | 52607 | 100
16423 | T1 | Huntsman Petrochemical LLC | Port Neches Performance Products | 6001 Hwy 366 | Port Neches | TX | 77651 | Jefferson | CN603603093 | RN100219252 | reinforced concrete sump and refurbishment of tank T-Q-142 including new tank bottom, interior bottom lining, radar gauge, Varec gauge, and pressure vacuum relief valves. | Withdrawn/Returned | 2012-08-17 | 241000 | 100
16424 | T1 | Huntsman Petrochemical LLC | Port Neches Performance Products | 6001 Hwy 366 | Port Neches | TX | 77651 | Jefferson | CN603603093 | RN100219252 | two floating mixers installed at the joint wastewater treatment plant. | Withdrawn/Returned | 2012-08-17 | 32432 | 100
16425 | T1 | Huntsman Petrochemical LLC | Port Neches Performance Products | 6001 Hwy 366 | Port Neches | TX | 77651 | Jefferson | CN603603093 | RN100219252 | two new 4-inch vent lines from tanks T-E7-32 and T-E7-33 to the 6-inch carbon canister vent header, a pressure control valve for each vent line, a pressure transmitter for each of the tanks, a tie in to the plant control system with high and low level alarms, and a pressure vacuum relief valve for each tank. | Withdrawn/Returned | 2012-08-17 | 25731 | 100
16426 | T1 | Huntsman Petrochemical LLC | Port Neches Performance Products | 6001 Hwy 366 | Port Neches | TX | 77651 | Jefferson | CN603603093 | RN100219252 | BTU analyzer for PO/MTBE Low Pressure Flare. | Withdrawn/Returned | 2012-08-17 | 112495 | 100
16427 | T1 | Freescale Semiconductor Inc. | Freescale - Oak Hill | 6501 West William Cannon Drive | Austin | TX | 78735 | Travis | CN602689218 | RN102752763 | thirty-eight chemical destruction oxidizers and four wet scrubbers. | The following property is used 100% for pollution control and is installed to meet or exceed federal or state regulations: thirty-eight chemical destruction oxidizers and four wet scrubbers. | 2012-04-27 | 2862419 | 100
16428 | T2 | Freescale Semiconductor Inc. | Freescale - Oak Hill | 6501 West William Cannon Drive | Austin | TX | 78735 | Travis | CN602689218 | RN102752763 | twenty-five remote plasma systems used in the chemical vapor deposition cleaning process. | The following property is used 100% for pollution control and is installed to meet or exceed federal or state regulations: twenty-five remote plasma systems used in the chemical vapor deposition cleaning process. | 2012-08-14 | 1362433 | 100
16429 | T2 | Freescale Semiconductor Inc. | Freescale - Ed Bluestein | 3501 Ed Bluestein Blvd | Austin | TX | 78721 | Travis | CN602689218 | RN100843747 | thirty-three remote plasma systems used in the chemical vapor deposition cleaning process. | The following property is used 100% for pollution control and is installed to meet or exceed federal or state regulations: thirty-three remote plasma systems used in the chemical vapor deposition cleaning process. | 2012-08-14 | 3424265 | 100
16430 | T1 | Precision Drilling Corporation | Precision Drilling - Rig #521 | X = 2793231.00 | Point Comfort | TX |  | Calhoun | CN603453770 | RN100685205 | drilling mud recycling system consisting of shaker tank system, shale shakers, desilter, desander, and degasser. | The following property is used 100% for pollution control and is installed to meet or exceed federal or state regulations: drilling mud recycling system consisting of shaker tank system, shale shakers, desilter, desander, and degasser. | 2012-08-14 | 404000 | 100
16431 | T1 | Precision Drilling Corporation | Precision Drilling - Rig #521 | X = 2793231.00 | Point Comfort | TX |  | Calhoun | CN603453770 | RN100685205 | drilling rig spill response equipment consisting of ram type blow out preventers, a closing unit, and a choke manifold. | The following property is used 100% for pollution control and is installed to meet or exceed federal or state regulations: drilling rig spill response equipment consisting of ram type blow out preventers, a closing unit, and a choke manifold. | 2012-08-14 | 895000 | 100
16432 | T1 | Precision Drilling Corporation | Precision Drilling - Rig #557 | T.C. Bell Survey | Cuero | TX |  | De Witt | CN603453770 | RN100685205 | drilling mud recycling system consisting of shaker tank system, shale shakers, desilter, desander, and degasser. | The following property is used 100% for pollution control and is installed to meet or exceed federal or state regulations: drilling mud recycling system consisting of shaker tank system, shale shakers, desilter, desander, and degasser. | 2012-08-14 | 336000 | 100
16433 | T1 | Precision Drilling Corporation | Precision Drilling - Rig #557 | T.C. Bell Survey | Cuero | TX |  | De Witt | CN603453770 | RN100685205 | drilling rig spill response equipment consisting of ram type blow out preventers, a closing unit, and a choke manifold. | The following property is used 100% for pollution control and is installed to meet or exceed federal or state regulations: drilling rig spill response equipment consisting of ram type blow out preventers, a closing unit, and a choke manifold. | 2012-08-14 | 895000 | 100
16434 | T1 | Precision Drilling Corporation | Precision Drilling - Rig #556 | F. Leal Survey | Cuero | TX |  | De Witt | CN603453770 | RN100685205 | drilling rig spill response equipment consisting of ram type blow out preventers, a closing unit, and a choke manifold. | The following property is used 100% for pollution control and is installed to meet or exceed federal or state regulations: drilling rig spill response equipment consisting of ram type blow out preventers, a closing unit, and a choke manifold. | 2012-08-14 | 895000 | 100
16435 | T1 | Precision Drilling Corporation | Precision Drilling - Rig #556 | F. Leal Survey | Cuero | TX |  | De Witt | CN603453770 | RN100685205 | drilling mud recycling system consisting of shaker tank system, shale shakers, desilter, desander, and degasser. | The following property is used 100% for pollution control and is installed to meet or exceed federal or state regulations: drilling mud recycling system consisting of shaker tank system, shale shakers, desilter, desander, and degasser. | 2012-08-14 | 336000 | 100
16436 | T1 | Precision Drilling Corporation | Precision Drilling - Rig #99 | Abraham Dollard Survey | Gonzales | TX |  | Gonzales | CN603453770 | RN100685205 | drilling mud recycling system consisting of shaker tank system, shale shakers, desilter, desander, and degasser. | The following property is used 100% for pollution control and is installed to meet or exceed federal or state regulations: drilling mud recycling system consisting of shaker tank system, shale shakers, desilter, desander, and degasser. | 2012-08-14 | 291000 | 100
16437 | T1 | Precision Drilling Corporation | Precision Drilling - Rig #99 | Abraham Dollard Survey | Gonzales | TX |  | Gonzales | CN603453770 | RN100685205 | drilling rig spill response equipment consisting of ram type blow out preventers, a closing unit, and a choke manifold. | The following property is used 100% for pollution control and is installed to meet or exceed federal or state regulations: drilling rig spill response equipment consisting of ram type blow out preventers, a closing unit, and a choke manifold. | 2012-08-14 | 767000 | 100
16438 | T1 | Precision Drilling Corporation | Precision Drilling - Rig #555 | J. McCoy Survey | Gonzales | TX |  | Gonzales | CN603453770 | RN100685205 | drilling mud recycling system consisting of shaker tank system, shale shakers, desilter, desander, and degasser. | The following property is used 100% for pollution control and is installed to meet or exceed federal or state regulations: drilling mud recycling system consisting of shaker tank system, shale shakers, desilter, desander, and degasser. | 2012-08-14 | 336000 | 100
16439 | T1 | Precision Drilling Corporation | Precision Drilling - Rig #555 | J. McCoy Survey | Gonzales | TX |  | Gonzales | CN603453770 | RN100685205 | drilling rig spill response equipment consisting of ram type blow out preventers, a closing unit, and a choke manifold. | The following property is used 100% for pollution control and is installed to meet or exceed federal or state regulations: drilling rig spill response equipment consisting of ram type blow out preventers, a closing unit, and a choke manifold. | 2012-08-14 | 895000 | 100
16440 | T1 | Precision Drilling Corporation | Precision Drilling - Rig #590 | H.L. Williams Survey | Tilden | TX |  | McMullen | CN603453770 | RN100685205 | drilling mud recycling system consisting of shaker tank system, shale shakers, desilter, desander, and degasser. | The following property is used 100% for pollution control and is installed to meet or exceed federal or state regulations: drilling mud recycling system consisting of shaker tank system, shale shakers, desilter, desander, and degasser. | 2012-08-14 | 336000 | 100
16441 | T1 | Precision Drilling Corporation | Precision Drilling - Rig #590 | H.L. Williams Survey | Tilden | TX |  | McMullen | CN603453770 | RN100685205 | drilling rig spill response equipment consisting of ram type blow out preventers, a closing unit, and a choke manifold. | The following property is used 100% for pollution control and is installed to meet or exceed federal or state regulations: drilling rig spill response equipment consisting of ram type blow out preventers, a closing unit, and a choke manifold. | 2012-08-14 | 895000 | 100
16442 | T1 | Precision Drilling Corporation | Precision Drilling - Rig #591 | B. S. & F. Survey No. 67 | Tilden | TX |  | McMullen | CN603453770 | RN100685205 | drilling mud recycling system consisting of shaker tank system, shale shakers, desilter, desander, and degasser. | The following property is used 100% for pollution control and is installed to meet or exceed federal or state regulations: drilling mud recycling system consisting of shaker tank system, shale shakers, desilter, desander, and degasser. | 2012-08-14 | 336000 | 100
16443 | T1 | Precision Drilling Corporation | Precision Drilling - Rig #591 | B. S. & F. Survey No. 67 | Tilden | TX |  | McMullen | CN603453770 | RN100685205 | drilling rig spill response equipment consisting of ram type blow out preventers, a closing unit, and a choke manifold. | The following property is used 100% for pollution control and is installed to meet or exceed federal or state regulations: drilling rig spill response equipment consisting of ram type blow out preventers, a closing unit, and a choke manifold. | 2012-08-14 | 895000 | 100
16444 | T1 | Precision Drilling Corporation | Precision Drilling - Rig #593 | Public Land Survey, Section 47 | Toyah | TX |  | Reeves | CN603453770 | RN100685205 | drilling mud recycling system consisting of shaker tank system, shale shakers, desilter, desander, and degasser. | The following property is used 100% for pollution control and is installed to meet or exceed federal or state regulations: drilling mud recycling system consisting of shaker tank system, shale shakers, desilter, desander, and degasser. | 2012-08-14 | 333000 | 100
16445 | T1 | Precision Drilling Corporation | Precision Drilling - Rig #593 | Public Land Survey, Section 47 | Toyah | TX |  | Reeves | CN603453770 | RN100685205 | drilling rig spill response equipment consisting of ram type blow out preventers, a closing unit, and a choke manifold. | The following property is used 100% for pollution control and is installed to meet or exceed federal or state regulations: drilling rig spill response equipment consisting of ram type blow out preventers, a closing unit, and a choke manifold. | 2012-08-14 | 895000 | 100
16446 | T1 | Precision Drilling Corporation | Precision Drilling - Rig #559 | H & T C R R Co, Survey | Pecos | TX |  | Ward | CN603453770 | RN100685205 | drilling mud recycling system consisting of shaker tank system, shale shakers, desilter, desander, and degasser. | The following property is used 100% for pollution control and is installed to meet or exceed federal or state regulations: drilling mud recycling system consisting of shaker tank system, shale shakers, desilter, desander, and degasser. | 2012-08-14 | 407000 | 100
16447 | T1 | Precision Drilling Corporation | Precision Drilling - Rig #559 | H & T C R R Co, Survey | Pecos | TX |  | Ward | CN603453770 | RN100685205 | drilling rig spill response equipment consisting of ram type blow out preventers, a closing unit, and a choke manifold. | The following property is used 100% for pollution control and is installed to meet or exceed federal or state regulations: drilling rig spill response equipment consisting of ram type blow out preventers, a closing unit, and a choke manifold. | 2012-08-14 | 895000 | 100
16448 | T1 | Precision Drilling Corporation | Precision Drilling - Rig #592 | University Land Survey | Pyote | TX |  | Winkler | CN603453770 | RN100685205 | drilling mud recycling system consisting of shaker tank system, shale shakers, desilter, desander, and degasser. | The following property is used 100% for pollution control and is installed to meet or exceed federal or state regulations: drilling mud recycling system consisting of shaker tank system, shale shakers, desilter, desander, and degasser. | 2012-08-14 | 333000 | 100
16449 | T1 | Precision Drilling Corporation | Precision Drilling - Rig #592 | University Land Survey | Pyote | TX |  | Winkler | CN603453770 | RN100685205 | drilling rig spill response equipment consisting of ram type blow out preventers, a closing unit, and a choke manifold. | The following property is used 100% for pollution control and is installed to meet or exceed federal or state regulations: drilling rig spill response equipment consisting of ram type blow out preventers, a closing unit, and a choke manifold. | 2012-08-14 | 895000 | 100
16450 | T1 | Caraustar Industries, Inc. | Texarkana Tube | 4201 Waco | Texarkana | TX | 75501 | Bowie | CN600958276 | RN101773281 | Selco horizontal baler and Bloapco Hogger used to prepare scrap paperboard for recycling. | Withdrawn/Returned | 2012-07-16 | 34600 | 100
16451 | T1 | Caraustar Industries, Inc. | Silsbee Tube | 932 John Hare Road | Silsbee | TX | 77656 | Hardin | CN600958276 | RN104678354 | Bloapco shredder used to prepare scrap for recycling. | Withdrawn/Returned | 2012-07-16 | 92576 | 100
16452 | T1 | Caraustar Industries, Inc. | Arlington Tube | 3700 New York Avenue | Arlington | TX | 76014 | Tarrant | CN600958276 | RN105434807 | two balers, shredder, and dust collection used to prepare scrap for recycling. | Withdrawn/Returned | 2012-07-16 | 136645 | 100
16453 | T1 | NRG Texas Power LLC | Cedar Bayou Electric Generating Station | 7705 West Bay Rd | Eldon | TX | 77520 | Chambers | CN603207218 | RN100825371 | Abatement of asbestos containing building and insulating materials. Associated costs include asbestos removal, HEPA vacuum equipment, negative air pressure enclosures, glove bags, personal protective equipment, decontamination facilities, testing, disposal, etc. | A positive use determination of 100% for the Asbestos Abatement equipment. | 2012-08-14 | 34886.62 | 100
16454 | T1 | NRG Texas Power LLC | Cedar Bayou Electric Generating Station | 7705 West Bay Rd | Eldon | TX | 77520 | Chambers | CN603207218 | RN100825371 | Excavated sediment out of River Water Plant Impoundment | A negative determination for the project to remove the sediment from the process water storage tank. This project is considered to be a routine maintenance operation and is not considered to qualify as a pollution control activity. | 2012-08-13 | 50294 | 100
16455 | T1 | NRG Texas Power LLC | Cedar Bayou Electric Generating Station | 7705 West Bay Rd | Eldon | TX | 77520 | Chambers | CN603207218 | RN100825371 | Defoaming System: replaced pump, nozzles, structure, and electrical systems. | A positive use determination of 100% for the replacement Defoaming System consisting of pump, nozzles, structure and electrical systems. | 2012-08-13 | 378176 | 100
16456 | T1 | Lone Star NGL Asset Holdings II, LLC | Cedar Bayou Terminal | 4201 FM 1942 | Baytown | TX | 77521 | Harris | CN603194191 | RN105231831 | Geopier elements were installed at the electrical pad and the distillate tanks. | Withdrawn by applicant | 2012-06-21 | 1802032 | 100
16457 | T1 | Lone Star NGL Asset Holdings II, LLC | Cedar Bayou Terminal | 4201 FM 1942 | Baytown | TX | 77521 | Harris | CN603194191 | RN105231831 | 115,452 square feet of asphalt paving installed to control dust emissions. | The following property is used 100% for pollution control and is installed to meet or exceed federal or state regulations: 115,452 square feet of asphalt paving installed to control dust emissions. | 2012-05-11 | 1355758 | 100
16458 | T1 | Lone Star NGL Asset Holdings II, LLC | Cedar Bayou Terminal | 4201 FM 1942 | Baytown | TX | 77521 | Harris | CN603194191 | RN105231831 | clay liners installed below the three distillate storage tanks. | The following property is used 100% for pollution control and is installed to meet or exceed federal or state regulations: clay liners installed below the distillate tanks. | 2012-08-16 | 437000 | 100
16459 | T1 | Lone Star NGL Asset Holdings II, LLC | Cedar Bayou Terminal | 4201 FM 1942 | Baytown | TX | 77521 | Harris | CN603194191 | RN105231831 | clay liners installed below the gasoline storage tanks. | The following property is used 100% for pollution control and is installed to meet or exceed federal or state regulations: clay liners installed below the gasoline storage tanks. | 2012-08-13 | 24484 | 100
16460 | T1 | Lone Star NGL Asset Holdings II, LLC | Cedar Bayou Terminal | 4201 FM 1942 | Baytown | TX | 77521 | Harris | CN603194191 | RN105231831 | clay liner installed below the transmix storage tank. | The following property is used 100% for pollution control and is installed to meet or exceed federal or state regulations: clay liner installed below the transmix tank. | 2012-08-13 | 24484 | 100
16461 | T1 | Lone Star NGL Asset Holdings II, LLC | Cedar Bayou Terminal | 4201 FM 1942 | Baytown | TX | 77521 | Harris | CN603194191 | RN105231831 | diking installed around the storage tanks. | The following property is used 100% for pollution control and is installed to meet or exceed federal or state regulations: diking installed around the storage tanks. | 2012-08-16 | 1225601 | 100
16462 | T1 | Lone Star NGL Asset Holdings II, LLC | Cedar Bayou Terminal | 4201 FM 1942 | Baytown | TX | 77521 | Harris | CN603194191 | RN105231831 | stormwater retention pond. | The following property is used 100% for pollution control and is installed to meet or exceed federal or state regulations: stormwater retention pond. | 2012-08-13 | 42289 | 100
16463 | T1 | Cargill Incorporated | Cargill Wet Corn Feed Transloading and Production | 2888 FM 1727 | Dalhart | TX | 79022 | Dallam | CN603777277 | RN101924702 | F-404 Silo R4 Aspiration Filter | Returned for failure to respond to a deficiency letter. | 2012-05-11 | 33215 | 100
16464 | T1 | Lone Star NGL Asset Holdings II, LLC | Cedar Bayou Terminal | 4201 FM 1942 | Baytown | TX | 77521 | Harris | CN603194191 | RN105231831 | sluice gates connected to secondary containment systems. | The following property is used 100% for pollution control and is installed to meet or exceed federal or state regulations: sluice gates connected to secondary containment systems. | 2012-08-16 | 67733 | 100
16465 | T1 | Lone Star NGL Asset Holdings II, LLC | Cedar Bayou Terminal | 4201 FM 1942 | Baytown | TX | 77521 | Harris | CN603194191 | RN105231831 | internal floating roofs installed in tanks T-5010, T-5020, T-5030, T-5040, T-5110, T-5120, T-5130, and T-5210. | The following property is used 100% for pollution control and is installed to meet or exceed federal or state regulations: internal floating roofs installed in tanks T-5010, T-5020, T-5030, T-5040, T-5110, T-5120, T-5130, and T-5210. | 2012-05-11 | 2041409 | 100
16466 | T1 | Cargill Incorporated | Cargill Wet Corn Feed Transloading and Production | 2888 FM 1727 | Dalhart | TX | 79022 | Dallam | CN603777277 | RN101924702 | F-404 Silo R4 Aspiration Filter and associated blower and ductwork. | Returned for failure to respond to a deficiency letter. | 2012-05-11 | 25848 | 100
16467 | T1 | Cargill Incorporated | Cargill Wet Corn Feed Transloading and Production | 2888 FM 1727 | Dalhart | TX | 79022 | Dallam | CN603777277 | RN101924702 | F-405 Silo R5 Aspiration Filter and associated blower and ductwork. | Returned for failure to respond to a deficiency letter. | 2012-05-11 | 33215 | 100
16468 | T1 | Cargill Incorporated | Cargill Wet Corn Feed Transloading and Production | 2888 FM 1727 | Dalhart | TX | 79022 | Dallam | CN603777277 | RN101924702 | F-406 Silo R6 Aspiration Filter and associated blower and ductwork. | Returned for failure to respond to a deficiency letter. | 2012-05-11 | 33301 | 100
16469 | T1 | Cargill Incorporated | Cargill Wet Corn Feed Transloading and Production | 2888 FM 1727 | Dalhart | TX | 79022 | Dallam | CN603777277 | RN101924702 | F-402 Silo R2 Aspiration Filter and associated blower and ductwork. | Returned for failure to respond to a deficiency letter. | 2012-05-11 | 26289 | 100
16470 | T1 | Cargill Incorporated | Cargill Wet Corn Feed Transloading and Production | 2888 FM 1727 | Dalhart | TX | 79022 | Dallam | CN603777277 | RN101924702 | F-401 Silo R1 Aspiration Filter and associated blower and ductwork. | Returned for failure to respond to a deficiency letter. | 2012-05-11 | 25844 | 100
16471 | T1 | Cargill Incorporated | Cargill Wet Corn Feed Transloading and Production | 2888 FM 1727 | Dalhart | TX | 79022 | Dallam | CN603777277 | RN101924702 | F-423 Ingredient Unload Dust Collector and associated blowers and ductwork. | Returned for failure to respond to a deficiency letter. | 2012-05-11 | 72304 | 100
16472 | T1 | Lone Star NGL Asset Holdings II, LLC | Cedar Bayou Terminal | 4201 FM 1942 | Baytown | TX | 77521 | Harris | CN603194191 | RN105231831 | closed drain sump tank and pump. | The following property is used 100% for pollution control and is installed to meet or exceed federal or state regulations: closed drain sump tank and pump. | 2012-08-16 | 93600 | 100
16473 | T1 | Lone Star NGL Asset Holdings II, LLC | Cedar Bayou Terminal | 4201 FM 1942 | Baytown | TX | 77521 | Harris | CN603194191 | RN105231831 | oil/water separator. | The following property is used 100% for pollution control and is installed to meet or exceed federal or state regulations: oil/water separator. | 2012-08-16 | 292239 | 100
16474 | T1 | Lone Star NGL Asset Holdings II, LLC | Cedar Bayou Terminal | 4201 FM 1942 | Baytown | TX | 77521 | Harris | CN603194191 | RN105231831 | coatings and cathodic protection applied to the eight storage tanks and the associated piping. | The following property is used 100% for pollution control and is installed to meet or exceed federal or state regulations: coatings and cathodic protection applied to the eight storage tanks and the associated piping. | 2012-08-16 | 1818585 | 100
16475 | T1 | Merchant Metals Inc. | Merchant Metals Fence Manufacturing Plant | 4901 Langley | Houston | TX | 77093 | Harris | CN600786487 | RN101501096 | two Donaldson Torit Modular Baghouses located on the southeast side of the facility. | The following property is used 100% for pollution control and is installed to meet or exceed federal or state regulations: two Donaldson Torit Modular Baghouses located on the southeast side of the facility. | 2012-08-13 | 204643 | 100
16476 | T1 | Lone Star NGL Asset Holdings II, LLC | Cedar Bayou Terminal | 4201 FM 1942 | Baytown | TX | 77521 | Harris | CN603194191 | RN105231831 | automatic tank gauging and overfill alarms installed on the eight storage tanks. | The following property is used 100% for pollution control and is installed to meet or exceed federal or state regulations: automatic tank gauging and overfill alarms installed on the eight storage tanks. | 2012-08-16 | 283243 | 100
16477 | T1 | Lone Star NGL Asset Holdings II, LLC | Cedar Bayou Terminal | 4201 FM 1942 | Baytown | TX | 77521 | Harris | CN603194191 | RN105231831 | gas detectors AE-4011, AE-4021, AE-4041, AE-4051, AE-4071, AE-4111, AE-4121, AE-4141, AE-4151, AE-4171, AE-4211, AE-5001, AE-5002, AE-5003, AE-4740, AE-4750, AE-4710, AE-4720, Lab Building 1, and Lab Building 2. | The following property is used 100% for pollution control and is installed to meet or exceed federal or state regulations: gas detectors AE-4011, AE-4021, AE-4041, AE-4051, AE-4071, AE-4111, AE-4121, AE-4141, AE-4151, AE-4171, AE-4211, AE-5001, AE-5002, AE-5003, AE-4740, AE-4750, AE-4710, AE-4720, Lab Building 1, and Lab Building 2. | 2012-07-02 | 93064 | 100
16478 | T1 | Lone Star NGL Asset Holdings II, LLC | Cedar Bayou Terminal | 4201 FM 1942 | Baytown | TX | 77521 | Harris | CN603194191 | RN105231831 | gas chromatograph building and components including gas chromatograph, two calibration gas cylinders, two helium cylinders, tubing, Emerson controller, air compressor, gas detector, exhaust fan, and three electrical starters. | The following property is used 100% for pollution control and is installed to meet or exceed federal or state regulations: gas chromatograph building and components including gas chromatograph, two calibration gas cylinders, two helium cylinders, tubing, Emerson controller, air compressor, gas detector, exhaust fan, and three electrical starters. | 2012-07-02 | 190000 | 100
16479 | T1 | Lone Star NGL Asset Holdings II, LLC | Cedar Bayou Terminal | 4201 FM 1942 | Baytown | TX | 77521 | Harris | CN603194191 | RN105231831 | berms, depressions, and hydrology control structures constructed as part of the wetlands mitigation project. | The following property is used 100% for pollution control and is installed to meet or exceed federal or state regulations: berms, depressions, and hydrology control structures constructed as part of the wetlands mitigation project. | 2012-07-05 | 1049750 | 100
16480 | T1 | Lone Star NGL Asset Holdings II, LLC | Cedar Bayou Terminal | 4201 FM 1942 | Baytown | TX | 77521 | Harris | CN603194191 | RN105231831 | pipeline inspection gauge launcher and receiver. | The following property is used 100% for pollution control and is installed to meet or exceed federal or state regulations: pipeline inspection gauge launcher and receiver. | 2012-05-15 | 256896 | 100
16481 | T1 | Lone Star NGL Asset Holdings II, LLC | Cedar Bayou Terminal | 4201 FM 1942 | Baytown | TX | 77521 | Harris | CN603194191 | RN105231831 | cathodic protection and pipe coating consisting of fusion-bonded epoxy, adhesive, and a top coat for the pipeline. | The following property is used 100% for pollution control and is installed to meet or exceed federal or state regulations: cathodic protection and pipe coating consisting of fusion-bonded epoxy, adhesive, and a top coat installed on the pipeline. | 2012-05-15 | 815877 | 100
16482 | T1 | Lone Star NGL Asset Holdings II, LLC | Cedar Bayou Terminal | 4201 FM 1942 | Baytown | TX | 77521 | Harris | CN603194191 | RN105231831 | vapor combustor system consisting of a flare, burners, and blowers. | The following property is used 100% for pollution control and is installed to meet or exceed federal or state regulations: vapor combustor system consisting of a flare, burners, and blowers. | 2012-08-13 | 1912396 | 100
16483 | T1 | Lone Star NGL Asset Holdings II, LLC | Cedar Bayou Terminal | 4201 FM 1942 | Baytown | TX | 77521 | Harris | CN603194191 | RN105231831 | tank leak ports installed at the eight tanks to allow visual inspections under the tank bottoms. | The following property is used 100% for pollution control and is installed to meet or exceed federal or state regulations: tank leak ports installed at the eight tanks to allow visual inspections under the tank bottoms. | 2012-08-16 | 8544 | 100
16484 | T1 | Caterpillar, Inc. | Caterpillar, Inc. Schertz Plant | 6800 Doerr | Schertz | TX | 78154 | Comal | CN600510838 | RN106216500 | 7.66 acres of land occupied by storm water containment structures; storm water drains, ditches, and associated piping; curbing; and roof cuts and down spouts used to channel storm water. | The following property is used 100% for pollution control and is installed to meet or exceed federal or state regulations: 7.66 acres of land occupied by storm water containment structures; storm water drains, ditches, and associated piping; curbing; and roof cuts and down spouts used to channel storm water. | 2012-08-30 | 229184.33 | 100
16485 | T2 | The Sabine Mining Company | Sabine Mining Company Lignite Surface Coal Mine | 6501 FM Road 968 W | Hallsville | TX | 75650 | Harrison | CN600835797 | RN103968707 | water well for exclusive use by water trucks engaged in controlling particulate matter emissions from mine haul roads. | The following property is used 100% for pollution control and is installed to meet or exceed federal or state regulations: water well for exclusive use by water trucks engaged in controlling particulate matter emissions from mine haul roads. | 2012-06-21 | 30000 | 100
16486 | T2 | The Sabine Mining Company | Sabine Mining Company Lignite Surface Coal Mine | 6501 FM Road 968 W | Hallsville | TX | 75650 | Harrison | CN600835797 | RN103968707 | CAT D9T Dozer, Unit XXXXXX, VIN #XXXXXXXX; CAT 16M Grader, Unit XXXXXX, VIN #XXXXXXXX; and CAT D10T Dozer, Unit XXXXXX, VIN #XXXXXXXX. All equipment is used exclusively for land reclamation. | The following property is used 100% for pollution control and is installed to meet or exceed federal or state regulations: CAT D9T Dozer, Unit XXXXXX, VIN #XXXXXXXX; CAT 16M Grader, Unit XXXXXX, VIN #XXXXXXXX; and CAT D10T Dozer, Unit XXXXXX, VIN #XXXXXXXX. All equipment is used exclusively for land reclamation. | 2012-06-26 | 3126117.17 | 100
16487 | T1 | Hereford Renewable Energy, LLC | Hereford Renewable Energy Ethanol Plant | 4300 County Road 8 | Hereford | TX | 79045 | Deaf Smith | CN603725417 | RN104607833 | thermal oxidizer. | The following property is used 100% for pollution control and is installed to meet or exceed federal or state regulations: thermal oxidizer. | 2012-07-24 | 28990000 | 100
16488 | T1 | NRG Texas Power LLC | Cedar Bayou Electric Generating Station | 7705 West Bay Rd | Eldon | TX | 77520 | Chambers | CN603207218 | RN100825371 | Installed concrete secondary containment around CBY1 and CBY2 lube oil batch tanks, with drains and piping within containment, to direct releases to oily wastewater treatment system. | A positive use determination of 100% for the concrete secondary containment, including the drains and piping, installed around lube oil batch tanks CBY1 and CBY2. | 2012-08-16 | 45498.21 | 100
16489 | T1 | NRG Texas Power LLC | Cedar Bayou Electric Generating Station | 7705 West Bay Rd | Eldon | TX | 77520 | Chambers | CN603207218 | RN100825371 | Cooling Pond Shoreline Stabilization Project: Replacement and repositioning of rip-rap along shoreline of cooling pond. | A positive use determination of 100% for the Cooling Pond Shoreline Stabilization Project. | 2012-08-16 | 317500 | 100
16490 | T1 | NRG Texas LP | San Jacinto Electric Generator | 845 Sens Rd | La Porte | TC | 77064 | Harris | CN603207218 | RN100542901 | Purchased and installed low emission combustor system. | A positive use determination of 100% for the low emission combustor systems, LEC System SJS2, SJS1 and SPARE. | 2012-08-16 | 4621000 | 100
16491 | T1 | NRG Texas Power LLC | San Jacinto Electric Generating Station | 845 Sens Rd | La Porte | TX | 77571 | Harris | CN603207218 | RN100542901 | StackVision Data Collection and Reporting System CEMs for NOx and CO2 were replaced. | A positive use determination of 100% for the StackVision Data Collection and Reporting System. | 2012-08-16 | 35111 | 100
16492 | T1 | Cabot Corporation | Cabot Carbon Black Plant | 11561 US Hwy 60 | Pampa | TX | 79065 | Gray | CN600124911 | RN100221761 | wastewater metering equipment used to record flow measurements at Pond #3. | The following property is used 100% for pollution control and is installed to meet or exceed federal or state regulations: wastewater metering equipment used to record flow measurements at Pond #3. | 2012-06-15 | 68371 | 100
16493 | T1 | NRG Texas Power LLC | Limestone Electric Generating Station | Route 1, Box 85 | Jewett | TX | 75846 | Limestone | CN603207218 | RN100542927 | This project replaced the economizers units 1 and 2. Use of this equipment improves the thermal efficiency of the plant. | Applicant withdrew the appeal. | 2012-08-16 | 9347452 | 100
16494 | T1 | NRG Texas Power LLC | Limestone | Route 1, Box 85 | Jewett | TX | 75846 | Limestone | CN603207218 | RN100542927 | NRG Texas Power LLC converted the flue gas desulfurization system at the Limestone facility from an inhibited oxidation system to a forced oxidation system. The conversion consisted of installing air spargers and air blowers within the flue gas desulfurization system in order to generate a forced oxidation reaction. Additional equipment included replacements of the mist eliminators and the internal headers/nozzles within the absorber chambers. | A positive use determination of 100% for the project to convert the flue gas desulfurization system from an inhibited oxidation system to a forced oxidation system. | 2012-08-16 | 14515078 | 100
16495 | T1 | Firestone Polymers | Firestone Polymers Orange Plant | 5713 FM 1006 | Orange | TX | 77630 | Orange | CN601590789 | RN100224468 | hydroblast containment wall. | The following property is used 100% for pollution control and is installed to meet or exceed federal or state regulations: hydroblast containment wall. | 2012-07-05 | 7322 | 100
16496 | T1 | NRG Texas Power LLC | Limestone | Route 1, Box 85 | Jewett | TX | 75846 | Limestone | CN603207218 | RN100542927 | Replaced the mist eliminator on the Flue Gas Desulfurization Unit #2 wet scrubber system. Replaced and modified the lime slurry injection headers and nozzles and added wall plates on the Unit #2 wet scrubber system. | A positive use determination of 100% for the project to replace the existing mist eliminator on the Flue Gas Desulfurization Unit #2 wet scrubber system and the project to replace and modify the existing lime slurry injection headers and nozzles and the addition of wall plates on the Unit #2 wet scrubber system. | 2012-08-16 | 10784830 | 100
16497 | T1 | NRG Texas Power LLC | Limestone | Route 1, Box 85 | Jewett | TX | 75846 | Limestone | CN603207218 | RN100542927 | Replaced the mist eliminator on the Flue Gas Desulfurization Unit #1 wet scrubber system. Replaced and modified the lime slurry injection headers and nozzles and added wall plates on the Unit #1 wet scrubber system. | A positive use determination of 100% for the project to replace the existing mist eliminator on the Flue Gas Desulfurization Unit #1 wet scrubber system and the project to replace and modify the existing lime slurry injection headers and nozzles and the addition of wall plates on the Unit #1 wet scrubber system. | 2012-06-22 | 10784830 | 100
16498 | T1 | Union Oil Company of California | Beaumont Terminal Facility | 3900 Highway 366 | Nederland | TX | 77627 | Jefferson | CN600124879 | RN102596210 | cathodic protection rectifier replacements installed on piping located at the main dock. | The following property is used 100% for pollution control and is installed to meet or exceed federal or state regulations: cathodic protection rectifier replacements installed on piping located at the main dock. | 2012-07-02 | 108118 | 100
16499 | T1 | Union Oil Company of California | Beaumont Terminal Facility | 3900 Highway 366 | Nederland | TX | 77627 | Jefferson | CN600124879 | RN102596210 | oil spill containment boom. | The following property is used 100% for pollution control and is installed to meet or exceed federal or state regulations: oil spill containment boom. | 2012-07-02 | 52717 | 100
16500 | T1 | Union Oil Company of California | Beaumont Terminal Facility | 3900 Highway 366 | Nederland | TX | 77627 | Jefferson | CN600124879 | RN102596210 | 29 emergency shutdown system (ESD) dock valves. | The following property is used 100% for pollution control and is installed to meet or exceed federal or state regulations: 29 emergency shutdown system (ESD) dock valves. | 2012-07-02 | 1915754 | 100
16501 | T1 | NRG Texas Power LLC | Limestone Electric Power Plant | Route 1, Box 85 | Jewett | TX | 75846 | Limestone | CN603207218 | RN100542927 | Installation of Unit 1 and Unit 2 Flue Gas Desulfurization scrubber upgrades. | The following property is used 100% for pollution control and is installed to meet or exceed federal or state regulations. Upgrades to the Unit 1 and Unit 2 flue gas desulfurization scrubbers. | 2012-08-16 | 1690701 | 100
16502 | T1 | NRG Texas Power LLC | Limestone Electric Power Plant | Route 1, Box 85 | Jewett | TX | 75846 | Limestone | CN603207218 | RN100542927 | Installed Low-NOx burner upgrades to Limestone Unit 1 boiler. The upgrades included the addition of "sleeve/guides" to the existing burners. | The following property is used 100% for pollution control and is installed to meet or exceed federal or state regulations. Low-NOx burner sleeves. | 2012-08-13 | 3348444 | 100
16503 | T1 | NRG Texas Power, LLC | Limestone Generating Plant | Route 1, Box 85 | Jewett | TX | 75846 | Limestone | CN603207218 | RN100542927 | thickeners 1, 2, and 3 installed as part of the coal combustion waste handling system. | The following property is used 100% for pollution control and is installed to meet or exceed federal or state regulations: thickeners 1, 2, and 3 installed as part of the coal combustion waste handling system. | 2012-08-13 | 17234820 | 100
16504 | T1 | Cemex Cement of Texas | Balcones Cement Plant | 2580 Wald Road | New Braunfels | TX | 78132 | Comal | CN601235385 | RN102605375 | waste containment building and wastewater treatment plant. | Applicant sent email requesting the withdrawal of this application. | 2012-08-23 | 246838 | 100
16505 | T1 | Cemex Construction Materials South, LLC | Balcones Quarry | 2682 Wald Road | New Braunfels | TX | 78132 | Comal | CN603403973 | RN102437274 | water drainage system. | Withdrawn by applicant | 2012-06-24 | 78500 | 100
16506 | T1 | Union Oil Company of California | Beaumont Terminal Facility | 3900 Highway 366 | Nederland | TX | 77627 | Jefferson | CN600124879 | RN102596210 | overfill alarms installed on terminal tanks 86, 103, 104, 115, 110, 112, 117, 120, 121, 122, 123, 124, 125, 126, 127, 128, 129, 130, 203, 213, 223, 224, and 397. | The following property is used 100% for pollution control and is installed to meet or exceed federal or state regulations: overfill alarms installed on terminal tanks 86, 103, 104, 115, 110, 112, 117, 120, 121, 122, 123, 124, 125, 126, 127, 128, 129, 130, 203, 213, 223, 224, and 397. | 2012-07-24 | 230726 | 100
16507 | T1 | Union Oil Company of California | Beaumont Terminal Facility | 3900 Highway 366 | Nederland | TX | 77627 | Jefferson | CN600124879 | RN102596210 | 3 intelligent pipeline inspection gauge (PIG) launchers and receivers. | The following property is used 100% for pollution control and is installed to meet or exceed federal or state regulations: 3 intelligent pipeline inspection gauge (PIG) launchers and receivers. | 2012-05-17 | 237578 | 100
16508 | T1 | Union Oil Company of California | Beaumont Terminal Facility | 3900 Highway 366 | Nederland | TX | 77627 | Jefferson | CN600124879 | RN102596210 | spill response equipment consisting of new booms used to contain leaks or spills of petroleum or petroleum products. | The following property is used 100% for pollution control and is installed to meet or exceed federal or state regulations: spill response equipment consisting of new booms used to contain leaks or spills of petroleum or petroleum products. | 2012-05-17 | 57127 | 100
16509 | T1 | Union Oil Company of California | Beaumont Terminal Facility | 3900 Highway 366 | Nederland | TX | 77627 | Jefferson | CN600124879 | RN102596210 | sump and associated piping installed on Tank 103. | The following property is used 100% for pollution control and is installed to meet or exceed federal or state regulations: sump and associated piping installed on Tank 103. | 2012-08-13 | 299978 | 100
16510 | T1 | Union Oil Company of California | Beaumont Terminal Facility | 3900 Highway 366 | Nederland | TX | 77627 | Jefferson | CN600124879 | RN102596210 | oil/water separator. | The following property is used 100% for pollution control and is installed to meet or exceed federal or state regulations: oil/water separator. | 2012-08-13 | 522926 | 100
16511 | T1 | Total Petrochemicals USA, Inc. | Total Petrochemicals and Refining USA La Porte Plant | 1818 Independence Pkwy | La Porte | TX | 77571 | Harris | CN600582399 | RN100212109 | replaced the flare tip; upgraded to dual thermocouples; upgraded the pilot ignition system; and upgraded the pilots on the South Flare. | The following property is used 100% for pollution control and is installed to meet or exceed federal or state regulations: replaced the flare tip; upgraded to dual thermocouples; upgraded the pilot ignition system; and upgraded the pilots on the South Flare. | 2012-07-02 | 1250000 | 100
16512 | T1 | Wag-A-Bag, Inc. | Wag-A-Bag on Capital of Texas Highway | 3310 N. Capital of Texas Hwy. | Austin | TX | 78746 | Travis | CN600887228 | RN105683023 | difference in cost between double-walled tanks and single-walled tanks; tank top sumps; automatic tank gauging; difference in cost between double-walled piping and single-walled piping; automatic line leak detectors; overfill alarms; equipment that monitors secondary containment. | The following property is used 100% for pollution control and is installed to meet or exceed federal or state regulations: difference in cost between double-walled tanks and single-walled tanks; tank top sumps; automatic tank gauging; difference in cost between double-walled piping and single-walled piping; automatic line leak detectors; overfill alarms; equipment that monitors secondary containment. | 2012-07-24 | 63713 | 100
16513 | T1 | Cemex Construction Materials South, LLC | Balcones Quarry | 2682 Wald Road | New Braunfels | TX | 78132 | Comal | CN603403973 | RN102437274 | 46-foot by 60-foot oil containment pad used to control spills which occur during the servicing of vehicles. | The following property is used 100% for pollution control and is installed to meet or exceed federal or state regulations: 46-foot by 60-foot oil containment pad used to control spills which occur during the servicing of vehicles. | 2012-07-02 | 69035.41 | 100
16514 | T1 | Cemex Cement of Texas | Odessa Cement Plant | 16501 West Murphy Road | Odessa | TX | 79766 | Ector | CN601235385 | RN100213305 | dust collector installed at discharge end of resin hopper at kiln 1. | The following property is used 100% for pollution control and is installed to meet or exceed federal or state regulations: dust collector installed at discharge end of resin hopper at kiln 1. | 2012-06-22 | 158220 | 100
16515 | T1 | Cemex Cement of Texas | Odessa Cement Plant | 16501 West Murphy Road | Odessa | TX | 79766 | Ector | CN601235385 | RN100213305 | baghouse installed at discharge end of kiln 1. | The following property is used 100% for pollution control and is installed to meet or exceed federal or state regulations: baghouse installed at discharge end of Kiln 1. | 2012-06-26 | 729427 | 100
16516 | T1 | Cemex Construction Materials South, LLC | Planeport Ready Mix | 5500 Marshall Road | El Paso | TX | 79930 | El Paso | CN603403973 | RN104677141 | dust collection system installed at discharge end of the batch plant. | The following property is used 100% for pollution control and is installed to meet or exceed federal or state regulations: dust collection system installed at discharge end of the batch plant. | 2012-06-26 | 86284 | 100
16517 | T1 | Cemex Construction Materials South, LLC | Mosielee Ready Mix | 12140 Mosielee Street | Houston | TX | 77086 | Harris | CN603403973 | RN102707924 | dust collector installed at discharge end of the batch plant/silo. | The following property is used 100% for pollution control and is installed to meet or exceed federal or state regulations: dust collection system installed at discharge end of the batch plant/silo. | 2012-06-26 | 85744 | 100
16518 | T1 | Cemex Construction Materials South, LLC | Tomball Ready Mix | 24403 FM 2978 Road | Tomball | TX | 77375 | Harris | CN603403973 | RN100647395 | dust collection system installed at discharge end of the batch plant/silo. | The following property is used 100% for pollution control and is installed to meet or exceed federal or state regulations: dust collection system installed at discharge end of the batch plant/silo. | 2012-06-26 | 52740 | 100
16519 | T1 | Cemex Construction Materials South, LLC | Homestead Ready Mix | 6505 Homestead Road | Houston | TX | 77028 | Harris | CN603403973 | RN109628339 | weir pit. | The following property is used 100% for pollution control and is installed to meet or exceed federal or state regulations: weir pit. | 2012-08-16 | 78116 | 100
16520 | T1 | Elite Compression Services, LLC | Victoria Facility | 1007 East Airline Road | Victoria | TX | 77901 | Victoria | CN605190982 | RN109628347 | catalytic oxidation unit installed on a compressor engine. | The following property is used 100% for pollution control and is installed to meet or exceed federal or state regulations: catalyst unit installed on Caterpillar compressor engine. | 2012-07-02 | 133635 | 100
16521 | T1 | Union Drilling, Inc. | Abilene Yard | 4725 Loop 322 | Abilene | TX | 79602 | Taylor | CN603382771 | RN109629642 | three drilling rig spill response systems consisting ram-type blowout preventers, closing units and choke manifolds. | The following property is used 100% for pollution control and is installed to meet or exceed federal or state regulations: three drilling rig spill response systems consisting ram-type blowout preventers, closing units and choke manifolds. | 2012-06-26 | 1680000 | 100
16522 | T1 | Union Drilling, Inc. | Abilene Yard | 4725 Loop 322 | Abilene | TX | 79602 | Taylor | CN603382771 | RN109629642 | three drilling mud recycling systems consisting shaker tank systems, shale shaker, degassers, desanders, and desilters. | The following property is used 100% for pollution control and is installed to meet or exceed federal or state regulations: three drilling mud recycling systems consisting shaker tank systems, shale shaker, degassers, desanders, and desilters. | 2012-06-26 | 1920000 | 100
16523 | T1 | ISP Technologies Inc | ISP Technologies Texas City Plant | 4501 Attwater Avenue | Texas City | TX | 77592 | Galveston | CN600505580 | RN102178480 | Deepwell #4 | Withdrawn/Returned | 2012-05-28 | 4950000 | 100
16524 | T1 | ISP Synthetic Elastomers | ISP Synthetic Elastomers Port Neches Plant | 1615 Main Street | Port Neches | TX | 77651 | Jefferson | CN603772070 | RN100224799 | compressor seal water pumps | Withdrawn/Returned | 2012-07-26 | 0 | 100
16525 | T1 | ISP Synthetic Elastomers | ISP Synthetic Elastomers Port Neches Plant | 1615 Main Street | Port Neches | TX | 77651 | Jefferson | CN603772070 | RN100224799 | replacement of high turndown burner design, new fuel flow controls, new combustion air supply system and upgraded ignition for automatic light-off pilot, modifications to the associated carbon black dust collection system. | Withdrawn/Returned | 2012-07-26 | 0 | 100
16526 | T1 | ISP Synthetic Elastomers | ISP Synthetic Elastomers Port Neches Plant | 1615 Main Street | Port Neches | TX | 77651 | Jefferson | CN603772070 | RN100224799 | Replacement of aeration mixing component in each basin | Withdrawn/Returned | 2012-07-26 | 0 | 100
16527 | T1 | ISP Synthetic Elastomers | ISP Synthetic Elastomers Port Neches Plant | 1615 Main Street | Port Neches | TX | 77651 | Jefferson | CN603772070 | RN100224799 | cyclone and blowpipe in Line D | Withdrawn/Returned | 2012-07-26 | 0 | 100
16528 | T1 | ISP Synthetic Elastomers | ISP Synthetic Elastomers Port Neches Plant | 1615 Main Street | Port Neches | TX | 77651 | Jefferson | CN603772070 | RN100224799 | refurbish conveyor system | Withdrawn/Returned | 2012-07-26 | 0 | 100
16529 | T1 | U. S. Silica Company | Kosse Mine | 4171 FM 2749 | Kosse | TX | 76653 | Limestone | CN600128268 | RN100215672 | Torit Model DFT 3-36 dust collector. | The following property is used 100% for pollution control and is installed to meet or exceed federal or state regulations: Torit Model DFT 3-36 dust collector. | 2012-08-09 | 211195 | 100
16530 | T1 | WhiteWave Foods Corporation | Dallas Dairy Products Plant | 3333 Dan Morton | Dallas | TX | 75236 | Dallas | CN603808049 | RN100607902 | on-site wastewater treatment facility. | The following property is used 100% for pollution control and is installed to meet or exceed federal or state regulations: on-site wastewater treatment facility. | 2012-05-24 | 1341078 | 100
16531 | T3 | Diamond Shamrock Refining Company, LP | Valero McKee Refinery | 6701 FM 119 | Sunray | TX | 79086 | Moore | CN600124861 | RN100210517 | flare gas recovery system consisting of four 1,000 SCFM liquid ring compressors; ultrasonic flow meters, gas chromatographs, and continuous emission monitoring systems for the four existing flares; deep liquid seal drums upstream of two flares; separators, knockout drums, and seal coolers; sealed process sumps at recovered gas amine systems; auxiliary equipment including makeup water filters, instrument air dryers, and lubrimists; H2S detection systems; motor control centers, electrical power distribution, and associated tie-ins; instrumentation and control systems; and associated process piping and utility piping. | The following property is used 81.39% for pollution control and is installed to meet or exceed federal or state regulations: flare gas recovery system consisting of four 1,000 SCFM liquid ring compressors; ultrasonic flow meters, gas chromatographs, and continuous emission monitoring systems for the four existing flares; deep liquid seal drums upstream of two flares; separators, knockout drums, and seal coolers; sealed process sumps at recovered gas amine systems; auxiliary equipment including makeup water filters, instrument air dryers, and lubrimists; H2S detection systems; motor control centers, electrical power distribution, and associated tie-ins; instrumentation and control systems; and associated process piping and utility piping. | 2012-07-12 | 39620000 | 81.39
16532 | T3 | Diamond Shamrock Refining Company, LP | Valero Three Rivers Refinery | 301 Leroy Street | Three Rivers | TX | 78071 | Live Oak | CN602277386 | RN100542802 | flare gas recovery system consisting of four 500 SCFM liquid ring compressors; four seal; ultrasonic flow meters, gas chromatographs, and continuous emission monitoring systems for the three flare headers; deep liquid seal drums upstream of four existing flares; liquid separators, air coolers and pumps; amine absorber and knockout drum; sealed process sumps at recovered gas amine systems; auxiliary equipment including makeup water filters, instrument air dryers, and lubrimists; H2S detection system; electrical power distribution and two new substations; instrumentation and control systems; and associated process piping and utility piping. | The following property is used 92.34% for pollution control and is installed to meet or exceed federal or state regulations: flare gas recovery system consisting of four 500 SCFM liquid ring compressors; four seal; ultrasonic flow meters, gas chromatographs, and continuous emission monitoring systems for the three flare headers; deep liquid seal drums upstream of four existing flares; liquid separators, air coolers and pumps; amine absorber and knockout drum; sealed process sumps at recovered gas amine systems; auxiliary equipment including makeup water filters, instrument air dryers, and lubrimists; H2S detection system; electrical power distribution and two new substations; instrumentation and control systems; and associated process piping and utility piping. | 2012-08-09 | 43245307 | 92.34
16533 | T1 | West Texas LPG Pipeline, LP | Anderson County West Texas LPG Pipeline | LPG Pipeline - 14 Inch | Elkhart | TX |  | Anderson | CN602758864 | RN104200944 | cathodic protection for the 14” LPG pipeline. | The following property is used 100% for pollution control and is installed to meet or exceed federal or state regulations: cathodic protection for the 14” LPG pipeline. | 2012-05-24 | 44181 | 100
16534 | T1 | West Texas LPG Pipeline, LP | Andrews County West Texas LPG Pipeline | LPG Pipeline - 6 and 8 Inch | Andrews | TX |  | Andrews | CN602758864 | RN104199443 | cathodic protection for the 6” and 8” LPG pipelines. | The following property is used 100% for pollution control and is installed to meet or exceed federal or state regulations: cathodic protection for the 6” and 8” LPG pipelines. | 2012-05-24 | 19704 | 100
16535 | T1 | West Texas LPG Pipeline, LP | Andrews County West Texas LPG Pipeline | LPG Pipeline - 6 and 8 Inch | Andrews | TX |  | Andrews | CN602758864 | RN104199443 | four intelligent pipeline inspection gauge launcher and receiver sets and eight pipeline inspection gauge launcher and receiver valves. | The following property is used 100% for pollution control and is installed to meet or exceed federal or state regulations: four intelligent pipeline inspection gauge launcher and receiver sets and eight pipeline inspection gauge launcher and receiver valves. | 2012-05-24 | 24236 | 100
16536 | T1 | West Texas LPG Pipeline, LP | Callahan County West Texas LPG Pipeline | LPG Pipeline - 10 Inch | Baird | TX |  | Callahan | CN602758864 | RN104199948 | cathodic protection for the 10” LPG pipeline. | The following property is used 100% for pollution control and is installed to meet or exceed federal or state regulations: cathodic protection for the 10” LPG pipeline. | 2012-05-24 | 28549 | 100
16537 | T1 | West Texas LPG Pipeline, LP | Callahan County West Texas LPG Pipeline | LPG Pipeline - 10 Inch | Baird | TX |  | Callahan | CN602758864 | RN104199948 | four intelligent pipeline inspection gauge launcher and receiver sets. | The following property is used 100% for pollution control and is installed to meet or exceed federal or state regulations: four intelligent pipeline inspection gauge launcher and receiver sets. | 2012-05-24 | 308052 | 100
16538 | T1 | West Texas LPG Pipeline, LP | Flare - West Texas LP Pipeline | Dynegy Fractionator | Mont Belvieu | TX |  | Chambers | CN602758864 | RN104202411 | flare installed to destroy VOCs. | The following property is used 100% for pollution control and is installed to meet or exceed federal or state regulations: flare installed to destroy VOCs. | 2012-05-24 | 49360 | 100
16539 | T1 | West Texas LPG Pipeline, LP | Crockett County West Texas LPG Pipeline | LPG Pipeline - 4 Inch | Girvin | TX |  | Crockett | CN602758864 | RN104200894 | cathodic protection for the 4” LPG pipeline. | The following property is used 100% for pollution control and is installed to meet or exceed federal or state regulations: cathodic protection for the 4” LPG pipeline. | 2012-05-24 | 17237 | 100
16540 | T1 | West Texas LPG Pipeline, LP | Eastland County West Texas LPG Pipeline | LPG Pipeline - 10 Inch | Morton Valley | TX |  | Eastland | CN602758864 | RN104200027 | cathodic protection for the 10” LPG pipeline. | The following property is used 100% for pollution control and is installed to meet or exceed federal or state regulations: cathodic protection for the 10” LPG pipeline. | 2012-05-24 | 289467 | 100
16541 | T1 | West Texas LPG Pipeline, LP | Eastland County West Texas LPG Pipeline | Eastland Station | Morton Valley | TX |  | Eastland | CN602758864 | RN104200027 | flare additions to the 10” and 14” LPG sections of the pipeline. | The following property is used 100% for pollution control and is installed to meet or exceed federal or state regulations: flare additions to the 10” and 14” LPG sections of the pipeline. | 2012-05-24 | 16530 | 100
16542 | T1 | West Texas LPG Pipeline, LP | Ector County West Texas LPG Pipeline | LPG Pipeline - 8 Inch | Goldsmith | TX |  | Ector | CN602758864 | RN104199435 | cathodic protection for the 8” LPG pipeline. | The following property is used 100% for pollution control and is installed to meet or exceed federal or state regulations: cathodic protection for the 8” LPG pipeline. | 2012-08-09 | 16031 | 100
16543 | T1 | West Texas LPG Pipeline, LP | Freestone County West Texas LPG Pipeline | LPG Pipeline - 14 Inch | Fairfield | TX |  | Freestone | CN602758864 | RN104200092 | cathodic protection upgrades for the 14” LPG pipeline. | The following property is used 100% for pollution control and is installed to meet or exceed federal or state regulations: cathodic protection upgrades for the 14” LPG pipeline. | 2012-05-25 | 51473 | 100
16544 | T1 | West Texas LPG Pipeline, LP | Freestone County West Texas LPG Pipeline | Fairfield Booster Station | Fairfield | TX |  | Freestone | CN602758864 | RN104200928 | flare additions made to the Trinidad LPG section of the pipeline. | The following property is used 100% for pollution control and is installed to meet or exceed federal or state regulations: flare additions made to the Trinidad LPG section of the pipeline. | 2012-05-25 | 42645 | 100
16545 | T1 | West Texas LPG Pipeline, LP | Gaines County West Texas LPG Pipeline | LPG Pipeline - 6 and 8 Inch | Seminole | TX |  | Gaines | CN602758864 | RN104199468 | cathodic protection upgrades installed on the Mobil Salt Creek section. | The following property is used 100% for pollution control and is installed to meet or exceed federal or state regulations: cathodic protection upgrades installed on the Mobil Salt Creek section. | 2012-05-25 | 16031 | 100
16546 | T1 | West Texas LPG Pipeline, LP | Hill County West Texas LPG Pipeline | LPG Pipeline - 14 Inch | Itasca | TX |  | Hill | CN602758864 | RN104200860 | cathodic protection upgrades installed on the 14” LPG section of the pipeline. | The following property is used 100% for pollution control and is installed to meet or exceed federal or state regulations: cathodic protection upgrades installed on the 14” LPG section of the pipeline. | 2012-05-25 | 12546 | 100
16547 | T1 | West Texas LPG Pipeline, LP | Hood County West Texas LPG Pipeline | LPG Pipeline - 14 and 2 Inch | Tolar | TX |  | Hood | CN602758864 | RN104200795 | gas monitor upgrades installed on the 14” LPG line. | The following property is used 100% for pollution control and is installed to meet or exceed federal or state regulations: gas monitor upgrades installed on the 14” LPG line. | 2012-07-18 | 20728 | 100
16548 | T1 | West Texas LPG Pipeline, LP | Howard County West Texas LPG Pipeline | LPG Pipeline - 6, 8 & 10 Inch | Big Spring | TX |  | Howard | CN602758864 | RN104200175 | cathodic protection upgrades installed on the 6” pipeline. | The following property is used 100% for pollution control and is installed to meet or exceed federal or state regulations: cathodic protection upgrades installed on the 6” pipeline. | 2012-05-30 | 141475 | 100
16549 | T1 | West Texas LPG Pipeline, LP | Howard County West Texas LPG Pipeline | LPG Pipeline - 6, 8 & 10 Inch | Big Spring | TX |  | Howard | CN602758864 | RN104200175 | eight intelligent pipeline inspection gauge launcher and receiver sets. | The following property is used 100% for pollution control and is installed to meet or exceed federal or state regulations: eight intelligent pipeline inspection gauge launcher and receiver sets. | 2012-05-30 | 23494 | 100
16550 | T1 | West Texas LPG Pipeline, LP | Johnson County West Texas LPG Pipeline | LPG Pipeline - 14 Inch | Cleburne | TX |  | Johnson | CN602758864 | RN104200837 | cathodic protection upgrades installed on the 6” and the 14” LPG pipelines. | The following property is used 100% for pollution control and is installed to meet or exceed federal or state regulations: cathodic protection upgrades installed on the 6” and the 14” LPG pipelines. | 2012-05-30 | 140812 | 100
16551 | T1 | West Texas LPG Pipeline, LP | Liberty County West Texas LPG Pipeline | Gulf Coast Fractionator | South of Moss Bluff | TX |  | Liberty | CN602758864 | RN104202338 | flare additions made to the 10” LNS and the 10” and 14” LPG sections. | The following property is used 100% for pollution control and is installed to meet or exceed federal or state regulations: flare additions made to the 10” LNS and the 10” and 14” LPG sections. | 2012-05-30 | 129258 | 100
16552 | T1 | West Texas LPG Pipeline, LP | Martin County West Texas LPG Pipeline | LPG Pipeline - 6, 8 & 10 Inch | Stanton | TX |  | Martin | CN602758864 | RN104199542 | Cathodic protection upgrades installed on the 6” El Paso-Midkiff to Stanton Station section of the pipeline. | The following property is used 100% for pollution control and is installed to meet or exceed federal or state regulations: cathodic protection upgrades installed on the 6” El Paso-Midkiff to Stanton Station section of the pipeline. | 2012-05-30 | 20776 | 100
16553 | T1 | West Texas LPG Pipeline, LP | Midland County West Texas LPG Pipeline | LPG Pipeline - 6, 8, 10, | Midland | TX |  | Midland | CN602758864 | RN104199484 | cathodic protection upgrades installed on the Midland to Coahoma, the New Mexico to Midland, and the Waddell to Midland sections of the pipeline. | The following property is used 100% for pollution control and is installed to meet or exceed federal or state regulations: cathodic protection upgrades installed on the Midland to Coahoma, the New Mexico to Midland, and the Waddell to Midland sections of the pipeline. | 2012-05-30 | 144344 | 100
16554 | T1 | West Texas LPG Pipeline, LP | Mitchell County West Texas LPG Pipeline | LPG Pipeline - 10 and 14 Inch | Colorado City | TX |  | Mitchell | CN602758864 | RN104199641 | cathodic protection upgrades installed on the Coahoma to Eastland pipeline section and the Sun Jameson 4” LPG pipeline section. | The following property is used 100% for pollution control and is installed to meet or exceed federal or state regulations: cathodic protection upgrades installed on the Coahoma to Eastland pipeline section and the Sun Jameson 4” LPG pipeline section. | 2012-05-30 | 70506 | 100
16555 | T1 | West Texas LPG Pipeline, LP | Navarro County West Texas LPG Pipeline | LPG Pipeline - 14 Inch | Dawson | TX |  | Navarro | CN602758864 | RN104200886 | cathodic protection and pipe coating consisting of fusion-bonded epoxy, adhesive, and a top coat for the 14” LPG pipeline. | The following property is used 100% for pollution control and is installed to meet or exceed federal or state regulations: cathodic protection and pipe coating consisting of fusion-bonded epoxy, adhesive, and a top coat for the 14” LPG pipeline. | 2012-05-30 | 249513 | 100
16556 | T1 | West Texas LPG Pipeline, LP | Nolan County West Texas LPG Pipeline | LPG Pipeline - 10 and 14 Inch | Roscoe | TX |  | Nolan | CN602758864 | RN104199849 | cathodic protection upgrades installed on the Coahoma to Eastland pipeline section. | The following property is used 100% for pollution control and is installed to meet or exceed federal or state regulations: cathodic protection upgrades installed on the Coahoma to Eastland pipeline section. | 2012-05-30 | 195988 | 100
16557 | T1 | ISP Synthetic Elastomers LLC | ISP Synthetic Elastomers Port Neches Plant | 1615 Main Street | Port Neches | TX | 77651 | Jefferson | CN603772070 | RN100224799 | condensate collection tank | Withdrawn/Returned | 2012-07-26 | 1 | 100
16558 | T1 | West Texas LPG Pipeline, LP | Palo Pinto County West Texas LPG Pipeline | LPG Pipeline - 10 and 14 Inch | Santo | TX |  | Palo Pinto | CN602758864 | RN104200217 | cathodic protection upgrades installed on the 14” LPG section of the pipeline. | The following property is used 100% for pollution control and is installed to meet or exceed federal or state regulations: cathodic protection upgrades installed on the 14” LPG section of the pipeline. | 2012-05-30 | 142154 | 100
16559 | T1 | West Texas LPG Pipeline, LP | Palo Pinto County West Texas LPG Pipeline | LPG Pipeline - 10 and 14 Inch | Santo | TX |  | Palo Pinto | CN602758864 | RN104200217 | flare additions made to the 10” LPG lateral line and 14” LPG line section. | The following property is used 100% for pollution control and is installed to meet or exceed federal or state regulations: flare additions made to the 10” LPG lateral line and 14” LPG line section. | 2012-05-30 | 59863 | 100
16560 | T1 | ISP Synthetic Elastomers LLC | ISP Synthetic Elastomers Port Neches Plant | 1615 Main Street | Port Neches | TX | 77651 | Jefferson | CN603772070 | RN100224799 | wastewater clarifier | Withdrawn/Returned | 2012-07-26 | 0 | 100
16561 | T1 | West Texas LPG Pipeline, LP | Palo Pinto County West Texas LPG Pipeline | LPG Pipeline - 10 and 14 Inch | Santo | TX |  | Palo Pinto | CN602758864 | RN104200217 | gas monitor upgrades installed on the Gordon LPG Connection section of the pipeline. | The following property is used 100% for pollution control and is installed to meet or exceed federal or state regulations: gas monitor upgrades installed on the Gordon LPG Connection section of the pipeline. | 2012-08-09 | 20728 | 100
16562 | T1 | West Texas LPG Pipeline, LP | Parker County West Texas LPG Pipeline | LPG Pipeline - 6, 10 & 14 Inch | Weatherford | TX |  | Parker | CN602758864 | RN104200779 | cathodic protection upgrades installed on the 14” LPG section of the pipeline, the Weatherford to Enserch Springtown section of the pipeline, the 6” LPG Lateral Line, and the Weatherford to Wortham section of the pipeline. | The following property is used 100% for pollution control and is installed to meet or exceed federal or state regulations: cathodic protection upgrades installed on the 14” LPG section of the pipeline, the Weatherford to Enserch Springtown section of the pipeline, the 6” LPG Lateral Line, and the Weatherford to Wortham section of the pipeline. | 2012-05-30 | 142972 | 100
16563 | T1 | ISP Synthetic Elastomers LLC | ISP Synthetic Elastomers Port Neches Plant | 1615 Main Street | Port Neches | TX | 77651 | Jefferson | CN603772070 | RN100224799 | cooling tower drift eliminators. | The following property is used 100% for pollution control and is installed to meet or exceed federal or state regulations: cooling tower drift eliminators. | 2012-08-09 | 26850 | 100
16564 | T1 | West Texas LPG Pipeline, LP | Polk County West Texas LPG Pipeline | LPG Pipeline - 10 and 14 Inch | Livingston | TX |  | Polk | CN602758864 | RN104201686 | cathodic protection upgrades installed on the 14” LPG section of the pipeline. | The following property is used 100% for pollution control and is installed to meet or exceed federal or state regulations: cathodic protection upgrades installed on the 14” LPG section of the pipeline. | 2012-05-30 | 14729 | 100
16565 | T1 | West Texas LPG Pipeline, LP | Rusk County West Texas LPG Pipeline | LPG Pipeline - 4 and 6 Inch | New London | TX |  | Rusk | CN602758864 | RN104201645 | cathodic protection upgrades installed on the 6” LPG Lateral Line section of the pipeline. | The following property is used 100% for pollution control and is installed to meet or exceed federal or state regulations: cathodic protection upgrades installed on the 6” LPG Lateral Line section of the pipeline. | 2012-05-30 | 19160 | 100
16566 | T1 | ISP Synthetic Elastomers LLC | ISP Synthetic Elastomers Port Neches Plant | 1615 Main Street | Port Neches | TX | 77651 | Jefferson | CN603772070 | RN100224799 | new pump | Withdrawn/Returned | 2012-07-23 | 0 | 100
16567 | T1 | ISP Synthetic Elastomers LLC | ISP Synthetic Elastomers Port Neches Plant | 1615 Main Street | Port Neches | TX | 77651 | Jefferson | CN603772070 | RN100224799 | replacement low NOx burner on Boiler No. 5. | Withdrawn/Returned | 2012-08-06 | 0 | 100
16568 | T1 | ISP Synthetic Elastomers LLC | ISP Synthetic Elastomers Port Neches Plant | 1615 Main Street | Port Neches | TX | 77651 | Jefferson | CN603772070 | RN100224799 | outfall flow measurement instrument | Withdrawn/Returned | 2012-07-26 | 0 | 100
16569 | T1 | West Texas LPG Pipeline, LP | Scurry County West Texas LPG Pipeline | LPG Pipeline - 4, 6, & 8 Inch | Snyder | TX |  | Scurry | CN602758864 | RN104202486 | cathodic protection upgrades installed on the 4” Snyder to Cosden Plant pipeline section, the 6” Sun-Snyder to Chevron pipeline section, and the 4” Sun-Snyder to General Crude pipeline section. | The following property is used 100% for pollution control and is installed to meet or exceed federal or state regulations: cathodic protection upgrades installed on the 4” Snyder to Cosden Plant pipeline section, the 6” Sun-Snyder to Chevron pipeline section, and the 4” Sun-Snyder to General Crude pipeline section. | 2012-08-09 | 106085 | 100
16570 | T1 | ISP Synthetic Elastomers LLC | ISP Synthetic Elastomers Port Neches Plant | 1615 Main Street | Port Neches | TX | 77651 | Jefferson | CN603772070 | RN100224799 | reverse osmosis unit | Withdrawn/Returned | 2012-07-26 | 0 | 100
16571 | T1 | ISP Synthetic Elastomers LLC | ISP Synthetic Elastomers Port Neches Plant | 1615 Main Street | Port Neches | TX | 77651 | Jefferson | CN603772070 | RN100224799 | Wastewater settling ponds | Withdrawn/Returned | 2012-07-26 | 0 | 100
16572 | T1 | ISP Synthetic Elastomers LLC | ISP Synthetic Elastomers Port Neches Plant | 1615 Main Street | Port Neches | TX | 77651 | Jefferson | CN603772070 | RN100224799 | photoionization detector with auto injector used to monitor vinylcyclohexene emissions. | The following property is used 100% for pollution control and is installed to meet or exceed federal or state regulations: photoionization detector with auto injector used to monitor vinylcyclohexene emissions. | 2012-08-09 | 97000 | 100
16573 | T1 | ISP Synthetic Elastomers LLC | ISP Synthetic Elastomers Port Neches Plant | 1615 Main Street | Port Neches | TX | 77651 | Jefferson | CN603772070 | RN100224799 | equipment modifications to carbon black natural gas burner management system including replacement of high turndown burner design, new fuel flow controls, new combustion air supply system, and upgraded ignition for automatic light-off pilot, modifications to the associated carbon black dust collection system. | Withdrawn/Returned | 2012-07-16 | 0 | 100
16574 | T1 | West Texas LPG Pipeline, LP | Taylor County West Texas LPG Pipeline | LPG Pipeline - 10 and 14 Inch | Abilene | TX |  | Taylor | CN602758864 | RN104199906 | cathodic protection upgrades installed on the Coahoma to Eastland pipeline section, the Warren Abilene LPG section, and the Tuscola LPG pipeline section. | The following property is used 100% for pollution control and is installed to meet or exceed federal or state regulations: cathodic protection upgrades installed on the Coahoma to Eastland pipeline section, the Warren Abilene LPG section, and the Tuscola LPG pipeline section. | 2012-08-08 | 193940 | 100
16575 | T1 | West Texas LPG Pipeline, LP | Upton County West Texas LPG Pipeline | LPG Pipeline - 4, 6, & 8 Inch | McCamey | TX |  | Upton | CN602758864 | RN104202528 | cathodic protection upgrades installed on the El Paso to Midkiff pipeline section. | The following property is used 100% for pollution control and is installed to meet or exceed federal or state regulations: cathodic protection upgrades installed on the El Paso to Midkiff pipeline section. | 2012-08-08 | 17237 | 100
16576 | T1 | West Texas LPG Pipeline, LP | Wise County West Texas LPG Pipeline | LPG Pipeline - 4 and 6 Inch | Bridgeport | TX |  | Wise | CN602758864 | RN104200746 | cathodic protection upgrades. | The following property is used 100% for pollution control and is installed to meet or exceed federal or state regulations: cathodic protection upgrades. | 2012-08-08 | 26172 | 100
16577 | T1 | West Texas LPG Pipeline, LP | Howard County West Texas LPG Pipeline | Coahoma LPG Storage Facility | Coahoma | TX |  | Howard | CN602758864 | RN104200175 | replacement liners for the two brine disposal pits. | replacement liners for the two brine disposal pits. | 2012-08-09 | 715855 | 100
16578 | T1 | Sanderson Farms | Waco Processing Plant | 301 Aviation Pkwy | Waco | TX | 76705 | McLennan | CN600510341 | RN104808613 | wastewater treatment plant and biogas flare. | The following property is used 100% for pollution control and is installed to meet or exceed federal or state regulations: wastewater treatment plant and biogas flare. | 2012-07-24 | 6096983 | 100
16579 | T1 | Chevron Keystone Gas Storage, LLC | Keystone Gas Storage Facility | 12.5 miles NE of Kermit | Kermit | TX | 79745 | Winkler | CN603198276 | RN102697562 | brine handling and disposal system including brine injection pumps and piping; three brine disposal wells; and surface impoundment (with double liner) known as the brine pit. | The following property is used 100% for pollution control and is installed to meet or exceed federal or state regulations: brine handling and disposal system including brine injection pumps and piping; three brine disposal wells; and surface impoundment (with double liner) known as the brine pit. | 2012-08-08 | 1380347.5 | 100
16580 | T2 | Chevron Keystone Gas Storage, LLC | Keystone Gas Storage Facility | 12.5 miles NE of Kermit | Kermit | TX | 79745 | Winkler | CN603198276 | RN102697562 | for each of seven injection wells, one cemented casing string that is not the final casing string. | The following property is used 100% for pollution control and is installed to meet or exceed federal or state regulations: for each of seven injection wells, one cemented casing string that is not the final casing string. | 2012-08-28 | 5538903 | 100
16581 | T1 | Ash Grove Texas, LP | Midlothian Plant | 900 Gifco Road | Midlothian | TX | 76065 | Ellis | CN600132161 | RN100225978 | Siemens Wheelabrator Dust Collector | Withdrawn/Returned | 2012-06-04 | 46712 | 100
16582 | T1 | Borden Dairy Company | Conroe Plant | 900 Semands St. | Conroe | TX | 77301 | Montgomery | CN604038273 | RN102714862 | wastewater treatment plant. | Returned for failure to respond to a deficiency letter. | 2012-06-04 | 759740 | 100
16583 | T1 | Siemens Energy, Inc. | Houston Service Center | 5730 Clinton Dr. | Houston | TX | 77020 | Harris | CN603440710 | RN100866730 | fume scrubber controlling emissions from HF/FIC cleaning system. | Withdrawn/Returned | 2012-06-04 | 85000 | 100
16584 | T1 | Siemens Energy, Inc. | Houston Service Center | 5730 Clinton Dr. | Houston | TX | 77020 | Harris | CN603440710 | RN100866730 | controls for grit blaster system | Withdrawn/Returned | 2012-06-04 | 599422 | 100
16585 | T1 | Siemens Energy, Inc. | Houston Service Center | 5730 Clinton Dr. | Houston | TX | 77020 | Harris | CN603440710 | RN100866730 | Benchtron single downdraft/backdraft workstations. | Returned for failure to respond to a deficiency letter. | 2012-06-05 | 719464 | 100
16586 | T1 | Siemens Energy, Inc. | Houston Service Center | 5730 Clinton Dr. | Houston | TX | 77020 | Harris | CN603440710 | RN100866730 | sandblast system dust collectors. | Returned for failure to respond to a deficiency letter. | 2012-06-05 | 163364 | 100
16587 | T1 | Siemens Energy, Inc. | Houston Service Center | 5730 Clinton Dr. | Houston | TX | 77020 | Harris | CN603440710 | RN100866730 | coating booth dust collectors. | Returned for failure to respond to a deficiency letter. | 2012-06-05 | 265306 | 100
16588 | T1 | Agrium U.S., Inc. | Borger Nitrogen Operations | 9201 Farm Road 1551 | Borger | TX | 79007 | Hutchinson | CN600128227 | RN101865715 | non-commercial injection well WDW-115 | The following property is used 100% for pollution control and is installed to meet or exceed federal or state regulations: non-commercial injection well WDW-115 | 2012-06-28 | 766663 | 100
16589 | T1 | Invista S.A.R.L. | Victoria Plant | 2695 Old Bloomington Rd N | Victoria | TX | 77905 | Victoria | CN602582231 | RN102663671 | selective non-catalytic reduction system and incremental cost difference for 8 low NOx burners installed on Boiler 8. | The following property is used 100% for pollution control and is installed to meet or exceed federal or state regulations: selective non-catalytic reduction system and incremental cost difference for 8 low NOx burners installed on Boiler 8. | 2012-09-04 | 12730000 | 100
16590 | T1 | Invista S.A.R.L. | Victoria Plant | 2695 Old Bloomington Rd N | Victoria | TX | 77905 | Victoria | CN602582231 | RN102663671 | CEMS installed on the #3 boiler. | The following property is used 100% for pollution control and is installed to meet or exceed federal or state regulations: CEMS installed on the #3 boiler. | 2012-09-04 | 389000 | 100
16591 | T1 | Invista S.A.R.L. | Victoria Plant | 2695 Old Bloomington Rd N | Victoria | TX | 77905 | Victoria | CN602582231 | RN102663671 | two carbon absorption canisters. | The following property is used 100% for pollution control and is installed to meet or exceed federal or state regulations: two carbon absorption canisters. | 2012-09-04 | 216000 | 100
16592 | T1 | Invista S.A.R.L. | Victoria Plant | 2695 Old Bloomington Rd N | Victoria | TX | 77905 | Victoria | CN602582231 | RN102663671 | selective catalytic reduction (SCR) equipment including ammonia injection grid (AIG) manifold; ammonia storage tank; ammonia flow control unit; ammonia vaporizer; SCR housing; CEMS; SCR catalyst; boiler modifications that were necessary to accommodate SCR housing; platforms and ladders providing access to the SCR; and programmable logic controller (PLC) associated with the SCR. | The following property is used 100% for pollution control and is installed to meet or exceed federal or state regulations: selective catalytic reduction (SCR) equipment including ammonia injection grid (AIG) manifold; ammonia storage tank; ammonia flow control unit; ammonia vaporizer; SCR housing; CEMS; SCR catalyst; boiler modifications that were necessary to accommodate SCR housing; platforms and ladders providing access to the SCR; and programmable logic controller (PLC) associated with the SCR. | 2012-09-13 | 18100000 | 100
16593 | T1 | Invista S.A.R.L. | Orange Plant | 3055A FM 1006 | Orange | TX | 77630 | Orange | CN602582231 | RN104392626 | HCN Start-up Flare. | The following property is used 100% for pollution control and is installed to meet or exceed federal or state regulations: HCN start-up flare. | 2012-08-01 | 9700000 | 100
16594 | T1 | West Texas LPG Pipeline, LP | Howard County West Texas LPG Pipeline | Coahoma Booster Station | Coahoma | TX |  | Howard | CN602758864 | RN104200175 | cathodic protection upgrades. | The following property is used 100% for pollution control and is installed to meet or exceed federal or state regulations: cathodic protection upgrades. | 2012-08-08 | 72756 | 100
16595 | T1 | West Texas LPG Pipeline, LP | Glasscock County West Texas LPG Pipeline | Lees LPG Booster Station | Big Spring | TX |  | Glasscock | CN602758864 | RN104200050 | flare additions made at the booster station. | The following property is used 100% for pollution control and is installed to meet or exceed federal or state regulations: flare additions made at the booster station. | 2012-08-08 | 28225 | 100
16596 | T1 | West Texas LPG Pipeline, LP | Martin County West Texas LPG Pipeline | Staton LPG Station | Stanton | TX |  | Martin | CN602758864 | RN104199542 | cathodic protection upgrades. | The following property is used 100% for pollution control and is installed to meet or exceed federal or state regulations: cathodic protection upgrades. | 2012-08-08 | 16031 | 100
16597 | T1 | West Texas LPG Pipeline, LP | Martin County West Texas LPG Pipeline | Staton LPG Station | Stanton | TX |  | Martin | CN602758864 | RN104199542 | flare additions made at the booster station. | The following property is used 100% for pollution control and is installed to meet or exceed federal or state regulations: flare additions made at the booster station. | 2012-08-08 | 17143 | 100
16598 | T1 | West Texas LPG Pipeline, LP | Martin County West Texas LPG Pipeline | Staton LPG Station | Stanton | TX |  | Martin | CN602758864 | RN104199542 | five intelligent pipeline inspection gauge launcher and receiver sets. | The following property is used 100% for pollution control and is installed to meet or exceed federal or state regulations: five intelligent pipeline inspection gauge launcher and receiver sets. | 2012-08-08 | 188346 | 100
16599 | T1 | West Texas LPG Pipeline, LP | Midland County West Texas LPG Pipeline | Parks LPG Booster Station | Midland | TX |  | Midland | CN602758864 | RN104199484 | cathodic protection upgrades. | The following property is used 100% for pollution control and is installed to meet or exceed federal or state regulations: cathodic protection upgrades. | 2012-08-08 | 45756 | 100
16600 | T1 | West Texas LPG Pipeline, LP | Freestone County West Texas LPG Pipeline | Fairfield Station | Fairfield | TX |  | Freestone | CN602758864 | RN104200928 | cathodic protection upgrades. | The following property is used 100% for pollution control and is installed to meet or exceed federal or state regulations: cathodic protection upgrades. | 2012-08-08 | 25483 | 100
16601 | T1 | West Texas LPG Pipeline, LP | Freestone County West Texas LPG Pipeline | Fairfield Booster Station | Fairfield | TX |  | Freestone | CN602758864 | RN104200928 | gas monitor upgrades installed at the station. | The following property is used 100% for pollution control and is installed to meet or exceed federal or state regulations: gas monitor upgrades installed at the station. | 2012-08-08 | 20728 | 100
16602 | T1 | West Texas LPG Pipeline, LP | Parker County West Texas LPG Pipeline | Springtown Booster Station | Springtown | TX |  | Parker | CN602758864 | RN104200779 | flare additions made at the booster station. | The following property is used 100% for pollution control and is installed to meet or exceed federal or state regulations: flare additions made at the booster station. | 2012-08-08 | 59462 | 100
16603 | T1 | West Texas LPG Pipeline, LP | Parker County West Texas LPG Pipeline | Milsap Booster Station | Milsap | TX |  | Parker | CN602758864 | RN104200779 | flare additions made at the booster station. | The following property is used 100% for pollution control and is installed to meet or exceed federal or state regulations: flare additions made at the booster station. | 2012-08-08 | 46306 | 100
16604 | T1 | West Texas LPG Pipeline, LP | Midland County West Texas LPG Pipeline | Midland Booster Station | Midland | TX |  | Midland | CN602758864 | RN104199484 | cathodic protection upgrades. | The following property is used 100% for pollution control and is installed to meet or exceed federal or state regulations: cathodic protection upgrades. | 2012-08-08 | 170499 | 100
16605 | T1 | West Texas LPG Pipeline, LP | Eastland County West Texas LPG Pipeline | Eastland Booster Station | Eastland | TX |  | Eastland | CN602758864 | RN104200027 | cathodic protection upgrades. | The following property is used 100% for pollution control and is installed to meet or exceed federal or state regulations: cathodic protection upgrades. | 2012-08-08 | 32063 | 100
16606 | T1 | West Texas LPG Pipeline, LP | Eastland County West Texas LPG Pipeline | Eastland Booster Station | Eastland | TX |  | Eastland | CN602758864 | RN104200027 | gas monitor upgrades installed at the station. | The following property is used 100% for pollution control and is installed to meet or exceed federal or state regulations: gas monitor upgrades installed at the station. | 2012-08-16 | 20728 | 100
16607 | T1 | West Texas LPG Pipeline, LP | Johnson County West Texas LPG Pipeline | Cleburne Booster Station | Cleburne | TX |  | Johnson | CN602758864 | RN104200837 | cathodic protection upgrades. | The following property is used 100% for pollution control and is installed to meet or exceed federal or state regulations: cathodic protection upgrades. | 2012-08-08 | 17156 | 100
16608 | T1 | West Texas LPG Pipeline, LP | Johnson County West Texas LPG Pipeline | Grandview Booster Station | Grandview | TX |  | Johnson | CN602758864 | RN104200837 | cathodic protection upgrades. | The following property is used 100% for pollution control and is installed to meet or exceed federal or state regulations: cathodic protection upgrades. | 2012-08-08 | 19538 | 100
16609 | T1 | West Texas LPG Pipeline, LP | Eastland County West Texas LPG Pipeline | Ranger Booster Station | Ranger | TX |  | Eastland | CN602758864 | RN104200027 | cathodic protection upgrades. | The following property is used 100% for pollution control and is installed to meet or exceed federal or state regulations: cathodic protection upgrades. | 2012-08-08 | 50966 | 100
16610 | T1 | West Texas LPG Pipeline, LP | Angelina County West Texas LPG Pipeline | Lufkin Booster Station | Lufkin | TX |  | Angelina | CN602758864 | RN104201058 | cathodic protection upgrades. | The following property is used 100% for pollution control and is installed to meet or exceed federal or state regulations: cathodic protection upgrades. | 2012-08-07 | 50966 | 100
16611 | T1 | West Texas LPG Pipeline, LP | Parker County West Texas LPG Pipeline | Weatherford Booster Station | Weatherford | TX |  | Parker | CN602758864 | RN104200779 | gas monitor upgrades installed at the station. | The following property is used 100% for pollution control and is installed to meet or exceed federal or state regulations: gas monitor upgrades installed at the station. | 2012-08-08 | 20728 | 100
16612 | T1 | West Texas LPG Pipeline, LP | Parker County West Texas LPG Pipeline | Weatherford Booster Station | Weatherford | TX |  | Parker | CN602758864 | RN104200779 | ultrasonic leak detection meter. | The following property is used 100% for pollution control and is installed to meet or exceed federal or state regulations: ultrasonic leak detection meter. | 2012-08-07 | 12000 | 100
16613 | T1 | West Texas LPG Pipeline, LP | Freestone County West Texas LPG Pipeline | Wortham Booster Station | Wortham | TX |  | Freestone | CN602758864 | RN104200928 | cathodic protection upgrades. | The following property is used 100% for pollution control and is installed to meet or exceed federal or state regulations: cathodic protection upgrades. | 2012-08-07 | 396510 | 100
16614 | T1 | West Texas LPG Pipeline, LP | Freestone County West Texas LPG Pipeline | Wortham Booster Station | Wortham | TX |  | Freestone | CN602758864 | RN104200928 | intelligent pipeline inspection gauge launcher and receiver set. | The following property is used 100% for pollution control and is installed to meet or exceed federal or state regulations: intelligent pipeline inspection gauge launcher and receiver set. | 2012-08-07 | 344981 | 100
16615 | T1 | West Texas LPG Pipeline, LP | Freestone County West Texas LPG Pipeline | Wortham Booster Station | Wortham | TX |  | Freestone | CN602758864 | RN104200928 | flare additions made at the booster station. | The following property is used 100% for pollution control and is installed to meet or exceed federal or state regulations: flare additions made at the booster station. | 2012-08-07 | 108785 | 100
16616 | T1 | West Texas LPG Pipeline, LP | Freestone County West Texas LPG Pipeline | Wortham Booster Station | Wortham | TX |  | Freestone | CN602758864 | RN104200928 | gas monitor upgrades installed at the station. | The following property is used 100% for pollution control and is installed to meet or exceed federal or state regulations: gas monitor upgrades installed at the station. | 2012-08-07 | 62184 | 100
16617 | T1 | Alcoa World Alumina | Point Comfort Facility | State Highway 35 | Point Comfort | TX | 77978 | Calhoun | CN601452329 | RN102705381 | dust collectors installed as part of the Cleveland Cascade system. | Applicant requested that application be withdrawn by 8/21/2012 email. | 2012-09-04 | 1652536 | 100
16618 | T1 | Alcoa World Alumina | Point Comfort Facility | State Highway 35 | Point Comfort | TX | 77978 | Calhoun | CN601452329 | RN102705381 | sprinkler system used to control particulate from the Residue Disposal Areas. | The following property is used 100% for pollution control and is installed to meet or exceed federal or state regulations: sprinkler system used to control particulate from the Residue Disposal Areas. | 2012-09-05 | 2941720 | 100
16619 | T1 | Alcoa World Alumina | Point Comfort Facility | State Highway 35 | Point Comfort | TX | 77978 | Calhoun | CN601452329 | RN102705381 | gas analyzers and air monitoring equipment installed to monitor combustible gases released from the calciners. | Withdrawn/Returned | 2012-09-20 | 1052698 | 100
16620 | T1 | Owens Corning Roofing & Asphalt, LLC | Owens Corning Houston | 8360 Market Street | Houston | TX | 77020 | Harris | CN601173016 | RN100225036 | fiber bed filtration system. | The following property is used 100% for pollution control and is installed to meet or exceed federal or state regulations: fiber bed filtration system. | 2012-09-04 | 773232 | 100
16621 | T1 | Owens Corning Roofing & Asphalt, LLC | Owens Corning Irving | 201 N. Nursery Road | Irving | TX | 75061 | Dallas | CN603528050 | RN100225291 | Air-Clear Fiberbed Coalescing System. | The following property is used 100% for pollution control and is installed to meet or exceed federal or state regulations: Air-Clear Fiberbed Coalescing System. | 2012-09-04 | 182074 | 100
16622 | T1 | Owens Corning Insulating Systems, LLC | Waxahachie Plant | 3700 N Interstate 35 E | Waxahachie | TX | 75165 | Fannin | CN603159088 | RN100223585 | penthouse dust collector and associated duct work for the V-2 furnace. | The following property is used 100% for pollution control and is installed to meet or exceed federal or state regulations: penthouse dust collector and associated duct work for the V-2 furnace. | 2012-09-04 | 2793583 | 100
16623 | T1 | Freeport McMoRan Copper & Gold Inc. | Freeport-McMoRan El Paso | 7135 North Loop | El Paso | TX | 79915 | El Paso | CN603653205 | RN100226000 | paving of the cathode dock area and rod mill paving project. | The following property is used 100% for pollution control and is installed to meet or exceed federal or state regulations: paving of the cathode dock area and rod mill paving project. | 2012-07-19 | 93969 | 100
16624 | T1 | Freeport McMoRan Copper & Gold Inc. | Freeport-McMoRan El Paso | 7135 North Loop | El Paso | TX | 79915 | El Paso | CN603653205 | RN100226000 | de-watering area used to allow water to evaporate from by-product before it is sent for disposal. | Withdrawn/Returned | 2012-06-21 | 35425 | 100
16625 | T1 | Freeport-McMoRan Copper & Gold | Freeport-McMoRan El Paso | 7135 North Loop | El Paso | TX | 79915 | El Paso | CN603653205 | RN100226000 | respirator exchange room. | The application did not provide an adopted environmental law, rule, or regulation that is met or exceeded as a result of installing the respirator exchange room (RER). 30 TAC §115.121 and §115.122 regulate volatile organic compound (VOC) emissions from vent streams. Copper refining is not regulated under 30 TAC 115.35 and El Paso County is not part of an ozone nonattainment area. 30 TAC §210.51 is an applicability section that lists the special requirements for use of industrial reclaimed water. The installation of the RER is not regulated by this rule. | 2012-09-11 | 42480 | 100
16626 | T1 | Freeport-McMoRan Copper & Gold | Freeport-McMoRan El Paso | 7135 North Loop | El Paso | TX | 79915 | El Paso | CN603653205 | RN100226000 | laboratory hood system. | The following property is used 100% for pollution control and is installed to meet or exceed federal or state regulations: laboratory hood system. | 2012-09-05 | 566922 | 100
16627 | T1 | Bayer Material Science, LLC | Baytown Plant | 8500 West Bay Road | Baytown | TX | 77523 | Chambers | CN603578188 | RN100209931 | waste water stripper | Returned for failure to respond to a deficiency letter. | 2012-06-13 | 23943.54 | 100
16628 | T1 | Freeport-McMoRan Copper & Gold | Freeport-McMoRan El Paso | 7135 North Loop | El Paso | TX | 79915 | El Paso | CN603653205 | RN100226000 | ventilation units for the feeders. | Returned for failure to respond to a deficiency letter. | 2012-09-24 | 20238 | 100
16629 | T1 | Bayer Material Science, LLC | Baytown Plant | 8500 West Bay Road | Baytown | TX | 77523 | Chambers | CN603578188 | RN100209931 | CEMS monitoring flue gas for oxygen, carbon monoxide, and carbon dioxide. | Returned for failure to respond to a deficiency letter. | 2012-06-13 | 29701.55 | 100
16630 | T1 | Freeport-McMoRan Copper & Gold | Freeport-McMoRan El Paso | 7135 North Loop | El Paso | TX | 79915 | El Paso | CN603653205 | RN100226000 | wastewater control panel, flow meter, membranes, pumps, tanks, filter tanks, cogeneration oil/water separator, mid drainage, environmental roll off bins, and sewer lift station and piping. | The following property is used 100% for pollution control and is installed to meet or exceed federal or state regulations: wastewater control panel, flow meter, membranes, pumps, tanks, filter tanks, cogeneration oil/water separator, mid drainage, environmental roll off bins, and sewer lift station and piping. | 2012-09-05 | 547321.13 | 100
16631 | T1 | Air Products, LLC | Air Products Port Arthur Plant | 1801 South Gulfway Drive | Port Arthur | TX | 77640 | Jefferson | CN602299257 | RN101941284 | incremental cost difference for low NOx burner systems versus cost of similarly sized burners without NOx controls from the most recent generation of burners, Rentech SCR, ammonia and NOx emissions analyzers. | The following property is used 100% for pollution control and is installed to meet or exceed federal or state regulations: incremental cost difference for low NOx burner systems versus cost of similarly sized burners without NOx controls from the most recent generation of burners, Rentech SCR, ammonia and NOx emissions analyzers. | 2012-07-25 | 5567168 | 100
16632 | T3 | Air Products, LLC | Air Products Port Arthur Plant | 1801 South Gulfway Drive | Port Arthur | TX | 77640 | Jefferson | CN602299257 | RN101941284 | equipment installed to separate, purify, transport, and sequester CO2. | A negative use determination is issued for the following reasons: • 40 C.F.R. § 51.166 requires States to inventory emission sources located on nontribal lands and report this information to the U.S. EPA; it does not place any requirements on the Applicant or its Facility. • 40 C.F.R. § 52.21 does not apply because the Facility does not have a Prevention of Significant Deterioration (PSD) permit. • 30 TAC § 116.115(b) does not apply because the Facility’s Air Quality Permit (Nos. 39693 and N63) does not contain a Maximum Allowable Emission Rate for the control of CO2. • 30 TAC § 335.471 et seq. and 30 TAC § 335.475 implement the Waste Reduction Policy Act of 1991. These sections encourage source reduction and waste minimization through the development of Pollution Prevention (P2) Plans. While these sections impose reporting requirements, they do not require the Applicant to install waste minimization or recycling equipment. • 30 TAC § 101.4 is a general prohibition against causing nuisance conditions, and does not require the control of CO2 or the construction or installation of the subject property. | 2013-09-26 | 238672000 | 100
16633 | T1 | ETC Texas Pipeline, LTD | San Cajos Point F to B Pipeline | 30 inch natural gas pipeline | Encinal | TX |  | La Salle | CN601587652 | RN109628362 | three intelligent pipeline inspection gauge launcher and receiver sets. | The following property is used 100% for pollution control and is installed to meet or exceed federal or state regulations: three intelligent pipeline inspection gauge launcher and receiver sets. | 2012-07-17 | 1892920 | 100
16634 | T1 | ETC Texas Pipeline, LTD | Dos Hermanas Pipeline | 24 inch natural gas pipeline | Encinal | TX |  | La Salle | CN601587652 | RN109628370 | three intelligent pipeline inspection gauge launcher and receiver sets. | The following property is used 100% for pollution control and is installed to meet or exceed federal or state regulations: three intelligent pipeline inspection gauge launcher and receiver sets. | 2012-07-17 | 94930 | 100
16635 | T1 | ETC Texas Pipeline, LTD | Rich Eagle Ford Mainline Ph 1 | 30 inch natural gas pipeline | Cotulla | TX |  | La Salle | CN601587652 | RN109628388 | six intelligent pipeline inspection gauge launcher and receiver sets. | The following property is used 100% for pollution control and is installed to meet or exceed federal or state regulations: six intelligent pipeline inspection gauge launcher and receiver sets. | 2012-07-17 | 882361 | 100
16636 | T1 | Regency Texas PL, LLC | SM Energy 6 inch condensate pipeline -B4LTW to G6LT | SM Energy Pipeline Rte. | Webb County | TX |  | Webb | CN602896201 | None | one intelligent pipeline inspection gauge launcher and receiver set. | The following property is used 100% for pollution control and is installed to meet or exceed federal or state regulations: one intelligent pipeline inspection gauge launcher and receiver set. | 2012-07-17 | 210452 | 100
16637 | T1 | HPL Company, LP | Big Cowboy Expansions | 16 inch natural gas pipeline | San Diego | TX |  | Duval | CN603889585 | RN109628404 | one intelligent pipeline inspection gauge launcher and receiver set. | The following property is used 100% for pollution control and is installed to meet or exceed federal or state regulations: one intelligent pipeline inspection gauge launcher and receiver set. | 2012-08-07 | 166104 | 100
16638 | T1 | HPL Company, LP | Big Cowboy Expansions | 16 inch natural gas pipeline | Nicholson Lake | TX |  | Webb | CN603889585 | RN109628412 | one intelligent pipeline inspection gauge launcher and receiver set. | The following property is used 100% for pollution control and is installed to meet or exceed federal or state regulations: one intelligent pipeline inspection gauge launcher and receiver set. | 2012-07-17 | 166104 | 100
16639 | T1 | ETC Tiger Pipeline, LLC | ETC Tiger Pipeline | 558 PR 8015 | Carthage | TX | 75633 | Panola | CN603520487 | RN106226228 | one intelligent pipeline inspection gauge launcher and receiver set. | The following property is used 100% for pollution control and is installed to meet or exceed federal or state regulations: one intelligent pipeline inspection gauge launcher and receiver set. | 2012-06-19 | 978851 | 100
16640 | T1 | ETC Texas Pipeline, LTD | Rich Eagle Ford Mainline Ph 1 | 30 inch natural gas pipeline | Crowther | TX |  | McMullen | CN601587652 | RN109628420 | six intelligent pipeline inspection gauge launcher and receiver sets. | The following property is used 100% for pollution control and is installed to meet or exceed federal or state regulations: six intelligent pipeline inspection gauge launcher and receiver sets. | 2012-07-17 | 734152 | 100
16641 | T1 | ETC Texas Pipeline, LTD | Rich Eagle Ford Mainline Ph 1 | 30 inch natural gas pipeline | Live Oak | TX |  | Live Oak | CN601587652 | RN109628461 | six intelligent pipeline inspection gauge launcher and receiver sets. | The following property is used 100% for pollution control and is installed to meet or exceed federal or state regulations: six intelligent pipeline inspection gauge launcher and receiver sets. | 2012-08-06 | 451521 | 100
16642 | T1 | ETC Texas Pipeline, LTD | Supplemental Dubose to La Grange Pipeline | 20 inch natural gas pipeline | Yoakum | TX |  | Lavaca | CN601587652 | RN109628446 | two intelligent pipeline inspection gauge launcher and receiver sets. | The following property is used 100% for pollution control and is installed to meet or exceed federal or state regulations: two intelligent pipeline inspection gauge launcher and receiver sets. | 2012-07-12 | 612273 | 100
16643 | T1 | ETC Texas Pipeline, LTD | Dos Hermanas Pipeline | 24 inch natural gas pipeline | Encinal | TX |  | La Salle | CN601587652 | RN109628370 | cathodic protection; fusion-bonded epoxy (FBE) on the pipe surface; adhesive for top coat; and top coat consisting of polyethylene or polypropylene. | The following property is used 100% for pollution control and is installed to meet or exceed federal or state regulations: cathodic protection; fusion-bonded epoxy (FBE) on the pipe surface; adhesive for top coat; and top coat consisting of polyethylene or polypropylene. | 2012-07-17 | 62159 | 100
16644 | T1 | ETC Texas Pipeline, LTD | Rich Eagle Ford Mainline Ph 1 | 30 inch natural gas pipeline | Cotulla | TX |  | La Salle | CN601587652 | RN109628388 | cathodic protection; fusion-bonded epoxy (FBE) on the pipe surface; adhesive for top coat; and top coat consisting of polyethylene or polypropylene. | The following property is used 100% for pollution control and is installed to meet or exceed federal or state regulations: cathodic protection; fusion-bonded epoxy (FBE) on the pipe surface; adhesive for top coat; and top coat consisting of polyethylene or polypropylene. | 2012-07-17 | 1259993 | 100
16645 | T1 | ETC Texas Pipeline, LTD | San Cajos Point F to B Pipeline | 30 inch natural gas pipeline | Encinal | TX |  | La Salle | CN601587652 | RN109628230 | cathodic protection; fusion-bonded epoxy (FBE) on the pipe surface; adhesive for top coat; and top coat consisting of polyethylene or polypropylene. | The following property is used 100% for pollution control and is installed to meet or exceed federal or state regulations: cathodic protection; fusion-bonded epoxy (FBE) on the pipe surface; adhesive for top coat; and top coat consisting of polyethylene or polypropylene. | 2012-07-13 | 1025254 | 100
16646 | T1 | ETC Texas Pipeline, LTD | Rich Eagle Ford Mainline Ph 1 | 30 inch natural gas pipeline | Pawnee | TX |  | Karnes | CN601587652 | RN109628164 | cathodic protection; fusion-bonded epoxy (FBE) on the pipe surface; adhesive for top coat; and top coat consisting of polyethylene or polypropylene. | The following property is used 100% for pollution control and is installed to meet or exceed federal or state regulations: cathodic protection; fusion-bonded epoxy (FBE) on the pipe surface; adhesive for top coat; and top coat consisting of polyethylene or polypropylene. | 2012-07-13 | 861323.5 | 100
16647 | T1 | ETC Texas Pipeline, LTD | Rich Eagle Ford Mainline Ph 1 | 30 inch natural gas pipeline | Crowther | TX |  | McMullen | CN601587652 | RN109628420 | cathodic protection; fusion-bonded epoxy (FBE) on the pipe surface; adhesive for top coat; and top coat consisting of polyethylene or polypropylene. | The following property is used 100% for pollution control and is installed to meet or exceed federal or state regulations: cathodic protection; fusion-bonded epoxy (FBE) on the pipe surface; adhesive for top coat; and top coat consisting of polyethylene or polypropylene. | 2012-07-17 | 1048353.5 | 100
16648 | T1 | ETC Texas Pipeline, LTD | San Cajos Phase I Point F to B | 30 inch natural gas pipeline | Bowles Lake | TX |  | McMullen | CN601587652 | RN109628453 | cathodic protection; fusion-bonded epoxy (FBE) on the pipe surface; adhesive for top coat; and top coat consisting of polyethylene or polypropylene. | The following property is used 100% for pollution control and is installed to meet or exceed federal or state regulations: cathodic protection; fusion-bonded epoxy (FBE) on the pipe surface; adhesive for top coat; and top coat consisting of polyethylene or polypropylene. | 2012-07-17 | 20923.5 | 100
16649 | T1 | ETC Texas Pipeline, LTD | Rich Eagle Ford Mainline Ph 1 | 30 inch natural gas pipeline | Live Oak | TX |  | Live Oak | CN601587652 | RN109628461 | cathodic protection; fusion-bonded epoxy (FBE) on the pipe surface; adhesive for top coat; and top coat consisting of polyethylene or polypropylene. | The following property is used 100% for pollution control and is installed to meet or exceed federal or state regulations: cathodic protection; fusion-bonded epoxy (FBE) on the pipe surface; adhesive for top coat; and top coat consisting of polyethylene or polypropylene. | 2012-07-17 | 644762 | 100
16650 | T1 | ETC Texas Pipeline, LTD | Supplemental Dubose to La Grange Pipeline | 20 inch natural gas pipeline | Yoakum | TX |  | Lavaca | CN601587652 | RN109628107 | cathodic protection; fusion-bonded epoxy (FBE) on the pipe surface; adhesive for top coat; and top coat consisting of polyethylene or polypropylene. | The following property is used 100% for pollution control and is installed to meet or exceed federal or state regulations: cathodic protection; fusion-bonded epoxy (FBE) on the pipe surface; adhesive for top coat; and top coat consisting of polyethylene or polypropylene. | 2012-07-13 | 439105 | 100
16651 | T1 | Regency Texas PL, LLC | SM Energy 6 inch condensate pipeline -B4LTW to G6LT | SM Energy Pipeline Rte. | Webb County | TX |  | Webb | CN602896201 | None | cathodic protection; fusion-bonded epoxy (FBE) on the pipe surface; adhesive for top coat; and top coat consisting of polyethylene or polypropylene. | The following property is used 100% for pollution control and is installed to meet or exceed federal or state regulations: cathodic protection; fusion-bonded epoxy (FBE) on the pipe surface; adhesive for top coat; and top coat consisting of polyethylene or polypropylene. | 2012-07-17 | 252938 | 100
16652 | T1 | ETC Tiger Pipeline, LLC | ETC Tiger Pipeline | 558 PR 8015 | Carthage | TX | 75633 | Panola | CN603520487 | RN106226228 | cathodic protection; fusion-bonded epoxy (FBE) on the pipe surface; adhesive for top coat; and top coat consisting of polyethylene or polypropylene. | The following property is used 100% for pollution control and is installed to meet or exceed federal or state regulations: cathodic protection; fusion-bonded epoxy (FBE) on the pipe surface; adhesive for top coat; and top coat consisting of polyethylene or polypropylene. | 2012-06-21 | 623799 | 100
16653 | T1 | Air Products, LLC | Air Products Brazoria County | 1801 South Gulfway Drive | Port Arthur | TX | 77640 | Brazoria | CN602299257 | RN101941284 | equipment installed to monitor, verify, and account for delivered and sequestered CO2. | Withdrawn by applicant | 2012-09-20 | 6200000 | 100
16654 | T1 | Triquint Semiconductor Texas, LLC | Triquint Texas | 500 W. Renner Road | Richardson | TX | 75080 | Collin | CN600479695 | RN100794015 | 17 scrubbers. | The following property is used 100% for pollution control and is installed to meet or exceed federal or state regulations: 17 scrubbers. | 2012-10-17 | 4959118 | 100
16655 | T1 | Oxy Vinyls, LP | Battleground Cogeneration | Highway 134 @ Battleground Rd | La Porte | TX | 77571 | Harris | CN600129126 | RN100217363 | selective catalytic reduction unit. | The following property is used 100% for pollution control and is installed to meet or exceed federal or state regulations: selective catalytic reduction unit. | 2012-08-23 | 4000000 | 100
16656 | T1 | Occidental Chemical Corp. | Ingleside Chlor-Alkili Facility | 4133 Highway 361 | Gregory | TX | 78359 | San Patricio | CN100211176 | RN100211176 | chlorine vent scrubber tank, emergency vent scrubber system, and elephant trunk scrubber. | The following property is used 100% for pollution control and is installed to meet or exceed federal or state regulations: chlorine vent scrubber tank, emergency vent scrubber system, and Elephant Trunk Scrubber. | 2012-09-06 | 15573200 | 100
16657 | T1 | Clean Gulf Associates | Ingleside Oil Spill Containment and Removal Cache | 101 Talley Lane | Ingleside | TX | 78362 | San Patricio | None | None | oil spill response equipment including fast response unit and autoboom. | Withdrawn/Returned | 2012-09-19 | 296650 | 100
16658 | T1 | Bubbles Express LTD | Bubbles Express Atascosita BX3 | 5701 FM 1960 | Humble | TX | 77346 | Harris | CN603461880 | RN102453115 | 0.20 acre stormwater quality pond; weir/trash collector in pond; and oil/water separator. | The following property is used 100% for pollution control and is installed to meet or exceed federal or state regulations: 0.20 acre stormwater quality pond; weir/trash collector in pond; and oil/water separator. | 2012-11-27 | 109596 | 100
16659 | T1 | Glenn Kammerman | Gourmet Table Skirts and Linens | 9415 W. Belfort | Houston | TX | 77031 | Harris | CN605191055 | RN109628479 | 0.85 acre dry vegetated storm water quality pond, swales, and Park StormTrooper structural control manhole model SWST06C. | The following property is used 100% for pollution control and is installed to meet or exceed federal or state regulations: 0.85 acre dry vegetated storm water quality pond, swales, and Park StormTrooper structural control manhole model SWST06C. | 2012-11-29 | 186999 | 100
16660 | T1 | International Paper Company | Sealy Box | 1485 Silliman Street | Sealy | TX | 77474 | Austin | CN601047830 | RN102861226 | wastewater treatment system consisting of two 3,000 gallon equalization tanks, 4,500 gallon treatment tank, electronic control panel, 55 gallon coagulant drum, 55 gallon caustic drum, 55 polymer drum, filter press, 55 gallon filtrate tank, pH digital readout with probe, and a chart recorder. | The following property is used 100% for pollution control and is installed to meet or exceed federal or state regulations: wastewater treatment system consisting of two 3,000 gallon equalization tanks, 4,500 gallon treatment tank, electronic control panel, 55 gallon coagulant drum, 55 gallon caustic drum, 55 polymer drum, filter press, 55 gallon filtrate tank, pH digital readout with probe, and a chart recorder. | 2012-09-06 | 140624 | 100
16661 | T1 | Handgards | Handgards El Paso plant | 901 Hawkins Blvd. | El Paso | TX | 79925 | El Paso | CN600271357 | RN100972371 | resin recycling system | Withdrawn by applicant | 2012-11-07 | 38657 | 100
16662 | T1 | International Paper Company | Texarkana Mill | 9978 FM 3129 | Queens City | TX | 75572 | Cass | CN601047830 | RN100543115 | power boiler scrubber system improvements including upgrading the system that delivers and bleeds off scrubbing medium to/from the No. 2 power boiler wet scrubber to improve pH control of the scrubber and replacement of the exhaust ductwork from the No. 2 power boiler to the scrubber system. | The following property is used 100% for pollution control and is installed to meet or exceed federal or state regulations: power boiler scrubber system improvements including upgrading the system that delivers and bleeds off scrubbing medium to/from the No. 2 power boiler wet scrubber to improve pH control of the scrubber and replacement of the exhaust ductwork from the No. 2 power boiler to the scrubber system. | 2012-11-07 | 509191 | 100
16663 | T1 | Formosa Plastics Corporation, Texas | Formosa Plastics Point Comfort | 201 Formosa Dr | Point Comfort | TX | 77978 | Calhoun | CN600130017 | RN100218973 | F301D Baghouse. | The following property is used 100% for pollution control and is installed to meet or exceed federal or state regulations: F301D baghouse. | 2012-10-15 | 1259953 | 100
16664 | T3 | International Paper Company | Texarkana Mill | 9978 FM 3129 | Queens City | TX | 75572 | Cass | CN601047830 | RN100543115 | bleach plant ClO2 scrubbers and vent system improvements. | The following property receives a 100% positive use determination: bleach plant ClO2 scrubbers and vent system improvements. | 2013-03-21 | 1460770 | 100
16665 | T1 | Triquint Semiconductor Texas, LLC | Triquint Texas | 500 W. Renner Road | Richardson | TX | 75080 | Collin | CN600479695 | RN100794015 | 7 thermal oxidizers. | The following property is used 100% for pollution control and is installed to meet or exceed federal or state regulations: 7 thermal oxidizers. | 2012-10-17 | 3246321 | 100
16666 | T1 | Safe Harbor Boat & RV Storage II LLC | Safe Harbor Boat & RV Storage Cypress | 17527 Telge Road | Cypress | TX | 77410 | Harris | CN603379041 | RN105560734 | stormwater quality pond, trash collector, low volume stormwater pump, lift station, and the land occupied by the stormwater quality equipment. | The following property is used 100% for pollution control and is installed to meet or exceed federal or state regulations: stormwater quality pond, trash collector, low volume stormwater pump, lift station, and the land occupied by the stormwater quality equipment. | 2012-11-13 | 214000 | 100
16667 | T1 | Formosa Utilities Venture Limited | Formosa Plastics Corporation, Texas | 201 Formosa Dr | Point Comfort | TX | 77978 | Calhoun | CN600130017 | RN100218973 | TTT-01B VCM Equalization tank and TTT-08A/B Diffusers and Air Header. | The following property is used 100% for pollution control and is installed to meet or exceed federal or state regulations: TTT-01B VCM Equalization tank and TTT-08A/B Diffusers and Air Header. | 2012-10-23 | 2761350 | 100
16668 | T1 | NA Industries, Inc. | NA Industries Chemical Plant | 4631 Old Highway 146, Suite A | Pasadena | TX | 77507 | Harris | CN603576364 | RN101379287 | baghouse filters F-1889A2, F1895, F1899, F1817, F-1808A/B, F-1898, F-2889A2, F-2895, F-2899, F-2808A, and F-2898 and associated ductwork. | The following property is used 100% for pollution control and is installed to meet or exceed federal or state regulations: baghouse filters F-1889A2, F1895, F1899, F1817, F-1808A/B, F-1898, F-2889A2, F-2895, F-2899, F-2808A, and F-2898 and associated ductwork. | 2012-11-29 | 2451350 | 100
16669 | T1 | NA Industries, Inc. | NA Industries Chemical Plant | 4631 Old Highway 146, Suite A | Pasadena | TX | 77507 | Harris | CN603576364 | RN101379287 | scrubber T-1800 and associated ductwork and piping. | The following property is used 100% for pollution control and is installed to meet or exceed federal or state regulations: scrubber T-1800 and associated ductwork and piping. | 2012-11-29 | 1153100 | 100
16670 | T1 | NA Industries, Inc. | NA Industries Pasadena Chemical Plant | 4631 Old Highway 146, Suite A | Pasadena | TX | 77507 | Harris | CN603576364 | RN105826440 | cooling tower chemical pad dike. | The following property is used 100% for pollution control and is installed to meet or exceed federal or state regulations: cooling tower chemical pad dike. | 2012-11-29 | 14800 | 100
16671 | T1 | NA Industries, Inc. | NA Industries Chemical Plant | 4631 Old Highway 146, Suite A | Pasadena | TX | 77507 | Harris | CN603576364 | RN101379287 | scrubber T-1845 system and associated piping and ductwork. | The following property is used 100% for pollution control and is installed to meet or exceed federal or state regulations: scrubber T-1845 system and associated piping and ductwork. | 2012-11-29 | 180500 | 100
16672 | T1 | NA Industries, Inc. | NA Industries Pasadena Chemical Plant | 4631 Old Highway 146, Suite A | Pasadena | TX | 77507 | Harris | CN603576364 | RN105826440 | six concrete underground sumps. | The following property is used 100% for pollution control and is installed to meet or exceed federal or state regulations: six concrete underground sumps. | 2012-11-29 | 37300 | 100
16673 | T1 | NA Industries, Inc. | NA Industries Pasadena Chemical Plant | 4631 Old Highway 146, Suite A | Pasadena | TX | 77507 | Harris | CN603576364 | RN105826440 | secondary containment dike for neutralization area. | The following property is used 100% for pollution control and is installed to meet or exceed federal or state regulations: neutralization area chemical containment dike. | 2012-11-29 | 167700 | 100
16674 | T1 | NA Industries, Inc. | NA Industries Pasadena Chemical Plant | 4631 Old Highway 146, Suite A | Pasadena | TX | 77507 | Harris | CN603576364 | RN105826440 | secondary containment for caustic tank, caustic receiving area, and truck unloading area including pads and dikes. | The following property is used 100% for pollution control and is installed to meet or exceed federal or state regulations: secondary containment for caustic tank, caustic receiving area, and truck unloading area including pads and dikes. | 2012-11-29 | 189200 | 100
16675 | T1 | NA Industries, Inc. | NA Industries Pasadena Chemical Plant | 4631 Old Highway 146, Suite A | Pasadena | TX | 77507 | Harris | CN603576364 | RN105826440 | concrete secondary containment area and dike for the chemical tank farm. | The following property is used 100% for pollution control and is installed to meet or exceed federal or state regulations: concrete secondary containment area and dike for the chemical tank farm. | 2012-11-29 | 138900 | 100
16676 | T1 | American Acryl, LP | American Acryl Pasadena Plant | 4631 Old Highway 146, Suite B | Pasadena | TX | 77507 | Harris | CN600731756 | RN101379287 | selective catalytic reduction system including ammonia storage and injection. | The following property is used 100% for pollution control and is installed to meet or exceed federal or state regulations: selective catalytic reduction system including ammonia storage and injection. | 2012-11-05 | 1900880 | 100
16677 | T3 | Southwestern Electric Power Company | Pirkey Power Plant | 2400 Farm Road 3251 | Hallsville | TX | 75650 | Harrison | CN600126767 | RN100214287 | replacement expansion joints and wires in the electrostatic precipitators. | The following property is used 100% for pollution control and is installed to meet or exceed federal or state regulations: replacement expansion joints and wires in the electrostatic precipitators. | 2012-12-04 | 973821 | 100
16678 | T1 | Southwestern Public Service Company | Tolk Station | 3 miles S on FM 2910 | Sudan | TX | 79347 | Lamb | CN601481336 | RN100224534 | low NOx burner for Unit #1. | The following property is used 100% for pollution control and is installed to meet or exceed federal or state regulations: the incremental cost difference between the cost of the Unit #1 low NOx burner and the cost of a similarly sized burner without the NOx controls. | 2012-11-05 | 4203359 | 100
16679 | T1 | PVR Gas Resources, LLC | Spearman Gas Processing Plant | 11345 FM 281 | Spearman | TX | 79081 | Ochiltree | CN602806465 | RN100222785 | flare. | The following property is used 100% for pollution control and is installed to meet or exceed federal or state regulations: flare. | 2012-11-06 | 2731800 | 100
16680 | T1 | International Paper Company | Texarkana Mill | 9978 FM 3129 | Queens City | TX | 75572 | Cass | CN601047830 | RN100543115 | greenhouse gas monitors installed on recovery boilers, power boilers, and lime kilns. | The following property is used 100% for pollution control and is installed to meet or exceed federal or state regulations: greenhouse gas monitors installed on recovery boilers, power boilers, and lime kilns to monitor CO2, CH4, and N2O emissions. | 2012-11-07 | 430017 | 100
16681 | T1 | International Paper Company | Texarkana Mill | 9978 FM 3129 | Queens City | TX | 75572 | Cass | CN601047830 | RN100543115 | electrostatic precipitator (ESP) improvements including replacement of controls, lower section of ESP stack, and stack ladder. | The following property is used 100% for pollution control and is installed to meet or exceed federal or state regulations: electrostatic precipitator (ESP) improvements including replacement of controls, lower section of ESP stack, and stack ladder. | 2012-11-09 | 527669 | 100
16682 | T1 | International Paper Company | Texarkana Mill | 9978 FM 3129 | Queens City | TX | 75572 | Cass | CN601047830 | RN100543115 | upgrade of computer system hardware and software used to collect and analyze emissions data; upgrade of the opacity monitor on Power Boiler No. 1; installation of SO2 monitor on Recovery Boiler No. 1; installation of H2S monitor at the pulp digester; MACT emissions monitoring improvements used to measure consumption of different fuel types used by the power and recovery boilers solely to calculate HAP emissions. | The following property is used 100% for pollution control and is installed to meet or exceed federal or state regulations: upgrade of computer system hardware and software used to collect and analyze emissions data; upgrade of the opacity monitor on Power Boiler No. 1; installation of SO2 monitor on Recovery Boiler No. 1; installation of H2S monitor at the pulp digester; MACT emissions monitoring improvements used to measure consumption of different fuel types used by the power and recovery boilers solely to calculate HAP emissions. | 2012-12-07 | 556016 | 100
16683 | T1 | International Paper Company | Texarkana Mill | 9978 FM 3129 | Queens City | TX | 75572 | Cass | CN601047830 | RN100543115 | installation of duplex strainers in the scrubber medium recirculation loops for recovery boiler No. 1 scrubber and the recovery boiler No. 2 scrubber; installation of additional scrubber medium recirculation pumps and nozzle access points for the lime kiln No. 1 scrubber and lime kiln No. 2 scrubber; replacement of the scrubber stack and transition cone for the lime kiln No. 1 scrubber; and upgrading of the existing scrubber medium recirculation pump and installation of an adjustable throat for lime kiln No. 2 scrubber. | The following property is used 100% for pollution control and is installed to meet or exceed federal or state regulations: installation of duplex strainers in the scrubber medium recirculation loops for recovery boiler No. 1 scrubber and the recovery boiler No. 2 scrubber; installation of additional scrubber medium recirculation pumps and nozzle access points for the lime kiln No. 1 scrubber and lime kiln No. 2 scrubber; replacement of the scrubber stack and transition cone for the lime kiln No. 1 scrubber; and upgrading of the existing scrubber medium recirculation pump and installation of an adjustable throat for lime kiln No. 2 scrubber. | 2012-12-10 | 217667 | 100
16684 | T1 | Enterprise Products Texas Operating, LLC | Mont Belvieu Complex | 10207 FM 1942 | Mont Belvieu | TX | 77580 | Chambers | CN603211277 | RN102323268 | continuous emission monitoring system consisting of O2, CO2, and NOx analyzers; a sample system; three dual channel temperature controllers; an enclosure; and a programmable logic controller. | The following property is used 100% for pollution control and is installed to meet or exceed federal or state regulations: continuous emission monitoring system consisting of O2, CO2, and NOx analyzers; a sample system; three dual channel temperature controllers; an enclosure; and a programmable logic controller. | 2012-11-19 | 250314 | 100
16685 | T1 | Oil City Iron Works, Inc. | Oil City Iron Works Casting Plant | 814 South Main Street | Corsicana | TX | 75110 | Navarro | CN600390694 | RN100683739 | Camil Farr GS6 4000 cubic feet per minute baghouse. | The following property is used 100% for pollution control and is installed to meet or exceed federal or state regulations: Camil Farr GS6 4000 cubic feet per minute baghouse. | 2012-12-17 | 13189 | 100
16686 | T1 | International Paper Company | Texarkana Mill | 9978 FM 3129 | Queens City | TX | 75572 | Cass | CN601047830 | RN100543115 | spill containment improvements around the natural gas petroleum condensate collection tank; oil/water sensor installed in the spill and storm water collection basin constructed for the fuel oil storage tanks; liquid level transmitters installed on pulping liquor storage tanks; size increase to the spill and storm water collection basin constructed for the fuel oil storage tanks and installation of a pump and piping; and concrete diversions for spills. | The following property is used 100% for pollution control and is installed to meet or exceed federal or state regulations: spill containment improvements around the natural gas petroleum condensate collection tank; oil/water sensor installed in the spill and storm water collection basin constructed for the fuel oil storage tanks; liquid level transmitters installed on pulping liquor storage tanks; size increase to the spill and storm water collection basin constructed for the fuel oil storage tanks and installation of a pump and piping; and concrete diversions for spills. | 2013-04-03 | 841799 | 100
16687 | T1 | Golden Spread Electric Cooperative, Inc. | Mustang Station Unit 6 | 1937 CR 390 | Denver City | TX | 79323 | Yoakum | CN603228875 | RN104333521 | 12,014 square feet of concrete paving of outdoor vehicular traffic areas. | The following property is used 100% for pollution control and is installed to meet or exceed federal or state regulations: 12,014 square feet of concrete paving of outdoor vehicular traffic areas. | 2013-01-07 | 52000 | 100
16688 | T1 | Golden Spread Electric Cooperative, Inc. | Mustang Station Unit 6 | 1937 CR 390 | Denver City | TX | 79323 | Yoakum | CN603228875 | RN104333521 | CEMS consisting of analyzers, sampling systems, temperature monitors, flow monitors, and opacity monitors. | The following property is used 100% for pollution control and is installed to meet or exceed federal or state regulations: CEMS consisting of analyzers, sampling systems, temperature monitors, flow monitors, and opacity monitors installed on the TURB3 emission point. | 2012-11-28 | 300655 | 100
16689 | T2 | Golden Spread Electric Cooperative, Inc. | Mustang Station Unit 6 | 1937 CR 390 | Denver City | TX | 79323 | Yoakum | CN603228875 | RN104333521 | GE Dry Low NOx Combustion System consisting of the following components: fuel nozzle assemblies, transition piece assemblies, cap assemblies, combustion liners, inner crossfire tubes, and outer crossfire tubes. | The following property is used 100% for pollution control and is installed to meet or exceed federal or state regulations: GE Dry Low NOx Combustion System consisting of the following components: fuel nozzle assemblies, transition piece assemblies, cap assemblies, combustion liners, inner crossfire tubes, and outer crossfire tubes. | 2012-12-20 | 5135090 | 100
16690 | T1 | Golden Spread Electric Cooperative, Inc. | Mustang Station Unit 6 | 1937 CR 390 | Denver City | TX | 79323 | Yoakum | CN603228875 | RN104333521 | one wastewater sump, two wastewater sump pumps, and one oil/water separator. | The following property receives a 100% positive use determination: one wastewater sump, two wastewater sump pumps, and one oil/water separator. | 2013-05-08 | 170840 | 100
16691 | T1 | Oil City Iron Works, Inc. | Oil City Iron Works Casting Plant | 814 South Main Street | Corsicana | TX | 75110 | Navarro | CN600390694 | RN100683739 | 650 square foot containment area with bermed concrete slab covered by a metal roof. | The following property is used 100% for pollution control and is installed to meet or exceed federal or state regulations: 650 square foot containment area with bermed concrete slab covered by a metal roof. | 2012-11-20 | 25324 | 100
16692 | T1 | Oil City Iron Works, Inc. | Oil City Iron Works Casting Plant | 814 South Main Street | Corsicana | TX | 75110 | Navarro | CN600390694 | RN100683739 | filtration and exhaust chamber for paint booth #1 and paint spray chamber #2. | The following property is used 100% for pollution control and is installed to meet or exceed federal or state regulations: filtration and exhaust chamber for paint booth #1 and paint spray chamber #2. | 2012-12-17 | 19335 | 100
16693 | T1 | Oil City Iron Works, Inc. | Oil City Iron Works Casting Plant | 814 South Main Street | Corsicana | TX | 75110 | Navarro | CN600390694 | RN100683739 | Donaldson Torit dust collector mounted adjacent to the 8 foot shot-blast machine. | The following property is used 100% for pollution control and is installed to meet or exceed federal or state regulations: Donaldson Torit dust collector mounted adjacent to the 8 foot shot-blast machine. | 2012-12-17 | 5690 | 100
16694 | T2 | Golden Spread Electric Cooperative, Inc. | Mustang Station Unit 6 | 1937 CR 390 | Denver City | TX | 79323 | Yoakum | CN603228875 | RN104333521 | combustion turbine stack, testing and sampling ports, and platform used to access sampling ports. | The following property is used 100% for pollution control and is installed to meet or exceed federal or state regulations: combustion turbine stack, testing and sampling ports, and platform used to access sampling ports. | 2013-04-17 | 1087500 | 100
16695 | T1 | Golden Spread Electric Cooperative, Inc. | Mustang Station Unit 6 | 1937 CR 390 | Denver City | TX | 79323 | Yoakum | CN603228875 | RN104333521 | secondary containment concrete pads and curbing installed around transformers, combustion turbine, and chiller module. | The following property receives a 100% positive use determination: secondary containment concrete pads and curbing installed around transformers, combustion turbine, and chiller module. | 2013-05-09 | 937060 | 100
16696 | T1 | Quanah Pipeline Company LLC | Roberts Ranch Station | GPS 31.780471 - 102.24393 | Midland | TX |  | Midland | None | None | smokeless flare consisting of a flare tip, tripod air riser, flamex pilot, control system, air blower, flame arrester, pilot gas valve train, control stand, and a 54” by 5’ knock out drum. | The following property is used 100% for pollution control and is installed to meet or exceed federal or state regulations: smokeless flare consisting of a flare tip, tripod air riser, flamex pilot, control system, air blower, flame arrester, pilot gas valve train, control stand, and a 54” by 5’ knock out drum. | 2012-11-29 | 525341 | 100
16697 | T1 | Enterprise Crude Pipeline LLC | Sealy Crude Station | 2405 South Highway 36 | Sealy | TX | 77474 | Austin | CN603272592 | RN100211770 | external floating roof with mechanical shoe primary seal and rim mounted secondary seal for tank 3502. | The following property is used 100% for pollution control and is installed to meet or exceed federal or state regulations: external floating roof with mechanical shoe primary seal and rim mounted secondary seal for tank 3502. | 2012-11-29 | 1823305 | 100
16698 | T1 | Enterprise Crude Pipeline LLC | Sealy Crude Station | 2405 South Highway 36 | Sealy | TX | 77474 | Austin | CN603272592 | RN100211770 | external floating roof with mechanical shoe primary seal and rim mounted secondary seal for tank 3501. | The following property is used 100% for pollution control and is installed to meet or exceed federal or state regulations: external floating roof with mechanical shoe primary seal and rim mounted secondary seal for tank 3501. | 2012-11-29 | 1823305 | 100
16699 | T1 | Enterprise Crude Pipeline LLC | Sealy Crude Station | 2405 South Highway 36 | Sealy | TX | 77474 | Austin | CN603272592 | RN100211770 | external floating roof with mechanical shoe primary seal and rim mounted secondary seal for tank 3503. | The following property is used 100% for pollution control and is installed to meet or exceed federal or state regulations: external floating roof with mechanical shoe primary seal and rim mounted secondary seal for tank 3503. | 2012-11-29 | 2279132 | 100
16700 | T1 | Enterprise Crude Pipeline LLC | Sealy Crude Station | 2405 South Highway 36 | Sealy | TX | 77474 | Austin | CN603272592 | RN100211770 | external floating roof with mechanical shoe primary seal and rim mounted secondary seal for tank 3504. | The following property is used 100% for pollution control and is installed to meet or exceed federal or state regulations: external floating roof with mechanical shoe primary seal and rim mounted secondary seal for tank 3504. | 2012-11-29 | 2279132 | 100
16701 | T1 | International Paper Company | Texarkana Mill | 9978 FM 3129 | Queens City | TX | 75572 | Cass | CN601047830 | RN100543115 | power boiler multi-clone dust collection system; power boiler waste system monitoring equipment; power boiler waste system settling pond dredge pump improvements; and power boiler waste system tanks and piping improvements. | The following property is used 100% for pollution control and is installed to meet or exceed federal or state regulations: power boiler multi-clone dust collection system; power boiler waste system monitoring equipment; power boiler waste system settling pond dredge pump improvements; and power boiler waste system tanks and piping improvements. | 2012-12-10 | 2578300 | 100
16702 | T1 | International Paper Company | Texarkana Mill | 9978 FM 3129 | Queens City | TX | 75572 | Cass | CN601047830 | RN100543115 | foul condensate treatment system improvements including replacement of the thermal combustor vent stack, control system, and flame tube; stripper; additional monitoring equipment including flow meters, a thermocouple, and control valve; vacuum nozzle and line used to collect non-condensable gas and transfer it to the thermal combustor. | The following property is used 100% for pollution control and is installed to meet or exceed federal or state regulations: foul condensate treatment system improvements including replacement of the thermal combustor vent stack, control system, and flame tube; stripper; additional monitoring equipment including flow meters, a thermocouple, and control valve; vacuum nozzle and line used to collect non-condensable gas and transfer it to the thermal combustor. | 2012-12-12 | 1183808 | 100
16703 | T1 | Enterprise Crude Pipeline LLC | Marshall Crude Station | 300 Gonzales County Road 287 | Gonzales | TX | 78629 | Gonzales | CN603272592 | RN105965990 | external floating roof with mechanical shoe primary seal and rim mounted secondary seal for tank 3601. | The following property is used 100% for pollution control and is installed to meet or exceed federal or state regulations: external floating roof with mechanical shoe primary seal and rim mounted secondary seal for tank 3601. | 2012-12-04 | 1342789 | 100
16704 | T1 | Enterprise Crude Pipeline LLC | Marshall Crude Station | 300 Gonzales County Road 287 | Gonzales | TX | 78629 | Gonzales | CN603272592 | RN105965990 | external floating roof with mechanical shoe primary seal and rim mounted secondary seal for tank 3602. | The following property is used 100% for pollution control and is installed to meet or exceed federal or state regulations: external floating roof with mechanical shoe primary seal and rim mounted secondary seal for tank 3602. | 2012-12-04 | 1342789 | 100
16705 | T1 | Enterprise Crude Pipeline LLC | Marshall Crude Station | 300 Gonzales County Road 287 | Gonzales | TX | 78629 | Gonzales | CN603272592 | RN105965990 | external floating roof with mechanical shoe primary seal and rim mounted secondary seal for tank 3603. | The following property is used 100% for pollution control and is installed to meet or exceed federal or state regulations: external floating roof with mechanical shoe primary seal and rim mounted secondary seal for tank 3603. | 2012-12-04 | 1342789 | 100
16706 | T1 | Enterprise Crude Pipeline LLC | Marshall Crude Station | 300 Gonzales County Road 287 | Gonzales | TX | 78629 | Gonzales | CN603272592 | RN105965990 | external floating roof with mechanical shoe primary seal and rim mounted secondary seal for tank 3604. | The following property is used 100% for pollution control and is installed to meet or exceed federal or state regulations: external floating roof with mechanical shoe primary seal and rim mounted secondary seal for tank 3604. | 2012-12-04 | 1367479 | 100
16707 | T1 | Enterprise Crude Pipeline LLC | Milton Crude Station | 1463 County Road 293 | Gillett | TX | 78116 | Karnes | CN603272592 | RN106036395 | external floating roof with mechanical shoe primary seal and rim mounted secondary seal for tank 3701. | The following property is used 100% for pollution control and is installed to meet or exceed federal or state regulations: external floating roof with mechanical shoe primary seal and rim mounted secondary seal for tank 3701. | 2012-12-04 | 911653 | 100
16708 | T1 | Enterprise Crude Pipeline LLC | Milton Crude Station | 1463 County Road 293 | Gillett | TX | 78116 | Karnes | CN603272592 | RN106036395 | external floating roof with mechanical shoe primary seal and rim mounted secondary seal for tank 3702. | The following property is used 100% for pollution control and is installed to meet or exceed federal or state regulations: external floating roof with mechanical shoe primary seal and rim mounted secondary seal for tank 3702. | 2012-12-04 | 911953 | 100
16709 | T1 | Enterprise Crude Pipeline LLC | Milton Crude Station | 1463 County Road 293 | Gillett | TX | 78116 | Karnes | CN603272592 | RN106036395 | external floating roof with mechanical shoe primary seal and rim mounted secondary seal for tank 3703. | The following property is used 100% for pollution control and is installed to meet or exceed federal or state regulations: external floating roof with mechanical shoe primary seal and rim mounted secondary seal for tank 3703. | 2012-12-04 | 911653 | 100
16710 | T1 | International Paper Company | Texarkana Mill | 9978 FM 3129 | Queens City | TX | 75572 | Cass | CN601047830 | RN100543115 | green liquor solid waste treatment system including rotary drum filter, steel platform for the filter, steel hood attached to the filter frame, associated vacuum pump, and associated electrical equipment. | The following property is used 100% for pollution control and is installed to meet or exceed federal or state regulations: green liquor solid waste treatment system including rotary drum filter, steel platform for the filter, steel hood attached to the filter frame, associated vacuum pump, and associated electrical equipment. | 2013-04-10 | 3817002 | 100
16711 | T1 | Enterprise Crude Pipeline LLC | Echo Crude Terminal | 6849 1/2 E. Sam Houston Pkwy S | Houston | TX | 77034 | Harris | CN603272592 | RN106070816 | external floating roof with mechanical shoe primary seal and rim mounted secondary seal for tank 3901. | The following property is used 100% for pollution control and is installed to meet or exceed federal or state regulations: external floating roof with mechanical shoe primary seal and rim mounted secondary seal for tank 3901. | 2013-01-03 | 2022908 | 100
16712 | T1 | Enterprise Crude Pipeline LLC | Echo Crude Terminal | 6849 1/2 E. Sam Houston Pkwy S | Houston | TX | 77034 | Harris | CN603272592 | RN106070816 | external floating roof with mechanical shoe primary seal and rim mounted secondary seal for tank 3902. | The following property is used 100% for pollution control and is installed to meet or exceed federal or state regulations: external floating roof with mechanical shoe primary seal and rim mounted secondary seal for tank 3902. | 2013-01-03 | 2022908 | 100
16713 | T1 | Enterprise Crude Pipeline LLC | Echo Crude Terminal | 6849 1/2 E. Sam Houston Pkwy S | Houston | TX | 77034 | Harris | CN603272592 | RN106070816 | external floating roof with mechanical shoe primary seal and rim mounted secondary seal for tank 3903. | The following property is used 100% for pollution control and is installed to meet or exceed federal or state regulations: external floating roof with mechanical shoe primary seal and rim mounted secondary seal for tank 3903. | 2013-01-03 | 2022908 | 100
16714 | T1 | Enterprise Crude Pipeline LLC | Lyssy Crude Station | 13580 FM 1344 | Falls City | TX | 78113 | Wilson | CN603272592 | RN106075872 | external floating roof with mechanical shoe primary seal and rim mounted secondary seal for tank 3801. | The following property is used 100% for pollution control and is installed to meet or exceed federal or state regulations: external floating roof with mechanical shoe primary seal and rim mounted secondary seal for tank 3801. | 2013-01-03 | 1305322 | 100
16715 | T1 | Enterprise Crude Pipeline LLC | Lyssy Crude Station | 13580 FM 1344 | Falls City | TX | 78113 | Wilson | CN603272592 | RN106075872 | external floating roof with mechanical shoe primary seal and rim mounted secondary seal for tank 3802. | The following property is used 100% for pollution control and is installed to meet or exceed federal or state regulations: external floating roof with mechanical shoe primary seal and rim mounted secondary seal for tank 3802. | 2013-01-03 | 1305322 | 100
16716 | T1 | Enterprise Crude Pipeline LLC | Lyssy Crude Station | 13580 FM 1344 | Falls City | TX | 78113 | Wilson | CN603272592 | RN106075872 | external floating roof with mechanical shoe primary seal and rim mounted secondary seal for tank 3803. | The following property is used 100% for pollution control and is installed to meet or exceed federal or state regulations: external floating roof with mechanical shoe primary seal and rim mounted secondary seal for tank 3803. | 2013-01-03 | 1740430 | 100
16717 | T1 | Enterprise Crude Pipeline LLC | Lyssy Crude Station | 13580 FM 1344 | Falls City | TX | 78113 | Wilson | CN603272592 | RN106075872 | external floating roof with mechanical shoe primary seal and rim mounted secondary seal for tank 3804. | The following property is used 100% for pollution control and is installed to meet or exceed federal or state regulations: external floating roof with mechanical shoe primary seal and rim mounted secondary seal for tank 3804. | 2013-01-03 | 1740430 | 100
16718 | T1 | Chevron U.S.A. Inc. | Chevron Port Arthur Distribution Center | 7th Street West | Port Arthur | TX | 77640 | Jefferson | CN600126544 | RN102380862 | sump modifications PS-195; pumps and motors; generators; electric circuitry; piping; and sleeper racks used in management of potentially contaminated stormwater. | The following property is used 100% for pollution control and is installed to meet or exceed federal or state regulations: sump modifications PS-195; pumps and motors; generators; electric circuitry; piping; and sleeper racks used in management of potentially contaminated stormwater. In order to receive a positive use determination, an applicant must cite to the federal, state, or local environmental law, rule, or regulation being met or exceeded by the use, construction, acquisition, or installation of the subject property. The rule citations listed in Application No. 16718 are not appropriate for the following reasons. • Texas Pollutant Discharge Elimination System (TPDES) Permit No. WQ0000309000 is issued to Premcor Refining Group Inc. As such, Premcor Refining Group Inc. is solely responsible for complying with terms and conditions of the permit. Operational Requirement No. 4, cited in Chevron’s application, explicitly requires the permittee to install and maintain adequate safeguards against the discharge of untreated or inadequately treated wastes during electrical power failures. Chevron is not listed as the permittee or a co-permittee on TPDES Permit No. WQ0000309000; therefore, Chevron is not required to comply with Operational Requirement No. 4. • Additionally, Texas Water Code (TWC) § 26.121(c) is a general prohibition against unauthorized waste discharges. This general prohibition, standing alone, does not require the installation of pollution control equipment. General prohibitions are considered appropriate citations only when accompanied by citations to specific rules that require the applicant to install the property/equipment. | 2014-04-18 | 1461933 | 100
16719 | T1 | Enterprise Crude Pipeline LLC | Eagle Lake Road Rectifier | Eagle Lake Road | Sealy | TX |  | Austin | CN603272592 | None | impressed current cathodic protection rectifier. | The following property is used 100% for pollution control and is installed to meet or exceed federal or state regulations: impressed current cathodic protection rectifier. | 2013-01-03 | 55000 | 100
16720 | T1 | Enterprise Products Texas Operating, LLC | Mont Belvieu Complex | 10207 FM 1942 | Mont Belvieu | TX | 77580 | Chambers | CN603211277 | RN102323268 | continuous emission monitoring system for hot oil heater for Fractionator V process area. | The following property is used 100% for pollution control and is installed to meet or exceed federal or state regulations: continuous emission monitoring system for hot oil heater for Fractionator V process area. | 2012-12-19 | 575000 | 100
16721 | T1 | Enterprise Products Texas Operating, LLC | Mont Belvieu Complex | 10207 FM 1942 | Mont Belvieu | TX | 77580 | Chambers | CN603211277 | RN103323268 | continuous emission monitoring system for hot oil heater for Fractionator VI process area. | The following property is used 100% for pollution control and is installed to meet or exceed federal or state regulations: continuous emission monitoring system for hot oil heater for Fractionator VI process area. | 2012-12-19 | 575000 | 100
16722 | T1 | Enterprise Products Texas Operating, LLC | Mont Belvieu Complex | 10207 FM 1942 | Mont Belvieu | TX | 77580 | Chambers | CN603211277 | RN102323268 | continuous emission monitoring system for hot oil heater for Fractionator IV process area. | The following property is used 100% for pollution control and is installed to meet or exceed federal or state regulations: continuous emission monitoring system for hot oil heater for Fractionator IV process area. | 2012-12-19 | 575000 | 100
16723 | T1 | Oak Grove Management Company LLC | Oak Grove Steam Electric Station | 8127 Oak Grove Rd | Franklin | TX | 77856 | Robertson | CN602881955 | RN100216191 | Coal Combustion Waste Management System consisting of fuel mineral pyrite reject handling system including pumps and hoppers; economizer ash waste handling system including economizer ash furnace transitions, conveyors, and hoppers; bottom ash waste management system including bottom ash submerged chain conveyors, transfer conveyors, and interim storage bunkers; fly ash waste handling system including fly ash conveyor blowers, filter separators, vacuum exhauster, storage silo and ash wetting silo un-loader; waste management pumps and power distribution system; flue gas desulfurization pond A; gypsum dewatering equipment; lignite area pretreatment runoff pond; and industrial waste management facilities including associated dedicated haul roads | The following property is used 100% for pollution control and is installed to meet or exceed federal or state regulations: Coal Combustion Waste Management System consisting of fuel mineral pyrite reject handling system including pumps and hoppers; economizer ash waste handling system including economizer ash furnace transitions, conveyors, and hoppers; bottom ash waste management system including bottom ash submerged chain conveyors, transfer conveyors, and interim storage bunkers; fly ash waste handling system including fly ash conveyor blowers, filter separators, vacuum exhauster, storage silo and ash wetting silo un-loader; waste management pumps and power distribution system; flue gas desulfurization pond A; gypsum dewatering equipment; lignite area pretreatment runoff pond; and industrial waste management facilities including associated dedicated haul roads. | 2013-01-10 | 170005823 | 100
16724 | T1 | Enterprise Products Texas Operating, LLC | Mont Belvieu Complex | 10207 FM 1942 | Mont Belvieu | TX | 77580 | Chambers | CN603211277 | RN102323268 | continuous emission monitoring system installed for the south plant hot oil heater. | The following property is used 100% for pollution control and is installed to meet or exceed federal or state regulations: continuous emission monitoring system installed for the south plant hot oil heater. | 2013-01-10 | 575000 | 100
16725 | T1 | Enterprise Products Texas Operating, LLC | Mont Belvieu Complex | 10207 FM 1942 | Mont Belvieu | TX | 77580 | Chambers | CN603211277 | RN102323268 | continuous emission monitoring system installed on the Splitter IV Overheads Compressor Package. | The following property is used 100% for pollution control and is installed to meet or exceed federal or state regulations: continuous emission monitoring system installed on the Splitter IV Overheads Compressor Package. | 2013-01-10 | 575000 | 100
16726 | T1 | Southwestern Public Service Company | Jones Station | 2 mi. E of US 84 on FM 3020 | Lubbock | TX | 79404 | Lubbock | CN601481336 | RN100224765 | center pivot on irrigation system in Section 26 used for the disposal of treated wastewater. | The following property is used 100% for pollution control and is installed to meet or exceed federal or state regulations: center pivot on irrigation system in Section 26 used for the disposal of treated wastewater. | 2013-02-12 | 264069 | 100
16727 | T1 | Southwestern Public Service Company | Tolk Station | 3 miles S on FM 2910 | Sudan | TX | 79347 | Lamb | CN601481336 | RN100224534 | replacement controls on Unit 2 elevator used to access baghouse for inspection and repairs. | The following property is used 100% for pollution control and is installed to meet or exceed federal or state regulations: replacement controls on Unit 2 elevator used to access baghouse for inspection and repairs. | 2013-02-12 | 108117 | 100
16728 | T1 | Southwestern Public Service Company | Tolk Station | 3 miles S on FM 2910 | Sudan | TX | 79347 | Lamb | CN601481336 | RN100224534 | replacement baghouse filters for Unit 1. | The following property is used 100% for pollution control and is installed to meet or exceed federal or state regulations: replacement baghouse filters for Unit 1. | 2013-01-10 | 681704 | 100
16729 | T1 | Southwestern Public Service Company | Tolk Station | 3 miles S on FM 2910 | Sudan | TX | 79347 | Lamb | CN601481336 | RN100224534 | polyethylene synthetic liner installed in landfill used to dispose of self-generated lime sludge. | The following property is used 100% for pollution control and is installed to meet or exceed federal or state regulations: polyethylene synthetic liner installed in landfill used to dispose of self-generated lime sludge. | 2013-02-12 | 107164 | 100
16730 | T1 | Bubbles Express LTD | Bubbles Express Louetta | 7715 Louetta Road | Spring | TX | 77379 | Harris | CN603461880 | RN109628511 | .72 acre stormwater detention pond with weir trash collector and an API oil and water separator. | The following property is used 100% for pollution control and is installed to meet or exceed federal or state regulations: .72 acre stormwater detention pond with weir trash collector and an API oil and water separator. | 2013-01-22 | 126476 | 100
16731 | T1 | Enbridge G & P (East Texas) LP | Aker Plant Disposal Well | 7.5 miles east of Streetman | Streetman | TX | 75859 | Freestone | CN603573817 | RN100222819 | sour gas disposal injection well including associated pumps, controls, filters, piping, and wellhead. | The following property is used 100% for pollution control and is installed to meet or exceed federal or state regulations: sour gas disposal injection well including associated pumps, controls, filters, piping, and wellhead. | 2013-04-10 | 5750000 | 100
16732 | T1 | Chesapeake Operating, Inc. | Polley SWD | 10149 FM 1902 | Johnson County | TX |  | Johnson | CN600514004 | RN109628529 | salt water disposal well and associated pumps, collection tanks, piping, and monitoring equipment. | The following property receives a 100% positive use determination: salt water disposal well and associated pumps, collection tanks, piping, and monitoring equipment. | 2013-03-07 | 4872091 | 100
16733 | T1 | ISP Technologies Inc | utilities section of ISP plant | 4501 Attwater Avenue | Texas City | TX | 77592 | Galveston | CN600505580 | RN100825272 | Deepwell No. 4 wastewater injection well; associated pumps; and pretreatment tanks and equipment. | The following property receives a 100% positive use determination: Deepwell No. 4 wastewater injection well; associated pumps; and pretreatment tanks and equipment. | 2013-03-07 | 4950000 | 100
16734 | T1 | Invista S.A.R.L. | Victoria Plant | 2695 Old Bloomington Rd N | Victoria | TX | 77905 | Victoria | CN602582231 | RN102663671 | selective non-catalytic reduction system and the incremental cost difference for eight low-NOx burners vs. the cost of the existing burners without NOx controls. | The following property receives a 100% positive use determination: selective non-catalytic reduction system and the incremental cost difference for eight low-NOx burners vs. the cost of the existing burners without NOx controls. | 2013-04-24 | 7230000 | 100
16735 | T1 | General Motors Corporation | Arlington Assembly Center | 2525 East Abram Street | Arlington | TX | 76010 | Tarrant | CN600131825 | RN102505963 | Haden Exhaust System installed on Clearcoat Booths A and B; Durr Concentrator; dedicated VOC-laden air ducting support trestles for duct routes to the Durr Concentrator and RTOs; and two standby exhaust fans for the exhaust filtration systems on Basecoat Booths A, B, and C and Clearcoat Booth C. | The following property receives a 100% positive use determination: Haden Exhaust System installed on Clearcoat Booths A and B; Durr Concentrator; dedicated VOC-laden air ducting support trestles for duct routes to the Durr Concentrator and RTOs; and two standby exhaust fans for the exhaust filtration systems on Basecoat Booths A, B, and C and Clearcoat Booth C. | 2013-03-11 | 4114401 | 100
16736 | T1 | General Motors Corporation | Arlington Assembly Center | 2525 East Abram Street | Arlington | TX | 76010 | Tarrant | CN600131825 | RN102505963 | eight Torit Smoke Exhaust Units installed in the Tooling Shop; one 400 amp Buss Plug installed in the Tooling Shop for the Torit Smoke Exhaust Units; and Smoke Exhaust Unit installed in the Lift Gate Laser Welding Process Area. | The following property is used 100% for pollution control and is installed to meet or exceed federal or state regulations: eight Torit Smoke Exhaust Units installed in the Tooling Shop; one 400 amp Buss Plug installed in the Tooling Shop for the Torit Smoke Exhaust Units; and Smoke Exhaust Unit installed in the Lift Gate Laser Welding Process Area. | 2013-04-12 | 934476 | 100
16737 | T1 | TECO Gas Processing LLC | Indian Springs Gas Plant | 2825 Three Bridge Road | Livingston | TX | 77351 | Polk | CN603211277 | RN100228998 | Zeeco vertical forced draft thermal oxidizer. | The following property is used 100% for pollution control and is installed to meet or exceed federal or state regulations: Zeeco vertical forced draft thermal oxidizer. | 2013-02-01 | 546660 | 100
16738 | T1 | General Motors Corporation | Arlington Assembly Center | 2525 East Abram Street | Arlington | TX | 76010 | Tarrant | CN600131825 | RN102505963 | storm sewers on the perimeter of the Body Shop and the storm water retention pond located north of the Body Shop. | The following property receives a 100% positive use determination: storm sewers on the perimeter of the Body Shop and the storm water retention pond located north of the Body Shop. | 2013-03-08 | 3325027 | 100
16739 | T1 | TECO Gas Processing LLC | Indian Springs Gas Plant | 2825 Three Bridge Road | Livingston | TX | 77351 | Polk | CN603211277 | RN100228998 | flare. | The following property is used 100% for pollution control and is installed to meet or exceed federal or state regulations: flare. | 2013-02-01 | 139050 | 100
16740 | T1 | Textool Company, LLC | Textool Machine Shop | 1124 Hackney Street | Houston | TX | 77023 | Harris | CN601472806 | RN102903226 | Col-Met Model EIE 1208 paint booth. | Returned for failure to respond to a deficiency letter. | 2013-05-31 | 22909.48 | 100
16741 | T1 | Eastman Chemical Company | Texas Operations | 300 Kodak Blvd | Longview | TX | 75602 | Harrison | CN601214406 | RN100219815 | selective catalytic reduction system including NH3 storage and transport system, NH3 vaporization skid, and the NOx catalyst bed support system; the flue gas recycle system; the continuous emission monitoring systems; the CO catalyst Bed support system; and the incremental cost difference between the cost of the two low NOx burners and the cost of similarly sized burners without the NOx controls. | The following property is used 100% for pollution control and is installed to meet or exceed federal or state regulations: selective catalytic reduction system including NH3 storage and transport system, NH3 vaporization skid, and the NOx catalyst bed support system; the flue gas recycle system; the continuous emission monitoring systems; the CO catalyst Bed support system; and the incremental cost difference between the cost of the two low NOx burners and the cost of similarly sized burners without the NOx controls. | 2013-02-04 | 1725000 | 100
16742 | T1 | General Motors Corporation | Arlington Assembly Center | 2525 East Abram Street | Arlington | TX | 76010 | Tarrant | CN600131825 | RN102505963 | wastewater treatment plant upgrades. | The following property receives a 100% positive use determination: wastewater treatment plant upgrades. | 2013-03-26 | 6333905 | 100
16743 | T1 | General Motors Corporation | Arlington Assembly Center | 2525 East Abram Street | Arlington | TX | 76010 | Tarrant | CN600131825 | RN102505963 | waste paint sludge system additions. | The following property receives a 100% positive use determination: waste paint sludge system additions. | 2013-05-07 | 668798 | 100
16744 | T1 | Formosa Utilities Venture Limited | Formosa Plastics Corporation, Texas | 201 Formosa Dr | Point Comfort | TX | 77978 | Calhoun | CN600130017 | RN100218973 | materials handling system consisting of covered conveyors, material crushing area enclosures, and enclosed fuel chute. | Returned for failure to respond to a deficiency letter. | 2013-03-13 | 1896160 | 100
16745 | T1 | Formosa Utilities Venture Limited | Formosa Plastics Corporation, Texas | 201 Formosa Dr | Point Comfort | TX | 77978 | Calhoun | CN600130017 | RN100218973 | flue gas abatement system consisting of cyclones 1 and 2 with vortex finders and ducting; selective non-catalytic reduction system with ammonia storage tank; flue gas recirculation system including fans, blowers, nozzles, and seal pot; limestone injection system; activated carbon system for mercury; and flash dryer and bag filter system. | Returned for failure to respond to a deficiency letter. | 2013-03-13 | 25219246 | 100
16746 | T1 | General Motors Corporation | Arlington Assembly Center | 2525 East Abram Street | Arlington | TX | 76010 | Tarrant | CN600131825 | RN102505963 | secondary containment additions. | Withdrawn/Returned | 2013-03-12 | 231089 | 100
16747 | T1 | Formosa Utilities Venture Limited | Formosa Plastics Corporation, Texas | 201 Formosa Dr | Point Comfort | TX | 77978 | Calhoun | CN600130017 | RN100218973 | 316 foot tall combined boiler exhaust stack. | Returned for failure to respond to a deficiency letter. | 2013-03-13 | 8588000 | 100
16748 | T1 | General Motors Corporation | Arlington Assembly Center | 2525 East Abram Street | Arlington | TX | 76010 | Tarrant | CN600131825 | RN102505963 | asphalt paving of the following vehicular traffic areas: 63,131 sq. ft. in Section 76; 17,440 sq. ft. in Section 78; 51,099 sq. ft. in Section 34; and 38,097 sq. ft. in Section 37. | The following property is used 100% for pollution control and is installed to meet or exceed federal or state regulations: asphalt paving of the following vehicular traffic areas: 63,131 sq. ft. in Section 76; 17,440 sq. ft. in Section 78; 51,099 sq. ft. in Section 34; and 38,097 sq. ft. in Section 37. | 2013-04-12 | 907805 | 100
16749 | T3 | E I Du Pont De Nemours & Co Inc | DuPont La Porte Plant - Sulfuric Acid Manufacturing Unit | 12501 Strang Road | La Porte | TX | 77571 | Harris | CN600128284 | RN100225085 | Brink demister. | The following property is used 64.24% for pollution control and is installed to meet or exceed federal or state regulations: Brink demister. | 2013-04-16 | 3643000 | 64.24
16750 | T1 | Formosa Utilities Venture Limited | Formosa Plastics Corporation, Texas | 201 Formosa Dr | Point Comfort | TX | 77978 | Calhoun | CN600130017 | RN100218973 | stormwater collection system consisting of area paving, collection trenches, sumps, pumps, and tanks. | Returned for failure to respond to a deficiency letter. | 2013-03-17 | 2286590 | 100
16751 | T1 | Formosa Utilities Venture Limited | Formosa Plastics Corporation, Texas | 201 Formosa Dr | Point Comfort | TX | 77978 | Calhoun | CN600130017 | RN100218973 | selective catalytic reduction system and continuous emission monitoring system installed for package boilers THS-70 and THS-80. | The following property is used 100% for pollution control and is installed to meet or exceed federal or state regulations: selective catalytic reduction system and continuous emission monitoring system installed for package boilers THS-70 and THS-80. | 2013-02-12 | 1461049 | 100
16752 | T1 | Halliburton Energy Services, Inc. | Manufacturing Facility/Office | 3000 N Sam Houston Pkwy East | Houston | TX | 77032 | Harris | CN601551203 | RN101720241 | stormwater detention pond. | The following property is used 100% for pollution control and is installed to meet or exceed federal or state regulations: stormwater detention pond. | 2013-02-12 | 2611037 | 100
16753 | T1 | TPC Group, LLC | TPC Group Port Neches Plant | 2102 Spur 136 | Port Neches | TX | 77651 | Jefferson | CN603624289 | RN104964267 | BTU analyzer installed on the North Flare and BTU analyzer installed on the South Flare. | The following property is used 100% for pollution control and is installed to meet or exceed federal or state regulations: BTU analyzer installed on the North Flare and BTU analyzer installed on the South Flare. | 2013-02-12 | 199753 | 100
16754 | T1 | Chevron Phillips Chemical Company LP | Sweeny Complex | Highway 35 South @ FM 5 | Sweeny | TX | 77463 | Brazoria | CN600303614 | RN100825249 | replacement flare tips project including new instrumentation for flare seal drum. | The following property is used 100% for pollution control and is installed to meet or exceed federal or state regulations: replacement flare tips project including new instrumentation for flare seal drum. | 2013-02-12 | 406000 | 100
16755 | T1 | TPC Group, LLC | TPC Group Port Neches Plant | 2102 Spur 136 | Port Neches | TX | 77651 | Jefferson | CN603624289 | RN104964267 | replacement flare tip for North Flare. | The following property is used 100% for pollution control and is installed to meet or exceed federal or state regulations: replacement flare tip for North Flare. | 2013-02-12 | 216000 | 100
16756 | T1 | Chevron Phillips Chemical Company LP | Sweeny Complex | Highway 35 South @ FM 5 | Sweeny | TX | 77463 | Brazoria | CN600303614 | RN100825249 | two pumps and piping at Tank 92. | The following property is used 100% for pollution control and is installed to meet or exceed federal or state regulations: two pumps and piping at Tank 92. | 2013-02-11 | 46000 | 100
16757 | T1 | Chevron Phillips Chemical Company LP | Sweeny Complex | Highway 35 South @ FM 5 | Sweeny | TX | 77463 | Brazoria | CN600303614 | RN100825249 | replacement flare tip, flare pilots, dual thermocouples, and wiring to the DCS control room for flare 22 on the U33 process line. | The following property is used 100% for pollution control and is installed to meet or exceed federal or state regulations: replacement flare tip, flare pilots, dual thermocouples, and wiring to the DCS control room for flare 22 on the U33 process line. | 2013-02-11 | 420000 | 100
16758 | T1 | Chevron Phillips Chemical Company LP | Sweeny Complex | Highway 35 South @ FM 5 | Sweeny | TX | 77463 | Brazoria | CN600303614 | RN100825249 | two oily water surge pumps located at Unit 10ABC. | Returned for failure to respond to a deficiency letter. | 2013-03-17 | 53025 | 100
16759 | T1 | Chevron Phillips Chemical Company LP | Sweeny Complex | Highway 35 South @ FM 5 | Sweeny | TX | 77463 | Brazoria | CN600303614 | RN100825249 | two thermowalls, one with a resistance temperature detectors, installed in the downstream meter runs of each orifice. | The following property is used 100% for pollution control and is installed to meet or exceed federal or state regulations: two thermowalls, one with a resistance temperature detectors, installed in the downstream meter runs of each orifice. | 2013-03-27 | 460000 | 100
16760 | T1 | Chevron Phillips Chemical Company LP | La Porte Ryton PPS Compounding Facility | 10925 State Highway 225 | La Porte | TX | 77571 | Harris | CN600303614 | RN103670048 | Torit Down-Flo dust collector and air intake louvers. | Returned for failure to respond to a deficiency letter. | 2013-03-18 | 185000 | 100
16761 | T1 | Chevron Phillips Chemical Company LP | Pasadena Plastics Complex | 1400 Jefferson Road | Pasadena | TX | 77506 | Harris | CN600303614 | RN100215615 | drain line located on the PE8 line for the Upper Cat Feeders. | The following property is used 100% for pollution control and is installed to meet or exceed federal or state regulations: drain lines located on the PE8 line for the Upper Cat Feeders. | 2013-04-01 | 209000 | 100
16762 | T1 | The Lubrizol Corporation | Bayport Facility | 12801 Bay Area Blvd. | Pasadena | TX | 77507 | Harris | CN600269617 | RN101058410 | enclosed filtration system | Withdrawn/Returned | 2013-04-24 | 276662 | 100
16763 | T1 | The Lubrizol Corporation | Deer Park Facility | 41 Tidal Road | Deer Park | TX | 77536 | Harris | CN600269617 | RN100221589 | vent piping and filter D-76 tank | Withdrawn/Returned | 2013-05-06 | 86028 | 100
16764 | T1 | Calpine Bosque Energy Center, LLC | Bosque Power Plant | 575 Bosque CR 3610 | Clifton | TX | 76634 | Bosque | CN604159848 | RN100226232 | CEMS and SCR system including ammonia storage tank, container, pumps, fans, mixer, catalyst bed, and associated ancillary equipment. | The following property is used 100% for pollution control and is installed to meet or exceed federal or state regulations: CEMS and SCR system including ammonia storage tank, container, pumps, fans, mixer, catalyst bed, and associated ancillary equipment. | 2013-02-12 | 5335158 | 100
16765 | T1 | Pecan Pipeline Company | Slidell Compressor Station | CR 2830 | Slidell | TX | 76234 | Wise | CN603332263 | RN106393994 | regenerative thermal oxidizer. | The following property is used 100% for pollution control and is installed to meet or exceed federal or state regulations: regenerative thermal oxidizer. | 2013-02-14 | 675000 | 100
16766 | T1 | Chevron Phillips Chemical Company LP | Cedar Bayou Chemical Complex | 9500 I-10 East, Exit 796 | Baytown | TX | 77521 | Harris | CN600303614 | RN103919817 | flare tip, HRVOC analyzer, and refurbishment of flare stack and guy wires for the PAO Z251 flare. | The following property is used 100% for pollution control and is installed to meet or exceed federal or state regulations: flare tip, HRVOC analyzer, and refurbishment of flare stack and guy wires for the PAO Z251 flare. | 2013-02-14 | 721616 | 100
16767 | T1 | Chevron Phillips Chemical Company LP | Cedar Bayou Chemical Complex | 9500 I-10 East, Exit 796 | Baytown | TX | 77521 | Harris | CN600303614 | RN103919817 | BTU analyzer and a natural gas control loop. | The following property is used 100% for pollution control and is installed to meet or exceed federal or state regulations: BTU analyzer and natural gas control loop | 2013-04-01 | 360000 | 100
16768 | T1 | Pecan Pipeline Company | Greenwood Compressor Station | 530 CR 2937 | Slidell | TX | 76234 | Wise | CN603332263 | RN106341654 | regenerative thermal oxidizer. | The following property is used 100% for pollution control and is installed to meet or exceed federal or state regulations: regenerative thermal oxidizer. | 2013-02-14 | 675000 | 100
16769 | T1 | Chevron Phillips Chemical Company LP | Cedar Bayou Chemical Complex | 9500 I-10 East, Exit 796 | Baytown | TX | 77521 | Harris | CN600303614 | RN103919817 | spark plug ignition system for flare pilots. | The following property is used 100% for pollution control and is installed to meet or exceed federal or state regulations: spark plug ignition system for flare pilots. | 2013-02-14 | 116000 | 100
16770 | T1 | Chevron Phillips Chemical Company LP | Cedar Bayou Chemical Complex | 9500 I-10 East, Exit 796 | Baytown | TX | 77521 | Harris | CN600303614 | RN103919817 | exhaust fan and piping installed on the rotary airlock vet filter. | Returned for failure to respond to a deficiency letter. | 2013-03-20 | 127000 | 100
16771 | T1 | Chevron Phillips Chemical Company LP | Pasadena Plastics Complex | 1400 Jefferson Road | Pasadena | TX | 77506 | Harris | CN600303614 | RN100215615 | 1,500 feet of 84 inch diameter corrugated metal piping. | The following property is used 100% for pollution control and is installed to meet or exceed federal or state regulations: 1,500 feet of 84 inch diameter corrugated metal piping. | 2013-02-14 | 1744878 | 100
16772 | T1 | Chevron Phillips Chemical Company LP | Borger Plant | Hwy Spur 119 N | Borger | TX | 79008 | Hutchinson | CN600303614 | RN105915854 | feed line for NMP and necessary instrumentation for the Wash Scrubber’s NMP loop. | Returned for failure to respond to a deficiency letter. | 2013-03-20 | 175000 | 100
16773 | T1 | Chevron Phillips Chemical Company LP | Borger Plant | Hwy Spur 119 N | Borger | TX | 79008 | Hutchinson | CN600303614 | RN105915854 | steam purge for caustic scrubber NaHS line. | Returned for failure to respond to a deficiency letter. | 2013-03-20 | 61000 | 100
16774 | T1 | Chevron Phillips Chemical Company LP | Borger Plant | Hwy Spur 119 N | Borger | TX | 79008 | Hutchinson | CN600303614 | RN105915854 | 55 H2S monitors. | Returned for failure to respond to a deficiency letter. | 2013-03-20 | 850000 | 100
16775 | T1 | Chevron Phillips Chemical Company LP | Borger Plant | Hwy Spur 119 N | Borger | TX | 79008 | Hutchinson | CN600303614 | RN105915854 | calorimeters and fuel gas makeup valves for the north and south flare headers and a waste gas flow meter for the south flare header. | The following property is used 100% for pollution control and is installed to meet or exceed federal or state regulations: calorimeters and fuel gas makeup valves for the north and south flare headers and a waste gas flow meter for the south flare header. | 2013-02-14 | 440000 | 100
16776 | T1 | Pecan Pipeline Company | Slidell Compressor Station | CR 2830 | Slidell | TX | 76234 | Wise | CN603332263 | RN106393994 | secondary containment dikes. | The following property receives a 100% positive use determination: secondary containment dikes. | 2013-03-26 | 197000 | 100
16777 | T1 | Chevron Phillips Chemical Company LP | Borger Plant | Hwy Spur 119 N | Borger | TX | 79008 | Hutchinson | CN600303614 | RN105915854 | caustic probe, flow transmitter, and control valves. | Returned for failure to respond to a deficiency letter. | 2013-03-20 | 110000 | 100
16778 | T1 | Pecan Pipeline Company | Greenwood Compressor Station | 530 CR 2937 | Slidell | TX | 76234 | Wise | CN603332263 | RN106341654 | secondary containment dikes. | The following property receives a 100% positive use determination: secondary containment dikes. | 2013-03-26 | 278000 | 100
16779 | T1 | Pecan Pipeline Company | Lyssy Hub | 2535 County Road 247 | Falls City | TX | 78113 | Wilson | CN603332263 | RN106070402 | smokeless combustion flare. | The following property is used 100% for pollution control and is installed to meet or exceed federal or state regulations: smokeless combustion flare. | 2013-02-15 | 450000 | 100
16780 | T1 | Chevron Phillips Chemical Company LP | Port Arthur Facility | 2001 South Gulfway Dr. | Port Arthur | TX | 77640 | Jefferson | CN600303614 | RN100825249 | Two Detronics PIR9400 hydrocarbon detectors. | The following property is used 100% for pollution control and is installed to meet or exceed federal or state regulations: Two Detronics PIR9400 hydrocarbon detectors. | 2013-02-15 | 254000 | 100
16781 | T1 | Chevron Phillips Chemical Company LP | Port Arthur Facility | 2001 South Gulfway Dr. | Port Arthur | TX | 77640 | Jefferson | CN600303614 | RN100825249 | 90 day hazardous waste pad consisting of containment dike, shelter cover, sump pump, fire suppression equipment, pad, and fencing. | The following property is used 100% for pollution control and is installed to meet or exceed federal or state regulations: 90 day hazardous waste pad consisting of containment dike, shelter cover, sump pump, fire suppression equipment, pad, and fencing. | 2013-02-15 | 623000 | 100
16782 | T1 | Chevron Phillips Chemical Company LP | Port Arthur Facility | 2001 South Gulfway Dr. | Port Arthur | TX | 77640 | Jefferson | CN600303614 | RN100825249 | two gas chromatograph analyzers, two hot taps, shelter, ultrasonic flow meter, and fiber optic network installed for Flare 24. | The following property is used 100% for pollution control and is installed to meet or exceed federal or state regulations: two gas chromatograph analyzers, two hot taps, shelter, ultrasonic flow meter, and fiber optic network installed for Flare 24. | 2013-03-27 | 1759800 | 100
16783 | T1 | Chevron Phillips Chemical Company LP | Orange Plant | 5309 FM 1006 | Orange | TX | 77630 | Orange | CN600303614 | RN100215615 | UV flare monitor, video camera and DVR. | The following property is used 100% for pollution control and is installed to meet or exceed federal or state regulations: UV flare monitor, video camera and DVR. | 2013-02-15 | 51000 | 100
16784 | T1 | Chevron Phillips Chemical Company LP | Orange Plant | 5309 FM 1006 | Orange | TX | 77630 | Orange | CN600303614 | RN100215615 | ammonia scrubber. | Returned for failure to respond to a deficiency letter. | 2013-05-16 | 400000 | 100
16785 | T1 | EOG Resources Inc | Milton Hub | 14703 Highway 80 | Karnes City | TX | 78118 | Karnes | CN600564520 | RN106052145 | smokeless combustion flare. | The following property is used 100% for pollution control and is installed to meet or exceed federal or state regulations: smokeless combustion flare. | 2013-02-15 | 450000 | 100
16786 | T1 | EOG Resources Inc | TR Marshall | 648 County Road 294 | Gonzales | TX | 78629 | Gonzales | CN600564520 | RN105992556 | smokeless combustion flare. | The following property is used 100% for pollution control and is installed to meet or exceed federal or state regulations: smokeless combustion flare. | 2013-02-15 | 450000 | 100
16787 | T1 | EOG Resources Inc | Smiley Hub | CR 212 | Smiley | TX | 78159 | Gonzales | CN600564520 | RN106362825 | smokeless combustion flare and vapor/liquid recovery equipment used to vent to the flare. | The following property is used 100% for pollution control and is installed to meet or exceed federal or state regulations: smokeless combustion flare and vapor/liquid recovery equipment used to vent to the flare. | 2013-02-19 | 700000 | 100
16788 | T1 | EOG Resources Inc | Smiley Hub | CR 212 | Smiley | TX | 78159 | Gonzales | CN600564520 | RN106362825 | five catalytic oxidizers and five air/fuel ratio controllers. | The following property is used 100% for pollution control and is installed to meet or exceed federal or state regulations: five catalytic oxidizers and five air/fuel ratio controllers. | 2013-04-12 | 475000 | 100
16789 | T1 | EOG Resources Inc | Shiner Hub | CR 519 and FM 443 | Shiner | TX | 77984 | Gonzales | CN600564520 | RN106274897 | seven catalytic converters and seven air/fuel ratio controllers. | The following property is used 100% for pollution control and is installed to meet or exceed federal or state regulations: seven catalytic converters and seven air/fuel ratio controllers. | 2013-04-11 | 535000 | 100
16790 | T1 | EOG Resources Inc | Shiner Hub | CR 519 and FM 443 | Shiner | TX | 77984 | Gonzales | CN600564520 | RN106274897 | smokeless combustion flare and vapor/liquid recovery equipment used to vent to the flare. | The following property is used 100% for pollution control and is installed to meet or exceed federal or state regulations: smokeless combustion flare and vapor/liquid recovery equipment used to vent to the flare. | 2013-02-19 | 700000 | 100
16791 | T2 | Calpine Bosque Energy Center, LLC | Bosque Power Plant | 575 Bosque CR 3610 | Clifton | TX | 76634 | Bosque | CN604159848 | RN100226232 | train 1 stacks, testing ports, and platforms required to access testing ports. | The following property receives a 100% positive use determination: train 1 stacks, testing ports, and platforms required to access testing ports. | 2013-04-23 | 1500000 | 100
16792 | T1 | Formosa Utilities Venture Limited | Formosa Plastics Corporation, Texas | 201 Formosa Dr | Point Comfort | TX | 77978 | Calhoun | CN600130017 | RN100218973 | storage silo baghouses. | The following property is used 100% for pollution control and is installed to meet or exceed federal or state regulations: storage silo baghouses. | 2013-02-22 | 1313348 | 100
16793 | T1 | Formosa Utilities Venture Limited | Formosa Plastics Corporation, Texas | 201 Formosa Dr | Point Comfort | TX | 77978 | Calhoun | CN600130017 | RN100218973 | thermal oxidizer system and continuous emission monitoring system for Specialty PVC Plant. | The following property is used 100% for pollution control and is installed to meet or exceed federal or state regulations: thermal oxidizer system and continuous emission monitoring system for Specialty PVC Plant. | 2013-02-22 | 3938180 | 100
16794 | T2 | Calpine Bosque Energy Center, LLC | Bosque Power Plant | 575 Bosque CR 3610 | Clifton | TX | 76634 | Bosque | CN604159848 | RN100226232 | train 2 stacks on two combustion turbines; stack on one heat recovery steam generator; and associated testing ports and platforms. | The following property receives a 100% positive use determination: train 2 stacks on two combustion turbines; stack on one heat recovery steam generator; and associated testing ports and platforms. | 2013-04-26 | 6664593 | 100
16795 | T1 | Formosa Utilities Venture Limited | Formosa Plastics Corporation, Texas | 201 Formosa Dr | Point Comfort | TX | 77978 | Calhoun | CN600130017 | RN100218973 | wastewater treatment equipment including surge tanks UT-801, 802, 812, and 818; clarifiers UT-806, 813, and 820; effluent tanks UT-810 and 811; sludge holding tanks UT-807, 815, and 822; and transfer equipment. | The following property is used 100% for pollution control and is installed to meet or exceed federal or state regulations: wastewater treatment equipment including surge tanks UT-801, 802, 812, and 818; clarifiers UT-806, 813, and 820; effluent tanks UT-810 and 811; sludge holding tanks UT-807, 815, and 822; and transfer equipment. | 2013-02-22 | 4606313 | 100
16796 | T1 | Formosa Utilities Venture Limited | Formosa Plastics Corporation, Texas | 201 Formosa Dr | Point Comfort | TX | 77978 | Calhoun | CN600130017 | RN100218973 | stormwater control property including pits UT-760 and 766; holding tanks UT-770 and 772; and transfer equipment. | The following property is used 100% for pollution control and is installed to meet or exceed federal or state regulations: Storm water control property including pits UT-760 and 766; holding tanks UT-770 and 772; and transfer equipment. | 2013-02-22 | 2982292 | 100
16797 | T1 | Halliburton Energy Services, Inc. | Halliburton Energy Manufacturing Facility | 16548 Donwick Drive | Conroe | TX | 77385 | Montgomery | CN601551203 | RN103219077 | 37 Torit filtration systems and 4 mist collectors. | The following property is used 100% for pollution control and is installed to meet or exceed federal or state regulations: 37 Torit filtration systems and 4 mist collectors. | 2013-03-27 | 660779 | 100
16798 | T3 | Halliburton Energy Services, Inc. | Halliburton Energy Manufacturing Facility | 16548 Donwick Drive | Conroe | TX | 77385 | Montgomery | CN601551203 | RN103219077 | graphite filtration system. | The following property is used 82.76% for pollution control and is installed to meet or exceed federal or state regulations: graphite filtration system. | 2013-07-01 | 551297 | 82.76
16799 | T1 | Golden Pass LNG Terminal LLC | Golden Pass LNG Terminal | 3752 South Gulfway Drive | Sabine Pass | TX | 77655 | Jefferson | CN603161019 | RN104386354 | vapor recovery system including piping, structural supports, blowers, compressors, berth loading arms tying back to ships, controls and electrical. | Applicant requested the withdrawal of the application. | 2013-07-23 | 35000000 | 100
16800 | T1 | Golden Pass LNG Terminal LLC | Golden Pass LNG Terminal | 3752 South Gulfway Drive | Sabine Pass | TX | 77655 | Jefferson | CN603161019 | RN104386354 | stormwater and spill control and response systems including land, LNG spill containment troughs and sump systems consisting of paved and curbed areas, runoff and retention basins with pump out systems including the levee around the entire site with vegetation and erosion control rock work; and spill response equipment. | Applicant requested the withdrawal of the application. | 2013-07-23 | 12170000 | 100
16801 | T1 | Total Petrochemicals USA, Inc. | Port Arthur Refinery | Hwy 366 and 32nd Street | Port Arthur | TX | 77642 | Jefferson | CN600582399 | RN102457520 | sour water stripping equipment | Withdrawn/Returned | 2013-04-16 | 32489250 | 100
16802 | T1 | Bell Helicopter Textron | Plant 5 | 1700 N Hwy 360 | Grand Prairie | TX | 75050 | Tarrant | CN600131155 | RN102216819 | wastewater treatment plant equipment consisting of a 180,000 gallon storage tank with a containment area and waste receiving tank; and a wastewater treatment chemical storage building including containment, tanks, pumps, piping and controls. | The following property is used 100% for pollution control and is installed to meet or exceed federal or state regulations: wastewater treatment plant equipment consisting of a 180,000 gallon storage tank with a containment area and waste receiving tank; and a wastewater treatment chemical storage building including containment, tanks, pumps, piping and controls. | 2013-05-15 | 5400000 | 100
16803 | T1 | Texas Lehigh Cement Company LP | Buda Plant | 701 Cement Plant Road | Buda | TX | 78610 | Hays | CN600127666 | RN102597846 | 1 SICK Maihak C200 Dusthunter in-situ continuous emission monitor, 1 SICK Naihak Flowsick continuous flow monitor, and 2 SICK Maihak EurFID in-situ continuous emission monitors. | The following property is used 100% for pollution control and is installed to meet or exceed federal or state regulations: 1 SICK Maihak C200 Dusthunter in-situ continuous emission monitor, 1 SICK Naihak Flowsick continuous flow monitor, and 2 SICK Maihak EurFID in-situ continuous emission monitors. | 2013-03-05 | 211352.27 | 100
16804 | T1 | DP WPC (TX) LLC | Houston Facility | 2405 Holly Hall Street | Houston | TX | 77054 | Harris | None | None | BioViper wastewater treatment system. | The following property is used 100% for pollution control and is installed to meet or exceed federal or state regulations: BioViper wastewater treatment system. | 2013-05-15 | 4075000 | 100
16805 | T1 | Total Petrochemicals USA, Inc. | Port Arthur Refinery | Hwy 366 and 32nd Street | Port Arthur | TX | 77642 | Jefferson | CN600582399 | RN102457520 | DCP process sewer system including structural racking for above ground areas; instrumentation and electrical wiring and tie-ins; and associated mechanical pumps and valves. | The following property receives a 100% positive use determination: DCP process sewer system including structural racking for above ground areas; instrumentation and electrical wiring and tie-ins; and associated mechanical pumps and valves. | 2013-04-18 | 36808268 | 100
16806 | T1 | DP WPC (TX) LLC | Irving Facility | 2304 Century Center Blvd | Irving | TX | 75062 | Dallas | None | None | wastewater treatment facility including pH control system. | The following property is used 100% for pollution control and is installed to meet or exceed federal or state regulations: wastewater treatment facility including pH control system. | 2013-05-15 | 2138991 | 100
16807 | T1 | TPC Group, LLC | TPC Houston Operations | 8600 Park Place Blvd | Houston | TX | 77017 | Harris | CN603624289 | RN100219526 | replacement reflectors for the Open Path FTIR Monitoring System. | Returned for failure to respond to a deficiency letter. | 2013-04-22 | 225000 | 100
16808 | T1 | Total Petrochemicals USA, Inc. | Port Arthur Refinery | Hwy 366 and 32nd Street | Port Arthur | TX | 77642 | Jefferson | CN600582399 | RN102457520 | incremental cost difference for 224 low NOx burners versus the cost of similarly sized burners without NOx controls from the most recent generation of burners; and SCR system. | The following property is used 100% for pollution control and is installed to meet or exceed federal or state regulations: incremental cost difference for 224 low NOx burners versus the cost of similarly sized burners without NOx controls from the most recent generation of burners; and SCR system. | 2013-04-12 | 4107500 | 100
16809 | T1 | TPC Group, LLC | TPC Houston Operations | 8600 Park Place Blvd | Houston | TX | 77017 | Harris | CN603624289 | RN100219526 | instrument wiring and conduit installed between outfall #2 and the central control building. | The following property is used 100% for pollution control and is installed to meet or exceed federal or state regulations: instrument wiring and conduit installed between outfall #2 and the central control building. | 2013-04-22 | 110000 | 100
16810 | T1 | TPC Group, LLC | TPC Houston Operations | 8600 Park Place Blvd | Houston | TX | 77017 | Harris | CN603624289 | RN100219526 | secondary containment system for chemical trailer parking area. | Returned for failure to respond to a deficiency letter. | 2013-04-22 | 266790 | 100
16811 | T1 | TPC Group, LLC | TPC Houston Operations | 8600 Park Place Blvd | Houston | TX | 77017 | Harris | CN603624289 | RN100219526 | dual mechanical seals were installed in pumps. | Returned for failure to respond to a deficiency letter. | 2013-03-30 | 500000 | 100
16812 | T1 | Total Petrochemicals USA, Inc. | Port Arthur Refinery | Hwy 366 and 32nd Street | Port Arthur | TX | 77642 | Jefferson | CN600582399 | RN102457520 | thermal oxidizer; associated burner; and dedicated piping, instrumentation, and controls. | The following property receives a 100% positive use determination: thermal oxidizer; associated burner; and dedicated piping, instrumentation, and controls. | 2013-03-27 | 5320264 | 100
16813 | T1 | Chevron USA Products Company | Galena Park Marketing Terminal | 12523 American Petro Rd | Galena Park | TX | 77547 | Harris | CN602691321 | RN100706811 | vapor recovery unit used to recover vapors from the truck loading rack. | The following property is used 100% for pollution control and is installed to meet or exceed federal or state regulations: vapor recovery unit used to recover vapors from the truck loading rack and storage tanks during loading operations. | 2013-04-01 | 2522440 | 100
16814 | T1 | STP Nuclear Operating Company | STP Electric Generating Facility | 12090 FM 521 | Wadsworth | TX | 77483 | Matagorda | CN601658669 | RN102395654 | two standard electrode germanium detectors. | The following property is used 100% for pollution control and is installed to meet or exceed federal or state regulations: two standard electrode germanium detectors. | 2013-02-26 | 33372 | 100
16815 | T1 | STP Nuclear Operating Company | STP Electric Generating Facility | 12090 FM 521 | Wadsworth | TX | 77483 | Matagorda | CN601658669 | RN102395654 | five Ludlum Model 3030P Alpha/Beta Sampler Counters. | The following property is used 100% for pollution control and is installed to meet or exceed federal or state regulations: five Ludlum Model 3030P Alpha/Beta Sampler counters. | 2013-03-07 | 33305 | 100
16816 | T1 | STP Nuclear Operating Company | STP Electric Generating Facility | 12090 FM 521 | Wadsworth | TX | 77483 | Matagorda | CN601658669 | RN102395654 | two Thermo Eberline SAM112A-4C-2D-2L tool monitors. | The following property is used 100% for pollution control and is installed to meet or exceed federal or state regulations: two Thermo Eberline SAM112A-4C-2D-2L tool monitors. | 2013-02-26 | 121020 | 100
16817 | T1 | STP Nuclear Operating Company | STP Electric Generating Facility | 12090 FM 521 | Wadsworth | TX | 77483 | Matagorda | CN601658669 | RN102395654 | two vehicle radiation monitors. | The following property is used 100% for pollution control and is installed to meet or exceed federal or state regulations: two vehicle radiation monitors. | 2013-02-26 | 18468 | 100
16818 | T1 | STP Nuclear Operating Company | STP Electric Generating Facility | 12090 FM 521 | Wadsworth | TX | 77483 | Matagorda | CN601658669 | RN102395654 | nine waste storage containers used as interim storage for low-level radioactive waste. | The following property is used 100% for pollution control and is installed to meet or exceed federal or state regulations: nine waste storage containers used as interim storage for low-level radioactive waste. | 2013-02-28 | 354857 | 100
16819 | T1 | Ley Lane Partnership No 8 LP | Bubbles Express BX-7 | 15232 Wallisville Road | Houston | TX | 77049 | Harris | CN603461880 | None | stormwater drop inlets, Environmental Model #3500M API oil/water separator, weir-trash collector, and 1.6 acre stormwater quality detention pond. | The following property is used 100% for pollution control and is installed to meet or exceed federal or state regulations: stormwater drop inlets, Environmental Model #3500M API oil/water separator, weir-trash collector, and 1.6 acre stormwater quality detention pond. | 2013-02-26 | 113150 | 100
16820 | T1 | Total Petrochemicals USA, Inc. | Port Arthur Refinery | Hwy 366 and 32nd Street | Port Arthur | TX | 77642 | Jefferson | CN600582399 | RN102457520 | east flare system including flare stack; flare tip; seal drum; seal overflow drum; two associated pumps; and dedicated structural, electrical, piping, instrumentation, and controls. | The following property is used 100% for pollution control and is installed to meet or exceed federal or state regulations: east flare system including flare stack; flare tip; seal drum; seal overflow drum; two associated pumps; and dedicated structural, electrical, piping, instrumentation, and controls. | 2013-04-12 | 21378751 | 100
16821 | T1 | Bubbles Express LTD | Bubbles Hand Car Wash Katy | 144 South Mason Road | Katy | TX | 77450 | Harris | CN603461880 | RN109628560 | stormwater drop inlets, Environmental Model #3500M API oil/water separator, and weir-trash collector. | The following property is used 100% for pollution control and is installed to meet or exceed federal or state regulations: stormwater drop inlets, Environmental Model #3500M API oil/water separator, and weir-trash collector. | 2013-02-26 | 54150 | 100
16822 | T1 | Canal Barge Company | Canal Barge Texas Water | in Harris County | Houston | TX |  | Harris | CN605190974 | RN109628578 | spill and overflow prevention equipment installed on barges: 1342, 1343, 1344, 1345, 1346, 1347, 1348, 1349, 1350, 1351, 1354, 305, 306, 307, and 308; and the incremental cost difference between the 15 double-hulled barges and comparable single-hulled barges. | The following property is used 100% for pollution control and is installed to meet or exceed federal or state regulations: spill and overflow prevention equipment installed on barges: 1342, 1343, 1344, 1345, 1346, 1347, 1348, 1349, 1350, 1351, 1354, 305, 306, 307, and 308; and the incremental cost difference between the 15 double-hulled barges and comparable single-hulled barges. | 2013-03-01 | 10344566 | 100
16823 | T1 | Oncor Electric Delivery Company, LLC | Bakke Substation | on US 385 | Andrews | TX | 79714 | Andrews | CN603313842 | RN109628586 | leaker management and secondary containment comprised of a concrete pad poured around the transformer and extending approximately 4 feet outside of the transformer radiators; an oil water separator incorporated into the concrete pad; and a metal railing installed around the concrete pad to channel leaked oil to the oil water separator. | The following property receives a 100% positive use determination: leaker management and secondary containment comprised of a concrete pad poured around the transformer and extending approximately 4 feet outside of the transformer radiators; an oil water separator incorporated into the concrete pad; and a metal railing installed around the concrete pad to channel leaked oil to the oil water separator. | 2013-03-01 | 41107 | 100
16824 | T1 | Genesis Marine LLC | Genesis Marine Houston | 7438 Airport Blvd | Houston | TX | 77061 | Harris | CN604608802 | RN107489924 | spill and overflow prevention equipment installed on barges: FMT 5009, 5011, 5038, 5040, 5042, 5044, and 5048; and the incremental cost difference between the seven double-hulled barges and comparable single-hulled barges. | The following property is used 100% for pollution control and is installed to meet or exceed federal or state regulations: spill and overflow prevention equipment installed on barges: FMT 5009, 5011, 5038, 5040, 5042, 5044, and 5048; and the incremental cost difference between the seven double-hulled barges and comparable single-hulled barges. | 2013-03-01 | 12992733 | 100
16825 | T1 | Kirby Inland Marine | Barge Operations | 18350 Market Street | Channelview | TX | 77530 | Harris | CN600611206 | RN102204211 | spill and overflow prevention equipment installed on barges: 10230, 10231, 28194, 10233, 10232, 10234, 28146, 10235, 10236, 10237, 10525, 10238, 10239, 10535, 10536, 10537, 10538, 28147, 10539, 10540, 10541, 10542, 10543, 10544, 10545, 10546, 10547, 10548, 10594, 28148, 10240, 10241, 10242, 10243, 10244, 28149, 28150, 28151, and 29050; and the incremental cost difference between the 39 double-hulled barges and comparable single-hulled barges. | The following property is used 100% for pollution control and is installed to meet or exceed federal or state regulations: spill and overflow prevention equipment installed on barges: 10230, 10231, 28194, 10233, 10232, 10234, 28146, 10235, 10236, 10237, 10525, 10238, 10239, 10535, 10536, 10537, 10538, 28147, 10539, 10540, 10541, 10542, 10543, 10544, 10545, 10546, 10547, 10548, 10594, 28148, 10240, 10241, 10242, 10243, 10244, 28149, 28150, 28151, and 29050; and the incremental cost difference between the 39 double-hulled barges and comparable single-hulled barges. | 2013-03-01 | 26786464 | 100
16826 | T1 | Oncor Electric Delivery Company, LLC | Fankel City Substation | 1.7 miles north on TX FM 181 | Andrews | TX | 79714 | Andrews | CN603313842 | RN109628602 | leaker management and secondary containment comprised of a concrete pad poured around the transformer and extending approximately 4 feet outside of the transformer radiators; an oil water separator incorporated into the concrete pad; and a metal railing installed around the concrete pad to channel leaked oil to the oil water separator. | The following property receives a 100% positive use determination: leaker management and secondary containment comprised of a concrete pad poured around the transformer and extending approximately 4 feet outside of the transformer radiators; an oil water separator incorporated into the concrete pad; and a metal railing installed around the concrete pad to channel leaked oil to the oil water separator. | 2013-03-01 | 29439 | 100
16827 | T1 | Halliburton Energy Services, Inc. | Cement Bulk Plant | 101 Holt Road | Victoria | TX | 77905 | Victoria | CN601551203 | RN102804507 | dust collection system consisting of 17 dust collectors. | The following property is used 100% for pollution control and is installed to meet or exceed federal or state regulations: 17 dust collectors. | 2013-04-15 | 495226 | 100
16828 | T1 | Tyler Pipeline Company | Ductile Pipe Foundry | 11910 CR 492 | Tyler | TX | 75706 | Smith | CN602243313 | RN102679867 | UHF prefilter unit and regenerative thermal oxidizer fan. | The following property is used 100% for pollution control and is installed to meet or exceed federal or state regulations: UHF prefilter unit and regenerative thermal oxidizer fan. | 2013-06-04 | 271606 | 100
16829 | T1 | Tyler Pipeline Company | Ductile Pipe Foundry | 11910 CR 492 | Tyler | TX | 75706 | Smith | CN602243313 | RN102679867 | air curtain incinerator. | The following property is used 100% for pollution control and is installed to meet or exceed federal or state regulations: air curtain incinerator. | 2013-04-18 | 83390 | 100
16830 | T1 | Mark West Energy East Tx Gas Co LLC | Deadwood South Compressor Station | From FM 2517/CR 448 go S. 2.5 | Carthage | TX |  | Panola | CN602694523 | RN106407299 | two air/fuel ratio controllers and two catalytic convertors. | The following property is used 100% for pollution control and is installed to meet or exceed federal or state regulations: two air/fuel ratio controllers and two catalytic convertors. | 2013-03-01 | 308000 | 100
16831 | T1 | Oncor Electric Delivery Company, LLC | Lufkin Hill Street Substation | 1670 Hill Street | Lufkin | TX | 75901 | Angelina | CN603313842 | RN109628610 | leaker management and secondary containment comprised of a concrete pad poured around the transformer and extending approximately 4 feet outside of the transformer radiators; an oil water separator incorporated into the concrete pad; and a metal railing installed around the concrete pad to channel leaked oil to the oil water separator. | The following property receives a 100% positive use determination: leaker management and secondary containment comprised of a concrete pad poured around the transformer and extending approximately 4 feet outside of the transformer radiators; an oil water separator incorporated into the concrete pad; and a metal railing installed around the concrete pad to channel leaked oil to the oil water separator. | 2013-03-01 | 26237 | 100
16832 | T1 | MarkWest Energy Oklahoma Gas Company, LLC | Huff Compressor Station | FM 590 0.9 MI South of | Wheeler | TX |  | Wheeler | CN603400276 | RN105815484 | air/fuel ratio controller and catalytic convertor. | The following property is used 100% for pollution control and is installed to meet or exceed federal or state regulations: air/fuel ratio controller and catalytic convertor. | 2013-03-04 | 87000 | 100
16833 | T1 | Oncor Electric Delivery Company, LLC | Lufkin Hill Street Substation | 1670 Hill Street | Lufkin | TX | 75901 | Angelina | CN603313842 | RN109628610 | secondary containment system consisting of an earthen berm built completely around the oil-filled equipment and drains equipped with polymer that expands and seals the drain upon contact with hydrocarbon. | The following property receives a 100% positive use determination: secondary containment system consisting of an earthen berm built completely around the oil-filled equipment and drains equipped with polymer that expands and seals the drain upon contact with hydrocarbon. | 2013-03-01 | 16390 | 100
16834 | T1 | MarkWest Energy Oklahoma Gas Company, LLC | Britt South Compressor Station | FM 592, service road is | Wheeler | TX |  | Wheeler | CN603400276 | RN105609002 | two air/fuel ratio controllers and two catalytic convertors. | The following property is used 100% for pollution control and is installed to meet or exceed federal or state regulations: two air/fuel ratio controllers and two catalytic convertors. | 2013-04-15 | 174000 | 100
16835 | T1 | Oncor Electric Delivery Company, LLC | Lake Belton Substation | 9335 Hwy 317 | Temple | TX | 76502 | Bell | CN603313842 | RN109628628 | leaker management and secondary containment comprised of a concrete pad poured around the transformer and extending approximately 4 feet outside of the transformer radiators; an oil water separator incorporated into the concrete pad; and a metal railing installed around the concrete pad to channel leaked oil to the oil water separator. | The following property receives a 100% positive use determination: leaker management and secondary containment comprised of a concrete pad poured around the transformer and extending approximately 4 feet outside of the transformer radiators; an oil water separator incorporated into the concrete pad; and a metal railing installed around the concrete pad to channel leaked oil to the oil water separator. | 2013-03-01 | 28773 | 100
16836 | T1 | Oncor Electric Delivery Company, LLC | Plano Custer Road Substation | 6465 Custer Road | Plano | TX | 75023 | Collin | CN603313842 | RN109631663 | leaker management and secondary containment comprised of a concrete pad poured around the transformer and extending approximately 4 feet outside of the transformer radiators; an oil water separator incorporated into the concrete pad; and a metal railing installed around the concrete pad to channel leaked oil to the oil water separator. | The following property receives a 100% positive use determination: leaker management and secondary containment comprised of a concrete pad poured around the transformer and extending approximately 4 feet outside of the transformer radiators; an oil water separator incorporated into the concrete pad; and a metal railing installed around the concrete pad to channel leaked oil to the oil water separator. | 2013-03-01 | 27337 | 100
16837 | T1 | Mark West Energy East Tx Gas Co LLC | Carthage East Gas Plant | 1423 County Road 401 | Carthage | TX | 75633 | Panola | CN602694523 | RN102704855 | three air/fuel ratio controllers and three catalytic convertors. | The following property is used 100% for pollution control and is installed to meet or exceed federal or state regulations: three air/fuel ratio controllers and three catalytic convertors. | 2013-03-04 | 462000 | 100
16838 | T1 | Oncor Electric Delivery Company, LLC | Plano Parker Road Substation | 800 Lexington Drive | Plano | TX | 75075 | Collin | CN603313842 | RN109628644 | secondary containment system consisting of an earthen berm built completely around the oil-filled equipment and drains equipped with polymer that expands and seals the drain upon contact with hydrocarbon. | The following property receives a 100% positive use determination: secondary containment system consisting of an earthen berm built completely around the oil-filled equipment and drains equipped with polymer that expands and seals the drain upon contact with hydrocarbon. | 2013-03-01 | 18155 | 100
16839 | T1 | United States Gypsum Corporation | Sweetwater Plant | Route 3 East Highway 80 | Sweetwater | TX | 79556 | Nolan | CN600124218 | RN100209618 | dust collector for #1 Kettle Seneca system. | The following property is used 100% for pollution control and is installed to meet or exceed federal or state regulations: dust collector for #1 Kettle Seneca system. | 2013-04-15 | 114923 | 100
16840 | T1 | Oncor Electric Delivery Company, LLC | Abrams Road Substation | 6416 Trammel Drive | Dallas | TX | 75214 | Dallas | CN603313842 | RN109628651 | leaker management and secondary containment comprised of a concrete pad poured around the transformer and extending approximately 4 feet outside of the transformer radiators; an oil water separator incorporated into the concrete pad; and a metal railing installed around the concrete pad to channel leaked oil to the oil water separator. | The following property receives a 100% positive use determination: leaker management and secondary containment comprised of a concrete pad poured around the transformer and extending approximately 4 feet outside of the transformer radiators; an oil water separator incorporated into the concrete pad; and a metal railing installed around the concrete pad to channel leaked oil to the oil water separator. | 2013-03-01 | 21815 | 100
16841 | T1 | United States Gypsum Corporation | Sweetwater Plant | Route 3 East Highway 80 | Sweetwater | TX | 79556 | Nolan | CN600124218 | RN100209618 | #3 HRA dust collector, #3 LP vent bin, #3 silo dust collector, and #3 receiver dust collector. | The following property is used 100% for pollution control and is installed to meet or exceed federal or state regulations: #3 HRA dust collector, #3 LP vent bin, #3 silo dust collector, and #3 receiver dust collector. | 2013-04-15 | 98425 | 100
16842 | T1 | United States Gypsum Corporation | Sweetwater Plant | Route 3 East Highway 80 | Sweetwater | TX | 79556 | Nolan | CN600124218 | RN100209618 | #6 Kettle dust collection and ventilation system including the associated power source. | The following property is used 100% for pollution control and is installed to meet or exceed federal or state regulations: #6 Kettle dust collection and ventilation system including the associated power source. | 2013-04-15 | 129886 | 100
16843 | T1 | United States Gypsum Corporation | Sweetwater Plant | Route 3 East Highway 80 | Sweetwater | TX | 79556 | Nolan | CN600124218 | RN100209618 | #3 Silo blower system. | Returned for failure to respond to a deficiency letter. | 2013-04-22 | 254581 | 100
16844 | T1 | United States Gypsum Corporation | Sweetwater Plant | Route 3 East Highway 80 | Sweetwater | TX | 79556 | Nolan | CN600124218 | RN100209618 | #3 wastewater system and MCM wastewater system pumps. | Returned for failure to respond to a deficiency letter. | 2013-04-06 | 171370 | 100
16845 | T1 | Allsup Petroleum, Inc. | Allsup Irann Convenience Store | 120 East 6 Street | Irann | TX | 79744 | Pecos | CN601099260 | RN102036571 | difference in cost between double-walled tanks and single-walled tanks; difference in cost between double-walled piping and single-walled piping; tank top sumps; automatic tank gauging; automatic line leak detectors; overfill alarms; equipment that monitors secondary containment. | The following property is used 100% for pollution control and is installed to meet or exceed federal or state regulations: difference in cost between double-walled tanks and single-walled tanks; difference in cost between double-walled piping and single-walled piping; tank top sumps; automatic tank gauging; automatic line leak detectors; overfill alarms; equipment that monitors secondary containment. | 2013-03-04 | 79985 | 100
16846 | T1 | Cargill Meat Solutions Corporation | Friona Plant | 1530 West US Highway 60 | Friona | TX | 79035 | Parmer | CN602700668 | RN101615839 | boiler stack height extensions and associated supports. | Returned for failure to respond to a deficiency letter. | 2013-04-08 | 226192 | 100
16847 | T1 | EOG Resources Inc | San Angelo Rail Loading Facility | North of US 267 & SH 208 | San Angelo | TX | 76903 | Tom Green | CN600564520 | RN106303548 | flare system consisting of automatic shutoff valve, piping, valves, vessels, pilot, and flare. | The following property is used 100% for pollution control and is installed to meet or exceed federal or state regulations: flare system consisting of automatic shutoff valve, piping, valves, vessels, pilot, and flare. | 2013-03-04 | 212422 | 100
16848 | T1 | EOG Resources Inc | Barnhart Rail Facility | 2.5 Mi W on HWY 67 | Barnhart | TX | 76930 | Irion | CN600564520 | RN106466519 | flare system consisting of automatic shutoff valve, piping, valves, vessels, pilot, and flare. | The following property is used 100% for pollution control and is installed to meet or exceed federal or state regulations: flare system consisting of automatic shutoff valve, piping, valves, vessels, pilot, and flare. | 2013-03-04 | 521449 | 100
16849 | T1 | EOG Resources Inc | Gonzales Rail Facility | CR 284 | Harwood | TX | 78632 | Gonzales | CN600564520 | RN106080880 | flare system consisting of automatic shutoff valve, piping, valves, vessels, pilot, and flare. | The following property is used 100% for pollution control and is installed to meet or exceed federal or state regulations: flare system consisting of automatic shutoff valve, piping, valves, vessels, pilot, and flare. | 2013-03-05 | 665833 | 100
16850 | T1 | Oncor Electric Delivery Company, LLC | Collville Substation | 6618 Collville Ave | Dallas | TX | 75235 | Dallas | CN603313842 | RN109628669 | leaker management and secondary containment comprised of a concrete pad poured around the transformer and extending approximately 4 feet outside of the transformer radiators; an oil water separator incorporated into the concrete pad; and a metal railing installed around the concrete pad to channel leaked oil to the oil water separator. | The following property receives a 100% positive use determination: leaker management and secondary containment comprised of a concrete pad poured around the transformer and extending approximately 4 feet outside of the transformer radiators; an oil water separator incorporated into the concrete pad; and a metal railing installed around the concrete pad to channel leaked oil to the oil water separator. | 2013-03-01 | 43957 | 100
16851 | T1 | Oncor Electric Delivery Company, LLC | Grand Prairie Substation | 1200 S.E. 8th Street | Grand Prairie | TX | 75051 | Dallas | CN603313842 | RN109628677 | leaker management and secondary containment comprised of a concrete pad poured around the transformer and extending approximately 4 feet outside of the transformer radiators; an oil water separator incorporated into the concrete pad; and a metal railing installed around the concrete pad to channel leaked oil to the oil water separator. | The following property receives a 100% positive use determination: leaker management and secondary containment comprised of a concrete pad poured around the transformer and extending approximately 4 feet outside of the transformer radiators; an oil water separator incorporated into the concrete pad; and a metal railing installed around the concrete pad to channel leaked oil to the oil water separator. | 2013-02-28 | 20133 | 100
16852 | T1 | Oncor Electric Delivery Company, LLC | Irving North Substation | 2525 W. Story Road | Irving | TX | 75038 | Dallas | CN603313842 | RN109628685 | leaker management and secondary containment comprised of a concrete pad poured around the transformer and extending approximately 4 feet outside of the transformer radiators; an oil water separator incorporated into the concrete pad; and a metal railing installed around the concrete pad to channel leaked oil to the oil water separator. | The following property receives a 100% positive use determination: leaker management and secondary containment comprised of a concrete pad poured around the transformer and extending approximately 4 feet outside of the transformer radiators; an oil water separator incorporated into the concrete pad; and a metal railing installed around the concrete pad to channel leaked oil to the oil water separator. | 2013-02-28 | 81377 | 100
16853 | T1 | Oncor Electric Delivery Company, LLC | Irving North Substation | 2525 W. Story Road | Irving | TX | 75038 | Dallas | CN603313842 | RN109628685 | secondary containment system consisting of an earthen berm sized to contain all of the oil in the largest piece of equipment and an oil water separator installed within the bermed area. | The following property receives a 100% positive use determination: secondary containment system consisting of an earthen berm sized to contain all of the oil in the largest piece of equipment and an oil water separator installed within the bermed area. | 2013-02-28 | 34263 | 100
16854 | T1 | Oncor Electric Delivery Company, LLC | Mayfield Substation | 2255 Mayfield Road | Grand Prairie | TX | 75052 | Dallas | CN603313842 | RN109628701 | secondary containment system consisting of an earthen berm sized to contain all of the oil in the largest piece of equipment and an oil water separator installed within the bermed area. | The following property receives a 100% positive use determination: secondary containment system consisting of an earthen berm sized to contain all of the oil in the largest piece of equipment and an oil water separator installed within the bermed area. | 2013-02-28 | 26684 | 100
16855 | T1 | Oncor Electric Delivery Company, LLC | Mayfield Substation | 2255 Mayfield Road | Grand Prairie | TX | 75052 | Dallas | CN603313842 | RN109628701 | leaker management and secondary containment comprised of a concrete pad poured around the transformer and extending approximately 4 feet outside of the transformer radiators; an oil water separator incorporated into the concrete pad; and a metal railing installed around the concrete pad to channel leaked oil to the oil water separator. | The following property receives a 100% positive use determination: leaker management and secondary containment comprised of a concrete pad poured around the transformer and extending approximately 4 feet outside of the transformer radiators; an oil water separator incorporated into the concrete pad; and a metal railing installed around the concrete pad to channel leaked oil to the oil water separator. | 2013-02-28 | 36504 | 100
16856 | T1 | Oncor Electric Delivery Company, LLC | Plano Road Substation | 10151 Plano Road | Dallas | TX | 75238 | Dallas | CN603313842 | RN109628719 | leaker management and secondary containment comprised of a concrete pad poured around the transformer and extending approximately 4 feet outside of the transformer radiators; an oil water separator incorporated into the concrete pad; and a metal railing installed around the concrete pad to channel leaked oil to the oil water separator. | The following property receives a 100% positive use determination: leaker management and secondary containment comprised of a concrete pad poured around the transformer and extending approximately 4 feet outside of the transformer radiators; an oil water separator incorporated into the concrete pad; and a metal railing installed around the concrete pad to channel leaked oil to the oil water separator. | 2013-03-04 | 65637 | 100
16857 | T1 | Oncor Electric Delivery Company, LLC | Simpson Stuart Substation | 3000 Simpson Stuart | Dallas | TX | 75241 | Dallas | CN603313842 | RN109628727 | leaker management and secondary containment comprised of a concrete pad poured around the transformer and extending approximately 4 feet outside of the transformer radiators; an oil water separator incorporated into the concrete pad; and a metal railing installed around the concrete pad to channel leaked oil to the oil water separator. | The following property receives a 100% positive use determination: leaker management and secondary containment comprised of a concrete pad poured around the transformer and extending approximately 4 feet outside of the transformer radiators; an oil water separator incorporated into the concrete pad; and a metal railing installed around the concrete pad to channel leaked oil to the oil water separator. | 2013-03-04 | 20715 | 100
16858 | T1 | Oncor Electric Delivery Company, LLC | Simpson Stuart Substation | 3000 Simpson Stuart | Dallas | TX | 75241 | Dallas | CN603313842 | RN109628727 | secondary containment system consisting of an earthen berm sized to contain all of the oil in the largest piece of equipment and an oil water separator installed within the bermed area. | The following property receives a 100% positive use determination: secondary containment system consisting of an earthen berm sized to contain all of the oil in the largest piece of equipment and an oil water separator installed within the bermed area. | 2013-03-04 | 35842 | 100
16859 | T1 | Oncor Electric Delivery Company, LLC | Corinth Substation | Robinson Lane and | Corinth | TX | 76210 | Denton | CN603313842 | RN109628735 | leaker management and secondary containment comprised of a concrete pad poured around the transformer and extending approximately 4 feet outside of the transformer radiators; an oil water separator incorporated into the concrete pad; and a metal railing installed around the concrete pad to channel leaked oil to the oil water separator. | The following property receives a 100% positive use determination: leaker management and secondary containment comprised of a concrete pad poured around the transformer and extending approximately 4 feet outside of the transformer radiators; an oil water separator incorporated into the concrete pad; and a metal railing installed around the concrete pad to channel leaked oil to the oil water separator. | 2013-03-04 | 60720 | 100
16860 | T1 | Oncor Electric Delivery Company, LLC | Glenhaven Substation | 3001 Rocky Lane | Odessa | TX | 79762 | Ector | CN603313842 | RN109628743 | leaker management and secondary containment comprised of a concrete pad poured around the transformer and extending approximately 4 feet outside of the transformer radiators; an oil water separator incorporated into the concrete pad; and a metal railing installed around the concrete pad to channel leaked oil to the oil water separator. | The following property receives a 100% positive use determination: leaker management and secondary containment comprised of a concrete pad poured around the transformer and extending approximately 4 feet outside of the transformer radiators; an oil water separator incorporated into the concrete pad; and a metal railing installed around the concrete pad to channel leaked oil to the oil water separator. | 2013-03-04 | 29439 | 100
16861 | T1 | Oncor Electric Delivery Company, LLC | Odessa Southwest Substation | on Fulton Dr. 3 mi. S of I-20 | Odessa | TX | 79766 | Ector | CN603313842 | RN109628750 | leaker management and secondary containment comprised of a concrete pad poured around the transformer and extending approximately 4 feet outside of the transformer radiators; an oil water separator incorporated into the concrete pad; and a metal railing installed around the concrete pad to channel leaked oil to the oil water separator. | The following property receives a 100% positive use determination: leaker management and secondary containment comprised of a concrete pad poured around the transformer and extending approximately 4 feet outside of the transformer radiators; an oil water separator incorporated into the concrete pad; and a metal railing installed around the concrete pad to channel leaked oil to the oil water separator. | 2013-03-04 | 29439 | 100
16862 | T1 | Oncor Electric Delivery Company, LLC | Sherman South Substation | 5109 Howe Drive | Sherman | TX | 75090 | Grayson | CN603313842 | RN109631812 | secondary containment system consisting of an earthen berm sized to contain all of the oil in the largest piece of equipment and an oil water separator installed within the bermed area. | The following property receives a 100% positive use determination: secondary containment system consisting of an earthen berm sized to contain all of the oil in the largest piece of equipment and an oil water separator installed within the bermed area. | 2013-03-04 | 6733 | 100
16863 | T1 | Oncor Electric Delivery Company, LLC | Cedar Creek Substation | 3501 South Tool Drive | Tool | TX | 75143 | Henderson | CN603313842 | RN109628776 | secondary containment system consisting of an earthen berm built completely around the oil-filled equipment and drains equipped with polymer that expands and seals the drain upon contact with hydrocarbon. | The following property receives a 100% positive use determination: secondary containment system consisting of an earthen berm built completely around the oil-filled equipment and drains equipped with polymer that expands and seals the drain upon contact with hydrocarbon. | 2013-03-04 | 4300 | 100
16864 | T1 | Oncor Electric Delivery Company, LLC | Seven Points Substation | 1 mi. east of Seven Points on | Seven Points | TX | 75143 | Henderson | CN603313842 | RN109628784 | secondary containment system consisting of an earthen berm built completely around the oil-filled equipment and drains equipped with polymer that expands and seals the drain upon contact with hydrocarbon. | The following property receives a 100% positive use determination: secondary containment system consisting of an earthen berm built completely around the oil-filled equipment and drains equipped with polymer that expands and seals the drain upon contact with hydrocarbon. | 2013-03-04 | 25118 | 100
16865 | T1 | Oncor Electric Delivery Company, LLC | Willow Springs Substation | 12030 FM 59 | Athens | TX | 75751 | Henderson | CN603313842 | RN109628792 | leaker management and secondary containment comprised of a concrete pad poured around the transformer and extending approximately 4 feet outside of the transformer radiators; an oil water separator incorporated into the concrete pad; and a metal railing installed around the concrete pad to channel leaked oil to the oil water separator. | The following property receives a 100% positive use determination: leaker management and secondary containment comprised of a concrete pad poured around the transformer and extending approximately 4 feet outside of the transformer radiators; an oil water separator incorporated into the concrete pad; and a metal railing installed around the concrete pad to channel leaked oil to the oil water separator. | 2013-03-04 | 21131 | 100
16866 | T1 | Oncor Electric Delivery Company, LLC | Sulphur Bluff Substation | Hwy 67 E. to FM 900 N. | Saltillo | TX | 75478 | Hopkins | CN603313842 | RN109628800 | leaker management and secondary containment comprised of a concrete pad poured around the transformer and extending approximately 4 feet outside of the transformer radiators; an oil water separator incorporated into the concrete pad; and a metal railing installed around the concrete pad to channel leaked oil to the oil water separator. | The following property receives a 100% positive use determination: leaker management and secondary containment comprised of a concrete pad poured around the transformer and extending approximately 4 feet outside of the transformer radiators; an oil water separator incorporated into the concrete pad; and a metal railing installed around the concrete pad to channel leaked oil to the oil water separator. | 2013-03-04 | 22341 | 100
16867 | T1 | Oncor Electric Delivery Company, LLC | Sulphur Bluff Substation | Hwy 67 E. to FM 900 N. | Saltillo | TX | 75478 | Hopkins | CN603313842 | RN109628800 | secondary containment system consisting of an earthen berm sized to contain all of the oil in the largest piece of equipment and an oil water separator installed within the bermed area. | The following property receives a 100% positive use determination: secondary containment system consisting of an earthen berm sized to contain all of the oil in the largest piece of equipment and an oil water separator installed within the bermed area. | 2013-03-04 | 27127 | 100
16868 | T1 | Oncor Electric Delivery Company, LLC | Commerce South Substation | S. on Monroe St. to Culver St. | Commerce | TX | 75428 | Hunt | CN603313842 | RN109628818 | leaker management and secondary containment comprised of a concrete pad poured around the transformer and extending approximately 4 feet outside of the transformer radiators; an oil water separator incorporated into the concrete pad; and a metal railing installed around the concrete pad to channel leaked oil to the oil water separator. | The following property receives a 100% positive use determination: leaker management and secondary containment comprised of a concrete pad poured around the transformer and extending approximately 4 feet outside of the transformer radiators; an oil water separator incorporated into the concrete pad; and a metal railing installed around the concrete pad to channel leaked oil to the oil water separator. | 2013-03-04 | 22413 | 100
16869 | T1 | Oncor Electric Delivery Company, LLC | Commerce South Substation | S. on Monroe St. to Culver St. | Commerce | TX | 75428 | Hunt | CN603313842 | RN109628818 | secondary containment system consisting of an earthen berm sized to contain all of the oil in the largest piece of equipment and an oil water separator installed within the bermed area. | The following property receives a 100% positive use determination: secondary containment system consisting of an earthen berm sized to contain all of the oil in the largest piece of equipment and an oil water separator installed within the bermed area. | 2013-03-04 | 25319 | 100
16870 | T1 | Oncor Electric Delivery Company, LLC | El Mar Substation | 6.5 mi. N. from Mentone | Mentone | TX | 79754 | Loving | CN603313842 | RN109628826 | leaker management and secondary containment comprised of a concrete pad poured around the transformer and extending approximately 4 feet outside of the transformer radiators; an oil water separator incorporated into the concrete pad; and a metal railing installed around the concrete pad to channel leaked oil to the oil water separator. | The following property receives a 100% positive use determination: leaker management and secondary containment comprised of a concrete pad poured around the transformer and extending approximately 4 feet outside of the transformer radiators; an oil water separator incorporated into the concrete pad; and a metal railing installed around the concrete pad to channel leaked oil to the oil water separator. | 2013-03-04 | 29439 | 100
16871 | T1 | Oncor Electric Delivery Company, LLC | Midland West Substation | 3500 W. Cuthbert Street | Midland | TX | 75705 | Midland | CN603313842 | RN109628834 | secondary containment system consisting of an earthen berm sized to contain all of the oil in the largest piece of equipment and an oil water separator installed within the bermed area. | The following property receives a 100% positive use determination: secondary containment system consisting of an earthen berm sized to contain all of the oil in the largest piece of equipment and an oil water separator installed within the bermed area. | 2013-03-04 | 36784 | 100
16872 | T1 | Oncor Electric Delivery Company, LLC | Douglass Substation | 13023 Hwy. 21 W. | Douglass | TX | 75943 | Nacogdoches | CN603313842 | RN109628842 | leaker management and secondary containment comprised of a concrete pad poured around the transformer and extending approximately 4 feet outside of the transformer radiators; an oil water separator incorporated into the concrete pad; and a metal railing installed around the concrete pad to channel leaked oil to the oil water separator. | The following property receives a 100% positive use determination: leaker management and secondary containment comprised of a concrete pad poured around the transformer and extending approximately 4 feet outside of the transformer radiators; an oil water separator incorporated into the concrete pad; and a metal railing installed around the concrete pad to channel leaked oil to the oil water separator. | 2013-03-04 | 26217 | 100
16873 | T1 | Oncor Electric Delivery Company, LLC | Douglass Substation | 13023 Hwy. 21 W. | Douglass | TX | 75943 | Nacogdoches | CN603313842 | RN109628842 | secondary containment system consisting of an earthen berm sized to contain all of the oil in the largest piece of equipment and an oil water separator installed within the bermed area. | The following property receives a 100% positive use determination: secondary containment system consisting of an earthen berm sized to contain all of the oil in the largest piece of equipment and an oil water separator installed within the bermed area. | 2013-03-05 | 33373 | 100
16874 | T1 | Oncor Electric Delivery Company, LLC | Nacogdoches Substation | 1815 Douglas Road | Nacogdoches | TX | 75961 | Nacogdoches | CN603313842 | RN109628859 | leaker management and secondary containment comprised of a concrete pad poured around the transformer and extending approximately 4 feet outside of the transformer radiators; an oil water separator incorporated into the concrete pad; and a metal railing installed around the concrete pad to channel leaked oil to the oil water separator. | The following property receives a 100% positive use determination: leaker management and secondary containment comprised of a concrete pad poured around the transformer and extending approximately 4 feet outside of the transformer radiators; an oil water separator incorporated into the concrete pad; and a metal railing installed around the concrete pad to channel leaked oil to the oil water separator. | 2013-03-05 | 39429 | 100
16875 | T1 | Oncor Electric Delivery Company, LLC | Euless Substation | 1902 N. Industrial Blvd. | Euless | TX | 76039 | Tarrant | CN603313842 | RN109628867 | leaker management and secondary containment comprised of a concrete pad poured around the transformer and extending approximately 4 feet outside of the transformer radiators; an oil water separator incorporated into the concrete pad; and a metal railing installed around the concrete pad to channel leaked oil to the oil water separator. | The following property receives a 100% positive use determination: leaker management and secondary containment comprised of a concrete pad poured around the transformer and extending approximately 4 feet outside of the transformer radiators; an oil water separator incorporated into the concrete pad; and a metal railing installed around the concrete pad to channel leaked oil to the oil water separator. | 2013-03-05 | 45235 | 100
16876 | T1 | Oncor Electric Delivery Company, LLC | Euless Trinity Substation | 12400 South Pipeline Road | Euless | TX | 76040 | Tarrant | CN603313842 | RN109628875 | secondary containment system consisting of an earthen berm sized to contain all of the oil in the largest piece of equipment and an oil water separator installed within the bermed area. | The following property receives a 100% positive use determination: secondary containment system consisting of an earthen berm sized to contain all of the oil in the largest piece of equipment and an oil water separator installed within the bermed area. | 2013-03-05 | 25235 | 100
16877 | T1 | Oncor Electric Delivery Company, LLC | Morris Dido Substation | 10029 Morris Dido Newark Rd | Fort Worth | TX | 76179 | Tarrant | CN603313842 | RN109628883 | leaker management and secondary containment comprised of a concrete pad poured around the transformer and extending approximately 4 feet outside of the transformer radiators; an oil water separator incorporated into the concrete pad; and a metal railing installed around the concrete pad to channel leaked oil to the oil water separator. | The following property receives a 100% positive use determination: leaker management and secondary containment comprised of a concrete pad poured around the transformer and extending approximately 4 feet outside of the transformer radiators; an oil water separator incorporated into the concrete pad; and a metal railing installed around the concrete pad to channel leaked oil to the oil water separator. | 2013-03-05 | 20157 | 100
16878 | T1 | Oncor Electric Delivery Company, LLC | Morris Dido Substation | 10029 Morris Dido Newark Rd | Fort Worth | TX | 76179 | Tarrant | CN603313842 | RN109628883 | secondary containment system consisting of an earthen berm sized to contain all of the oil in the largest piece of equipment and an oil water separator installed within the bermed area. | The following property receives a 100% positive use determination: secondary containment system consisting of an earthen berm sized to contain all of the oil in the largest piece of equipment and an oil water separator installed within the bermed area. | 2013-03-05 | 26684 | 100
16879 | T1 | Oncor Electric Delivery Company, LLC | Oakhill Substation | 5400 Parker Henderson Road | Fort Worth | TX | 76119 | Tarrant | CN603313842 | RN109628891 | leaker management and secondary containment comprised of a concrete pad poured around the transformer and extending approximately 4 feet outside of the transformer radiators; an oil water separator incorporated into the concrete pad; and a metal railing installed around the concrete pad to channel leaked oil to the oil water separator. | The following property receives a 100% positive use determination: leaker management and secondary containment comprised of a concrete pad poured around the transformer and extending approximately 4 feet outside of the transformer radiators; an oil water separator incorporated into the concrete pad; and a metal railing installed around the concrete pad to channel leaked oil to the oil water separator. | 2013-03-05 | 40053 | 100
16880 | T1 | Oncor Electric Delivery Company, LLC | Smithfield Substation | 1901 Precinct Line Road | Hurst | TX | 76054 | Tarrant | CN603313842 | RN109628909 | leaker management and secondary containment comprised of a concrete pad poured around the transformer and extending approximately 4 feet outside of the transformer radiators; an oil water separator incorporated into the concrete pad; and a metal railing installed around the concrete pad to channel leaked oil to the oil water separator. | The following property receives a 100% positive use determination: leaker management and secondary containment comprised of a concrete pad poured around the transformer and extending approximately 4 feet outside of the transformer radiators; an oil water separator incorporated into the concrete pad; and a metal railing installed around the concrete pad to channel leaked oil to the oil water separator. | 2013-03-06 | 24395 | 100
16881 | T1 | Oncor Electric Delivery Company, LLC | Barstow Northwest Substation | 1121 FM 3398 | Barstow | TX | 79719 | Ward | CN603313842 | RN109628917 | leaker management and secondary containment comprised of a concrete pad poured around the transformer and extending approximately 4 feet outside of the transformer radiators; an oil water separator incorporated into the concrete pad; and a metal railing installed around the concrete pad to channel leaked oil to the oil water separator. | The following property receives a 100% positive use determination: leaker management and secondary containment comprised of a concrete pad poured around the transformer and extending approximately 4 feet outside of the transformer radiators; an oil water separator incorporated into the concrete pad; and a metal railing installed around the concrete pad to channel leaked oil to the oil water separator. | 2013-03-06 | 31439 | 100
16882 | T1 | Oncor Electric Delivery Company, LLC | Robin Tech Substation | 902 Radio Lane | Wichita Falls | TX | 76305 | Wichita | CN603313842 | RN109628925 | leaker management and secondary containment comprised of a concrete pad poured around the transformer and extending approximately 4 feet outside of the transformer radiators; an oil water separator incorporated into the concrete pad; and a metal railing installed around the concrete pad to channel leaked oil to the oil water separator. | The following property receives a 100% positive use determination: leaker management and secondary containment comprised of a concrete pad poured around the transformer and extending approximately 4 feet outside of the transformer radiators; an oil water separator incorporated into the concrete pad; and a metal railing installed around the concrete pad to channel leaked oil to the oil water separator. | 2013-03-06 | 22267 | 100
16883 | T1 | Oncor Electric Delivery Company, LLC | Robin Tech Substation | 902 Radio Lane | Wichita Falls | TX | 76305 | Wichita | CN603313842 | RN109628925 | secondary containment system consisting of an earthen berm built completely around the oil-filled equipment and drains equipped with polymer that expands and seals the drain upon contact with hydrocarbon. | The following property receives a 100% positive use determination: secondary containment system consisting of an earthen berm built completely around the oil-filled equipment and drains equipped with polymer that expands and seals the drain upon contact with hydrocarbon. | 2013-03-06 | 17000 | 100
16884 | T1 | Oncor Electric Delivery Company, LLC | Parkway Substation | 6224 Southwest Parkway | Wichita Falls | TX | 76310 | Wichita | CN603313842 | RN109628933 | secondary containment system consisting of an earthen berm sized to contain all of the oil in the largest piece of equipment and an oil water separator installed within the bermed area. | The following property receives a 100% positive use determination: secondary containment system consisting of an earthen berm sized to contain all of the oil in the largest piece of equipment and an oil water separator installed within the bermed area. | 2013-03-06 | 29139 | 100
16885 | T1 | Scan Eagle, Ltd. | Scandrill, Inc. Tyler Facility | 9395 FM 2767 | Tyler | TX | 75708 | Smith | CN601088818 | RN102324282 | drilling mud recycling system consisting of shale shaker, desilter, desander, and degasser. | The following property is used 100% for pollution control and is installed to meet or exceed federal or state regulations: drilling mud recycling system consisting of shale shaker, desilter, desander, and degasser. | 2013-03-04 | 112520 | 100
16886 | T1 | Scan Endeavor, Ltd. | Scandrill Inc Tyler Facility | 9395 FM 2767 | Tyler | TX | 75708 | Smith | CN601088818 | RN102324282 | drilling mud recycling system consisting of shale shaker, desilter, desander, and degasser. | The following property is used 100% for pollution control and is installed to meet or exceed federal or state regulations: drilling mud recycling system consisting of shale shaker, desilter, desander, and degasser. | 2013-03-06 | 114945 | 100
16887 | T1 | Scan Eagle, Ltd. | Scandrill, Inc. Tyler Facility | 9395 FM 2767 | Tyler | TX | 75708 | Smith | CN601088818 | RN102324282 | drilling rig spill response equipment consisting of ram type blow out preventers, a closing unit, and a choke manifold. | The following property is used 100% for pollution control and is installed to meet or exceed federal or state regulations: drilling rig spill response equipment consisting of ram type blow out preventers, a closing unit, and a choke manifold. | 2013-03-06 | 569492 | 100
16888 | T1 | Oncor Electric Delivery Company, LLC | Wind Creek Substation | 300 Randy Drive | Wichita Falls | TX | 76306 | Wichita | CN603313842 | RN109627356 | secondary containment system consisting of an earthen berm sized to contain all of the oil in the largest piece of equipment and an oil water separator installed within the bermed area. | The following property receives a 100% positive use determination: secondary containment system consisting of an earthen berm sized to contain all of the oil in the largest piece of equipment and an oil water separator installed within the bermed area. | 2013-03-06 | 28327 | 100
16889 | T1 | Scan Endeavor, Ltd. | Scandrill Inc Tyler Facility | 9395 FM 2767 | Tyler | TX | 75708 | Smith | CN601088818 | RN102324282 | drilling rig spill response equipment consisting of ram type blow out preventers, a closing unit, and a choke manifold. | The following property is used 100% for pollution control and is installed to meet or exceed federal or state regulations: drilling rig spill response equipment consisting of ram type blow out preventers, a closing unit, and a choke manifold. | 2013-04-29 | 449173 | 100
16890 | T1 | Oncor Electric Delivery Company, LLC | Brown Switch Substation | 12416 County Road 222 | Brookesmith | TX | 76827 | Brown | CN603313842 | RN109628958 | leaker management and secondary containment comprised of a concrete pad poured around the transformer and extending approximately 4 feet outside of the transformer radiators; an oil water separator incorporated into the concrete pad; and a metal railing installed around the concrete pad to channel leaked oil to the oil water separator. | The following property receives a 100% positive use determination: leaker management and secondary containment comprised of a concrete pad poured around the transformer and extending approximately 4 feet outside of the transformer radiators; an oil water separator incorporated into the concrete pad; and a metal railing installed around the concrete pad to channel leaked oil to the oil water separator. | 2013-03-05 | 53811 | 100
16891 | T1 | Southwestern Electric Power Company | Pirkey Power Plant | 2400 Farm Road 3251 | Hallsville | TX | 75650 | Harrison | CN600126767 | RN100214287 | replacement liners for the A and D flue gas desulfurization absorber towers. | The following property is used 100% for pollution control and is installed to meet or exceed federal or state regulations: replacement liners for the A and D flue gas desulfurization absorber towers. | 2013-04-03 | 2128572 | 100
16892 | T1 | Oncor Electric Delivery Company, LLC | Stryker Creek Switch Substation | 2133 FM 2420 | Troup | TX | 75784 | Cherokee | CN603313842 | RN109628966 | leaker management and secondary containment comprised of a concrete pad poured around the transformer and extending approximately 4 feet outside of the transformer radiators; an oil water separator incorporated into the concrete pad; and a metal railing installed around the concrete pad to channel leaked oil to the oil water separator. | The following property receives a 100% positive use determination: leaker management and secondary containment comprised of a concrete pad poured around the transformer and extending approximately 4 feet outside of the transformer radiators; an oil water separator incorporated into the concrete pad; and a metal railing installed around the concrete pad to channel leaked oil to the oil water separator. | 2013-03-05 | 21619 | 100
16893 | T1 | Oncor Electric Delivery Company, LLC | Anna Switch Substation | 7649 CR 206 | Melissa | TX | 75454 | Collin | CN603313842 | RN109628974 | leaker management and secondary containment comprised of a concrete pad poured around the transformer and extending approximately 4 feet outside of the transformer radiators; an oil water separator incorporated into the concrete pad; and a metal railing installed around the concrete pad to channel leaked oil to the oil water separator. | The following property receives a 100% positive use determination: leaker management and secondary containment comprised of a concrete pad poured around the transformer and extending approximately 4 feet outside of the transformer radiators; an oil water separator incorporated into the concrete pad; and a metal railing installed around the concrete pad to channel leaked oil to the oil water separator. | 2013-03-05 | 35525 | 100
16894 | T1 | Southwestern Electric Power Company | Pirkey Power Plant | 2400 Farm Road 3251 | Hallsville | TX | 75650 | Harrison | CN600126767 | RN100214287 | replacement of rotor and chrome casing assembly for ash pump. | The following property is used 100% for pollution control and is installed to meet or exceed federal or state regulations: replacement of rotor and chrome casing assembly for ash pump. | 2013-04-15 | 342024 | 100
16895 | T1 | Oncor Electric Delivery Company, LLC | Anna Switch Substation | 7649 CR 206 | Melissa | TX | 75454 | Collin | CN603313842 | RN109628974 | secondary containment system consisting of an earthen berm sized to contain all of the oil in the largest piece of equipment and an oil water separator installed within the bermed area. | The following property receives a 100% positive use determination: secondary containment system consisting of an earthen berm sized to contain all of the oil in the largest piece of equipment and an oil water separator installed within the bermed area. | 2013-03-05 | 34363 | 100
16896 | T1 | Oncor Electric Delivery Company, LLC | Parker Maxwell Creek Substation | 6292 Private Road 5487 | Parker | TX | 75002 | Collin | CN603313842 | RN109628982 | secondary containment system consisting of an earthen berm built completely around the oil-filled equipment and drains equipped with polymer that expands and seals the drain upon contact with hydrocarbon. | The following property receives a 100% positive use determination: secondary containment system consisting of an earthen berm built completely around the oil-filled equipment and drains equipped with polymer that expands and seals the drain upon contact with hydrocarbon. | 2013-03-05 | 10061 | 100
16897 | T1 | Oncor Electric Delivery Company, LLC | Comanche Switch Substation | 1651 County Road 210 | Comanche | TX | 76442 | Comanche | CN603313842 | RN109628990 | secondary containment system consisting of an earthen berm sized to contain all of the oil in the largest piece of equipment and an oil water separator installed within the bermed area. | The following property receives a 100% positive use determination: secondary containment system consisting of an earthen berm sized to contain all of the oil in the largest piece of equipment and an oil water separator installed within the bermed area. | 2013-03-05 | 47837 | 100
16898 | T1 | Oncor Electric Delivery Company, LLC | Millers Ferry Substation | 1615 Millers Ferry Road | Wilmer | TX | 75172 | Dallas | CN603313842 | RN109629006 | secondary containment system consisting of an earthen berm sized to contain all of the oil in the largest piece of equipment and an oil water separator installed within the bermed area. | The following property receives a 100% positive use determination: secondary containment system consisting of an earthen berm sized to contain all of the oil in the largest piece of equipment and an oil water separator installed within the bermed area. | 2013-03-05 | 22710 | 100
16899 | T1 | Oncor Electric Delivery Company, LLC | Sunnyvale Substation | 238 North Jobson Road | Sunnyvale | TX | 75182 | Dallas | CN603313842 | RN109627471 | secondary containment system consisting of an earthen berm sized to contain all of the oil in the largest piece of equipment and an oil water separator installed within the bermed area. | The following property receives a 100% positive use determination: secondary containment system consisting of an earthen berm sized to contain all of the oil in the largest piece of equipment and an oil water separator installed within the bermed area. | 2013-03-06 | 37127 | 100
16900 | T1 | Oncor Electric Delivery Company, LLC | Watermill Substation | 2271 Watermill Road | Lancaster | TX | 75146 | Dallas | CN603313842 | RN109629022 | leaker management and secondary containment comprised of a concrete pad poured around the transformer and extending approximately 4 feet outside of the transformer radiators; an oil water separator incorporated into the concrete pad; and a metal railing installed around the concrete pad to channel leaked oil to the oil water separator. | The following property receives a 100% positive use determination: leaker management and secondary containment comprised of a concrete pad poured around the transformer and extending approximately 4 feet outside of the transformer radiators; an oil water separator incorporated into the concrete pad; and a metal railing installed around the concrete pad to channel leaked oil to the oil water separator. | 2013-03-06 | 11513 | 100
16901 | T1 | Oncor Electric Delivery Company, LLC | Venus Switch Substation | 2121 East County Road | Venus | TX | 76084 | Ellis | CN603313842 | RN109629030 | leaker management and secondary containment comprised of a concrete pad poured around the transformer and extending approximately 4 feet outside of the transformer radiators; an oil water separator incorporated into the concrete pad; and a metal railing installed around the concrete pad to channel leaked oil to the oil water separator. | The following property receives a 100% positive use determination: leaker management and secondary containment comprised of a concrete pad poured around the transformer and extending approximately 4 feet outside of the transformer radiators; an oil water separator incorporated into the concrete pad; and a metal railing installed around the concrete pad to channel leaked oil to the oil water separator. | 2013-03-06 | 20831 | 100
16902 | T1 | Oncor Electric Delivery Company, LLC | Jewett Substation | 2221 North Main Street | Jewett | TX | 75846 | Leon | CN603313842 | RN109627513 | leaker management and secondary containment comprised of a concrete pad poured around the transformer and extending approximately 4 feet outside of the transformer radiators; an oil water separator incorporated into the concrete pad; and a metal railing installed around the concrete pad to channel leaked oil to the oil water separator. | The following property receives a 100% positive use determination: leaker management and secondary containment comprised of a concrete pad poured around the transformer and extending approximately 4 feet outside of the transformer radiators; an oil water separator incorporated into the concrete pad; and a metal railing installed around the concrete pad to channel leaked oil to the oil water separator. | 2013-03-06 | 29780 | 100
16903 | T1 | Oncor Electric Delivery Company, LLC | Waco East Substation | 601 Martin Luther King Jr Blvd | Waco | TX | 76704 | McLennan | CN603313842 | RN109629055 | leaker management and secondary containment comprised of a concrete pad poured around the transformer and extending approximately 4 feet outside of the transformer radiators; an oil water separator incorporated into the concrete pad; and a metal railing installed around the concrete pad to channel leaked oil to the oil water separator. | The following property receives a 100% positive use determination: leaker management and secondary containment comprised of a concrete pad poured around the transformer and extending approximately 4 feet outside of the transformer radiators; an oil water separator incorporated into the concrete pad; and a metal railing installed around the concrete pad to channel leaked oil to the oil water separator. | 2013-03-06 | 24134 | 100
16904 | T1 | Oncor Electric Delivery Company, LLC | Nacogdoches Southeast Substation | 1401 East Hwy 21 | Nacogdoches | TX | 75961 | Nacogdoches | CN603313842 | RN109629063 | secondary containment system consisting of an earthen berm sized to contain all of the oil in the largest piece of equipment and an oil water separator installed within the bermed area. | The following property receives a 100% positive use determination: secondary containment system consisting of an earthen berm sized to contain all of the oil in the largest piece of equipment and an oil water separator installed within the bermed area. | 2013-03-06 | 47854 | 100
16905 | T1 | Oncor Electric Delivery Company, LLC | Central Bluff Substation | 9001 Texas 153 | Blackwell | TX | 79506 | Nolan | CN603313842 | RN109629071 | secondary containment system consisting of an earthen berm sized to contain all of the oil in the largest piece of equipment and an oil water separator installed within the bermed area. | The following property receives a 100% positive use determination: secondary containment system consisting of an earthen berm sized to contain all of the oil in the largest piece of equipment and an oil water separator installed within the bermed area. | 2013-03-06 | 49129 | 100
16906 | T1 | Oncor Electric Delivery Company, LLC | Hutto Switch Substation | 651 CR 119 | Hutto | TX | 78634 | Williamson | CN603313842 | RN109629089 | leaker management and secondary containment comprised of a concrete pad poured around the transformer and extending approximately 4 feet outside of the transformer radiators; an oil water separator incorporated into the concrete pad; and a metal railing installed around the concrete pad to channel leaked oil to the oil water separator. | The following property receives a 100% positive use determination: leaker management and secondary containment comprised of a concrete pad poured around the transformer and extending approximately 4 feet outside of the transformer radiators; an oil water separator incorporated into the concrete pad; and a metal railing installed around the concrete pad to channel leaked oil to the oil water separator. | 2013-03-06 | 24537 | 100
16907 | T1 | Oncor Electric Delivery Company, LLC | Decatur Substation | State Hwy 81/287 | Decatur | TX | 76234 | Wise | CN603313842 | RN109629097 | leaker management and secondary containment comprised of a concrete pad poured around the transformer and extending approximately 4 feet outside of the transformer radiators; an oil water separator incorporated into the concrete pad; and a metal railing installed around the concrete pad to channel leaked oil to the oil water separator. | The following property receives a 100% positive use determination: leaker management and secondary containment comprised of a concrete pad poured around the transformer and extending approximately 4 feet outside of the transformer radiators; an oil water separator incorporated into the concrete pad; and a metal railing installed around the concrete pad to channel leaked oil to the oil water separator. | 2013-03-06 | 70822 | 100
16908 | T1 | Southwestern Electric Power Company | Pirkey Power Plant | 2400 Farm Road 3251 | Hallsville | TX | 75650 | Harrison | CN600126767 | RN100214287 | flue gas desulfurization expansion joint replacements, recycle valve, and tower outlet duct replacements. | The following property is used 100% for pollution control and is installed to meet or exceed federal or state regulations: flue gas desulfurization expansion joint replacements, recycle valve, and tower outlet duct replacements. | 2013-04-01 | 425076 | 100
16909 | T1 | Southwestern Electric Power Company | Pirkey Power Plant | 2400 Farm Road 3251 | Hallsville | TX | 75650 | Harrison | CN600126767 | RN100214287 | flue gas desulfurization sludge conveyor belt and walkway replacements and sludge landfill liner. | The following property is used 100% for pollution control and is installed to meet or exceed federal or state regulations: flue gas desulfurization sludge conveyor belt and walkway replacements and sludge landfill liner. | 2013-04-15 | 50948 | 100
16910 | T1 | Southwestern Electric Power Company | Welsh Power Plant | Route 4, Box 221 | Pittsburgh | TX | 75686 | Titus | CN600126767 | RN100213370 | SWEPCO HG Monitoring Project – WS U3 | Withdrawn by applicant | 2013-04-15 | 51265 | 100
16911 | T1 | Southwestern Electric Power Company | Welsh Power Plant | Route 4, Box 221 | Pittsburgh | TX | 75686 | Titus | CN600126767 | RN100213370 | baghouse bags and oxygen analyzer replacements for the A/B-Filter/Separator UCC Baghouse and Baghouse Unit 1 Bin Vent. | The following property is used 100% for pollution control and is installed to meet or exceed federal or state regulations: baghouse bags and oxygen analyzer replacements for the A/B-Filter/Separator UCC Baghouse and Baghouse Unit 1 Bin Vent. | 2013-05-31 | 68435 | 100
16912 | T1 | Southwestern Electric Power Company | Wilkes Power Plant | Hwy 49 South | Avinger | TX | 75630 | Marion | CN600126767 | RN101201135 | combustion tempering system/water injection for main gas burners of Unit 3 boiler. | The following property is used 100% for pollution control and is installed to meet or exceed federal or state regulations: combustion tempering system/water injection for main gas burners of Unit 3 boiler. | 2013-04-03 | 76210 | 100
16913 | T1 | Southwestern Electric Power Company | Knox Lee Power Plant | Rt. 3 Box 306A | Longview | TX | 75603 | Gregg | CN600126767 | RN102156916 | CO2 analyzers for continuous emission monitoring systems U4 and U5. | The following property is used 100% for pollution control and is installed to meet or exceed federal or state regulations: CO2 analyzers for continuous emission monitoring systems U4 and U5. | 2013-04-03 | 21084 | 100
16914 | T1 | AEP Texas North Company | Oklaunion Power Plant | 12567 FM 3430 | Vernon | TX | 76384 | Wilbarger | CN601572753 | RN105956411 | 60-mil high density polyethylene liner for the evaporation pond. | The following property is used 100% for pollution control and is installed to meet or exceed federal or state regulations: 60-mil high density polyethylene liner for the evaporation pond. | 2013-03-07 | 2662245 | 100
16915 | T1 | AEP Texas North Company | Oklaunion Power Plant | 12567 FM 3430 | Vernon | TX | 76384 | Wilbarger | CN601572753 | RN101062255 | absorber recycle pumps and pump motor rewind. | The following property is used 100% for pollution control and is installed to meet or exceed federal or state regulations: absorber recycle pumps and pump motor rewind. | 2013-03-08 | 852408 | 100
16916 | T1 | AEP Texas North Company | Oklaunion Power Plant | 12567 FM 3430 | Vernon | TX | 76384 | Wilbarger | CN601572753 | RN101062255 | replacement transformer set for the electrostatic precipitator. | The following property is used 100% for pollution control and is installed to meet or exceed federal or state regulations: replacement transformer set for the electrostatic precipitator. | 2013-03-26 | 22321 | 100
16917 | T1 | AEP Texas North Company | Oklaunion Power Plant | 12567 FM 3430 | Vernon | TX | 76384 | Wilbarger | CN601572753 | RN101062255 | replacement limestone weigh feeder and flow transmitter for the absorber. | The following property is used 100% for pollution control and is installed to meet or exceed federal or state regulations: replacement limestone weigh feeder and flow transmitter for the absorber. | 2013-03-08 | 48496 | 100
16918 | T1 | AEP Texas North Company | Oklaunion Power Plant | 12567 FM 3430 | Vernon | TX | 76384 | Wilbarger | CN601572753 | RN101062255 | spray based dust suppression system rail car dump area. | The following property is used 100% for pollution control and is installed to meet or exceed federal or state regulations: spray based dust suppression system rail car dump area. | 2013-03-08 | 146076 | 100
16919 | T1 | AEP Texas North Company | Oklaunion Power Plant | 12567 FM 3430 | Vernon | TX | 76384 | Wilbarger | CN601572753 | RN101062255 | mist eliminator, ball mill liner, and discharge line. | The following property is used 100% for pollution control and is installed to meet or exceed federal or state regulations: mist eliminator, ball mill liner, and discharge line. | 2013-03-26 | 286005 | 100
16920 | T1 | AEP Texas North Company | Oklaunion Power Plant | 12567 FM 3430 | Vernon | TX | 76384 | Wilbarger | CN601572753 | RN101062255 | expansion joint for electrostatic precipitator. | The following property is used 100% for pollution control and is installed to meet or exceed federal or state regulations: expansion joint for electrostatic precipitator. | 2013-03-08 | 43074 | 100
16921 | T1 | Cemex Construction Materials South, LLC | Missouri City Ready Mix | 13930 Pike Road | Missouri City | TX | 77489 | Fort Bend | CN603403973 | RN102169521 | dust collection system and three silo dust collectors. | The following property is used 100% for pollution control and is installed to meet or exceed federal or state regulations: dust collection system and three silo dust collectors. | 2013-03-11 | 94774 | 100
16922 | T1 | Fuqua Owners Association, Inc. | Settlers Ranch Apartments | 11144 Fuqua Street | Houston | TX | 77089 | Harris | CN605190917 | RN109629105 | vegetated stormwater pond and swales. | The following property is used 100% for pollution control and is installed to meet or exceed federal or state regulations: vegetated stormwater pond (15.2 acres) and swales. | 2013-03-11 | 300000 | 100
16923 | T1 | Vopak Terminal Deer Park, Inc. | Vopak Terminal Deer Park | 2759 Battleground Road | La Porte | TX | 77571 | Harris | CN601178734 | RN100225093 | automated tank gauging. | The following property is used 100% for pollution control and is installed to meet or exceed federal or state regulations: automated tank gauging. | 2013-03-11 | 1039554 | 100
16924 | T1 | Vopak Terminal Galena Park, Inc. | Vopak Terminal Galena Park | 1500 Clinton Drive | Galena Park | TX | 77547 | Harris | CN600285969 | RN103137790 | automated tank gauging for storage tanks. | The following property is used 100% for pollution control and is installed to meet or exceed federal or state regulations: automatic tank gauging for storage tanks. | 2013-04-03 | 481961 | 100
16925 | T1 | Vitol Midstream, LLC | Midland Storage Terminal | 651 South CR 1100 | Midland | TX | 79706 | Midland | CN602895922 | RN106164627 | coatings and cathodic protection for storage tanks and piping. | Returned for failure to respond to a deficiency letter. | 2013-05-16 | 1713574 | 100
16926 | T1 | Vitol Midstream, LLC | Midland Storage Terminal | 651 South CR 1100 | Midland | TX | 79706 | Midland | CN602895922 | RN106164627 | automated storage tank gauging and overfill alarms. | The following property is used 100% for pollution control and is installed to meet or exceed federal or state regulations: automated storage tank gauging and overfill alarms. | 2013-05-24 | 91074 | 100
16927 | T1 | Vitol Midstream, LLC | Midland Storage Terminal | 651 South CR 1100 | Midland | TX | 79706 | Midland | CN602895922 | RN106164627 | external roofs and secondary seals for storage tanks. | Returned for failure to respond to a deficiency letter. | 2013-04-14 | 2149673 | 100
16928 | T1 | Vitol Midstream, LLC | Midland Storage Terminal | 651 South CR 1100 | Midland | TX | 79706 | Midland | CN602895922 | RN106164627 | tank foundations for storage tanks. | Returned for failure to respond to a deficiency letter. | 2013-04-14 | 2713692 | 100
16929 | T1 | Invista S.A.R.L. | Victoria Plant | 2695 Old Bloomington Rd N | Victoria | TX | 77905 | Victoria | CN602582231 | RN102663671 | Adiponitrile Resource Conservation Recovery Act pumps and tank system consisting of eight sumps, nine pumps, two collection pots, and nine double-walled tanks. | The following property is used 100% for pollution control and is installed to meet or exceed federal or state regulations: pumps and tank system consisting of eight sumps, nine pumps, two collection pots, and nine double-walled tanks installed to collect, transport and ensure proper disposal of organic wastes. | 2013-04-03 | 27500000 | 100
16930 | T1 | Triumph Group, Inc. | Triumph Fabrications - Fort Worth | 7445 East Lancaster Avenue | Fort Worth | TX | 76112 | Tarrant | CN603221011 | RN101446201 | wastewater treatment plant consisting of filter press, tanks, sump pumps, electrical, controls, instrumentation and a 30’ by 60’ building on a concrete slab. | The following property is used 100% for pollution control and is installed to meet or exceed federal or state regulations: wastewater treatment plant consisting of filter press, tanks, sump pumps, electrical, controls, instrumentation and a 30’ by 60’ building on a concrete slab. | 2013-03-12 | 607642 | 100
16931 | T1 | Nabors Lux Finance #2 | Drilling Rig M54 | Section 37 Block 40 IIN | Andrews | TX |  | Anderson | CN604268243 | RN106607823 | double ram blow out preventer, blowout preventer accumulator unit; blowout preventer choke manifold; and drilling mud degasser. | The following property is used 100% for pollution control and is installed to meet or exceed federal or state regulations: double ram blow out preventer, blowout preventer accumulator unit; blowout preventer choke manifold; and drilling mud degasser. | 2013-04-11 | 510400 | 100
16932 | T1 | Ensign US Southern Drilling, LLC | Ensign Drilling Rig 156 | Section 10 Block 39 IN Abs. | Midland | TX |  | Martin | CN604347831 | RN106838584 | drilling mud recycling system consisting of shale shaker, desilter, desander, and degasser. | The following property is used 100% for pollution control and is installed to meet or exceed federal or state regulations: drilling mud recycling system consisting of shale shaker, desilter, desander, and degasser. | 2013-04-10 | 1310237 | 100
16933 | T1 | Ensign US Southern Drilling, LLC | Ensign Drilling Rig 155 | Section 21 Block IIA Abs. | Midland | TX |  | Midland | CN604347831 | RN106838584 | drilling mud recycling system consisting of shale shaker, desilter, desander, and degasser. | The following property is used 100% for pollution control and is installed to meet or exceed federal or state regulations: drilling mud recycling system consisting of shale shaker, desilter, desander, and degasser. | 2013-04-10 | 1433931 | 100
16934 | T1 | Ensign US Southern Drilling, LLC | Ensign Drilling Rig 153 | Section 11 Block 7 Abs. | Sterling City | TX |  | Sterling | CN604347831 | RN106838584 | drilling mud recycling system consisting of shale shaker, desilter, desander, and degasser. | The following property is used 100% for pollution control and is installed to meet or exceed federal or state regulations: drilling mud recycling system consisting of shale shaker, desilter, desander, and degasser. | 2013-04-10 | 1478733 | 100
16935 | T1 | Ensign US Southern Drilling, LLC | Ensign Drilling Rig 151 | Section 23 Block C6 Abs | Pecos | TX |  | Reeves | CN604347831 | RN106838584 | drilling mud recycling system consisting of shale shaker, desilter, desander, and degasser. | The following property is used 100% for pollution control and is installed to meet or exceed federal or state regulations: drilling mud recycling system consisting of shale shaker, desilter, desander, and degasser. | 2013-04-10 | 1551174 | 100
16936 | T1 | Ensign US Southern Drilling, LLC | Ensign Drilling Rig 150 | Section 7 Block 47 University | Ozona | TX |  | Crockett | CN604347831 | RN106347856 | drilling mud recycling system consisting of shale shaker, desilter, desander, and degasser. | The following property is used 100% for pollution control and is installed to meet or exceed federal or state regulations: drilling mud recycling system consisting of shale shaker, desilter, desander, and degasser. | 2013-04-10 | 1548079 | 100
16937 | T1 | Ensign US Southern Drilling, LLC | Ensign Drilling Rig 156 | Section 10 Block 39 IN Abs. | Midland | TX |  | Martin | CN604347831 | RN106838584 | drilling rig spill response equipment consisting of ram type blow out preventer, closing units, and choke manifold systems. | The following property is used 100% for pollution control and is installed to meet or exceed federal or state regulations: drilling rig spill response equipment consisting of ram type blow out preventer, closing units, and choke manifold systems. | 2013-07-09 | 852300 | 100
16938 | T1 | Ensign US Southern Drilling, LLC | Ensign Drilling Rig 155 | Section 21 Block IIA Abs. | Midland | TX |  | Midland | CN604347831 | RN106838584 | drilling rig spill response equipment consisting of ram type blow out preventer, closing units, and choke manifold systems. | The following property is used 100% for pollution control and is installed to meet or exceed federal or state regulations: drilling rig spill response equipment consisting of ram type blow out preventer, closing units, and choke manifold systems. | 2013-07-08 | 915025 | 100
16939 | T1 | Ensign US Southern Drilling, LLC | Ensign Drilling Rig 153 | Section 11 Block 7 Abs. | Sterling City | TX |  | Sterling | CN604347831 | RN106838584 | drilling rig spill response equipment consisting of ram type blow out preventer, closing units, and choke manifold systems. | The following property is used 100% for pollution control and is installed to meet or exceed federal or state regulations: drilling rig spill response equipment consisting of ram type blow out preventer, closing units, and choke manifold systems. | 2013-07-09 | 961906 | 100
16940 | T1 | Ensign US Southern Drilling, LLC | Ensign Drilling Rig 151 | Section 23 Block C6 Abs | Pecos | TX |  | Reeves | CN604347831 | RN106838584 | drilling rig spill response equipment consisting of ram type blow out preventer, closing units, and choke manifold systems. | The following property is used 100% for pollution control and is installed to meet or exceed federal or state regulations: drilling rig spill response equipment consisting of ram type blow out preventer, closing units, and choke manifold systems. | 2013-07-09 | 1009028 | 100
16941 | T1 | Ensign US Southern Drilling, LLC | Ensign Drilling Rig 150 | Section 7 Block 47 University | Ozona | TX |  | Crockett | CN604347831 | RN106347856 | drilling rig spill response equipment consisting of ram type blow out preventer, closing units, and choke manifold systems. | The following property is used 100% for pollution control and is installed to meet or exceed federal or state regulations: drilling rig spill response equipment consisting of ram type blow out preventer, closing units, and choke manifold systems. | 2013-04-10 | 1030433 | 100
16942 | T1 | San Miguel Electric Cooperative, Inc. | San Miguel Generating Station | 6200 FM 3387 | Christine | TX | 78012 | Atascosa | CN600132227 | RN100226539 | replaced the scrubber access doors and the roofs for the A absorber and quencher tanks associated with the wet flue gas scrubber. | The following property is used 100% for pollution control and is installed to meet or exceed federal or state regulations: replaced the scrubber access doors and the roofs for the A absorber and quencher tanks associated with the wet flue gas scrubber. | 2013-03-19 | 281822 | 100
16943 | T1 | San Miguel Electric Cooperative, Inc. | San Miguel Generating Station | 6200 FM 3387 | Christine | TX | 78012 | Atascosa | CN600132227 | RN100226539 | additional overfire air ports for the upper elevation and blanked off the lower elevation of the overfire air system. | The following property is used 100% for pollution control and is installed to meet or exceed federal or state regulations: additional overfire air ports for the upper elevation and blanked off the lower elevation of the overfire air system. | 2013-03-19 | 1345086.37 | 100
16944 | T1 | Forest Oil Corporation | Raticar Salt Water Disposal | Section 44 Block A4 Abs. | Briscoe | TX |  | Wheeler | CN601296296 | RN109629113 | salt water disposal well including tanks, pumps, filter pots, flow meter, wellhead, tubing, and casing. | The following property is used 100% for pollution control and is installed to meet or exceed federal or state regulations: salt water disposal well including tanks, pumps, filter pots, flow meter, wellhead, tubing, and casing. | 2013-04-16 | 5704703 | 100
16945 | T1 | Forest Oil Corporation | Moore Family Farms SWD | 9 miles Southeast of | Canadian | TX |  | Hemphill | CN601296296 | RN109629121 | salt water disposal well including tanks, pumps, filter pots, flow meter, wellhead, tubing, and casing. | The following property is used 100% for pollution control and is installed to meet or exceed federal or state regulations: salt water disposal well including tanks, pumps, filter pots, flow meter, wellhead, tubing, and casing. | 2013-04-16 | 5531274 | 100
16946 | T1 | Forest Oil Corporation | Forest Oil SWD Well 1053 | Section 47 Block A7 Abs | Kelton | TX |  | Wheeler | CN601296296 | RN109629139 | salt water disposal well including tanks, pumps, filter pots, flow meter, wellhead, tubing, and casing. | The following property is used 100% for pollution control and is installed to meet or exceed federal or state regulations: salt water disposal well including tanks, pumps, filter pots, flow meter, wellhead, tubing, and casing. | 2013-04-16 | 3771535 | 100
16947 | T1 | Nabors Lux Finance #2 | Drilling Rig M09 | Section 24 Block 1 Abstract | Andrews | TX |  | Andrews | CN604268243 | RN106607823 | double ram blow out preventer, blowout preventer accumulator unit; blowout preventer choke manifold; land trip tank; and drilling mud degasser. | The following property is used 100% for pollution control and is installed to meet or exceed federal or state regulations: double ram blow out preventer, blowout preventer accumulator unit; blowout preventer choke manifold; land trip tank; and drilling mud degasser. | 2013-04-11 | 586900 | 100
16948 | T1 | Nabors Lux Finance #2 | Drilling Rig F08 | 586 CR 429 | Catarina | TX |  | Atascosa | CN604268243 | RN106607823 | double ram blow out preventer; single ram blow out preventer; blowout preventer accumulator unit; blowout preventer choke manifold; land trip tank; and drilling mud degasser. | The following property is used 100% for pollution control and is installed to meet or exceed federal or state regulations: double ram blow out preventer; single ram blow out preventer; blowout preventer accumulator unit; blowout preventer choke manifold; land trip tank; and drilling mud degasser. | 2013-04-11 | 777100 | 100
16949 | T1 | Nabors Lux Finance #2 | Drilling Rig F11 | 586 CR 429 | Catarina | TX |  | Atascosa | CN604268243 | RN106607823 | double ram blow out preventer; single ram blow out preventer; blowout preventer accumulator unit; blowout preventer choke manifold; land trip tank; and drilling mud degasser. | The following property is used 100% for pollution control and is installed to meet or exceed federal or state regulations: double ram blow out preventer; single ram blow out preventer; blowout preventer accumulator unit; blowout preventer choke manifold; land trip tank; and drilling mud degasser. | 2013-04-11 | 777100 | 100
16950 | T1 | Nabors Lux Finance #2 | Drilling Rig F15 | 586 CR 429 | Catarina | TX |  | Atascosa | CN604268243 | RN106607823 | double ram blow out preventer; single ram blow out preventer; blowout preventer accumulator unit; blowout preventer choke manifold; land trip tank; and drilling mud degasser. | The following property is used 100% for pollution control and is installed to meet or exceed federal or state regulations: double ram blow out preventer; single ram blow out preventer; blowout preventer accumulator unit; blowout preventer choke manifold; land trip tank; and drilling mud degasser. | 2013-04-11 | 777100 | 100
16951 | T1 | Nabors Lux Finance #2 | Drilling Rig F24 | 586 CR 429 | Catarina | TX |  | Atascosa | CN604268243 | RN106607823 | double ram blow out preventer; single ram blow out preventer; blowout preventer accumulator unit; blowout preventer choke manifold; land trip tank; and drilling mud degasser. | The following property is used 100% for pollution control and is installed to meet or exceed federal or state regulations: double ram blow out preventer; single ram blow out preventer; blowout preventer accumulator unit; blowout preventer choke manifold; land trip tank; and drilling mud degasser | 2013-04-11 | 777100 | 100
16952 | T1 | Nabors Lux Finance #2 | Drilling Rig M06 | 586 CR 429 | Catarina | TX |  | Atascosa | CN604268243 | RN106607823 | double ram blow out preventer; single ram blow out preventer; blowout preventer accumulator unit; blowout preventer choke manifold; land trip tank; and drilling mud degasser. | The following property is used 100% for pollution control and is installed to meet or exceed federal or state regulations: double ram blow out preventer; single ram blow out preventer; blowout preventer accumulator unit; blowout preventer choke manifold; land trip tank; and drilling mud degasser. | 2013-04-11 | 777100 | 100
16953 | T1 | Nabors Lux Finance #2 | Drilling Rig M23 | 586 CR 429 | Catarina | TX |  | Atascosa | CN604268243 | RN106607823 | double ram blow out preventer; single ram blow out preventer; blowout preventer accumulator unit; blowout preventer choke manifold; land trip tank; and drilling mud degasser. | The following property is used 100% for pollution control and is installed to meet or exceed federal or state regulations: double ram blow out preventer; single ram blow out preventer; blowout preventer accumulator unit; blowout preventer choke manifold; land trip tank; and drilling mud degasser. | 2013-04-11 | 777100 | 100
16954 | T1 | Nabors Lux Finance #2 | Drilling Rig M30 | 586 CR 429 | Catarina | TX |  | Atascosa | CN604268243 | RN106607823 | double ram blow out preventer; single ram blow out preventer; blowout preventer accumulator unit; blowout preventer choke manifold; land trip tank; and drilling mud degasser. | The following property is used 100% for pollution control and is installed to meet or exceed federal or state regulations: double ram blow out preventer; single ram blow out preventer; blowout preventer accumulator unit; blowout preventer choke manifold; land trip tank; and drilling mud degasser. | 2013-04-11 | 777100 | 100
16955 | T1 | Nabors Lux Finance #2 | Drilling Rig M34 | 586 CR 429 | Catarina | TX |  | Atascosa | CN604268243 | RN106360782 | double ram blow out preventer; single ram blow out preventer; blowout preventer accumulator unit; blowout preventer choke manifold; land trip tank; and drilling mud degasser. | The following property is used 100% for pollution control and is installed to meet or exceed federal or state regulations: double ram blow out preventer; single ram blow out preventer; blowout preventer accumulator unit; blowout preventer choke manifold; land trip tank; and drilling mud degasser. | 2013-03-20 | 777100 | 100
16956 | T1 | Nabors Lux Finance #2 | Drilling Rig M52 | CR 114, North of SH 21W | Caldwell | TX |  | Burleson | CN604268243 | RN109629147 | double ram blow out preventer; single ram blow out preventer; blowout preventer accumulator unit; blowout preventer choke manifold; and drilling mud degasser. | The following property is used 100% for pollution control and is installed to meet or exceed federal or state regulations: double ram blow out preventer; single ram blow out preventer; blowout preventer accumulator unit; blowout preventer choke manifold; and drilling mud degasser. | 2013-04-11 | 700600 | 100
16957 | T1 | Nabors Lux Finance #2 | Drilling Rig F07 | CR 114, North of SH 21W | Caldwell | TX |  | Burleson | CN604268243 | RN109635219 | double ram blow out preventer; single ram blow out preventer; blowout preventer accumulator unit; blowout preventer choke manifold; land trip tank; and drilling mud degasser. | The following property is used 100% for pollution control and is installed to meet or exceed federal or state regulations: double ram blow out preventer; single ram blow out preventer; blowout preventer accumulator unit; blowout preventer choke manifold; land trip tank; and drilling mud degasser. | 2013-04-11 | 777100 | 100
16958 | T1 | Nabors Lux Finance #2 | Drilling Rig M33 | Abstract 298 Survey - King J E | Yoakum | TX |  | De Witt | CN604268243 | RN109629154 | double ram blow out preventer; single ram blow out preventer; blowout preventer accumulator unit; blowout preventer choke manifold; land trip tank; and drilling mud degasser. | The following property is used 100% for pollution control and is installed to meet or exceed federal or state regulations: double ram blow out preventer; single ram blow out preventer; blowout preventer accumulator unit; blowout preventer choke manifold; land trip tank; and drilling mud degasser. | 2013-04-11 | 777100 | 100
16959 | T1 | Nabors Lux Finance #2 | Drilling Rig F06 | Section 281 Abstract 19 | Carrizo Springs | TX |  | Dimmit | CN604268243 | RN109629162 | double ram blow out preventer; single ram blow out preventer; blowout preventer accumulator unit; blowout preventer choke manifold; land trip tank; and drilling mud degasser. | The following property is used 100% for pollution control and is installed to meet or exceed federal or state regulations: double ram blow out preventer; single ram blow out preventer; blowout preventer accumulator unit; blowout preventer choke manifold; land trip tank; and drilling mud degasser. | 2013-04-11 | 777100 | 100
16960 | T1 | Nabors Lux Finance #2 | Drilling Rig M17 | Block X Abstract 2 Survey | Catarina | TX |  | Dimmit | CN604268243 | RN109629170 | double ram blow out preventer; single ram blow out preventer; blowout preventer accumulator unit; blowout preventer choke manifold; land trip tank; and drilling mud degasser. | The following property is used 100% for pollution control and is installed to meet or exceed federal or state regulations: double ram blow out preventer; single ram blow out preventer; blowout preventer accumulator unit; blowout preventer choke manifold; land trip tank; and drilling mud degasser. | 2013-04-11 | 777100 | 100
16961 | T1 | Nabors Lux Finance #2 | Drilling Rig F35 | Section 9 Abstract 1150 | Catarina | TX |  | Dimmit | CN604268243 | RN109629188 | double ram blow out preventer; single ram blow out preventer; blowout preventer accumulator unit; blowout preventer choke manifold; drilling mud degasser; drilling mud desander; and drilling mud desilter. | The following property is used 100% for pollution control and is installed to meet or exceed federal or state regulations: double ram blow out preventer; single ram blow out preventer; blowout preventer accumulator unit; blowout preventer choke manifold; drilling mud degasser; drilling mud desander; and drilling mud desilter. | 2013-04-11 | 744100 | 100
16962 | T1 | Nabors Lux Finance #2 | Drilling Rig F03 | 2800 North Westcliff | Odessa | TX |  | Ector | CN604268243 | RN109629196 | double ram blow out preventer; single ram blow out preventer; blowout preventer accumulator unit; blowout preventer choke manifold; land trip tank; and drilling mud degasser. | The following property is used 100% for pollution control and is installed to meet or exceed federal or state regulations: double ram blow out preventer; single ram blow out preventer; blowout preventer accumulator unit; blowout preventer choke manifold; land trip tank; and drilling mud degasser. | 2013-04-11 | 777100 | 100
16963 | T1 | Nabors Lux Finance #2 | Drilling Rig M45 | 2800 North Westcliff | Odessa | TX |  | Ector | CN604268243 | RN109635227 | double ram blow out preventer; single ram blow out preventer; blowout preventer accumulator unit; blowout preventer choke manifold; and drilling mud degasser. | The following property is used 100% for pollution control and is installed to meet or exceed federal or state regulations: double ram blow out preventer; single ram blow out preventer; blowout preventer accumulator unit; blowout preventer choke manifold; and drilling mud degasser. | 2013-04-11 | 700600 | 100
16964 | T1 | Nabors Lux Finance #2 | Drilling Rig M27 | 2800 North Westcliff | Odessa | TX |  | Ector | CN604268243 | RN109635235 | double ram blow out preventer; single ram blow out preventer; blowout preventer accumulator unit; blowout preventer choke manifold; land trip tank; and drilling mud degasser. | The following property is used 100% for pollution control and is installed to meet or exceed federal or state regulations: double ram blow out preventer; single ram blow out preventer; blowout preventer accumulator unit; blowout preventer choke manifold; land trip tank; and drilling mud degasser. | 2013-04-11 | 777100 | 100
16965 | T1 | Nabors Lux Finance #2 | Drilling Rig 890 | Abstract 250 Survey - | Gonzales | TX |  | Gonzales | CN604268243 | RN109629204 | double ram blow out preventer; single ram blow out preventer; blowout preventer accumulator unit; blowout preventer choke manifold; drilling mud desilter; drilling mud desander; and drilling mud degasser. | The following property is used 100% for pollution control and is installed to meet or exceed federal or state regulations: double ram blow out preventer; single ram blow out preventer; blowout preventer accumulator unit; blowout preventer choke manifold; drilling mud desilter; drilling mud desander; and drilling mud degasser. | 2013-04-11 | 744100 | 100
16966 | T1 | Nabors Lux Finance #2 | Drilling Rig F38 | Abstract 474 Survey - | Gonzales | TX |  | Gonzales | CN604268243 | RN109629212 | double ram blow out preventer; single ram blow out preventer; blowout preventer accumulator unit; blowout preventer choke manifold; drilling mud desilter; drilling mud desander; and drilling mud degasser. | The following property is used 100% for pollution control and is installed to meet or exceed federal or state regulations: double ram blow out preventer; single ram blow out preventer; blowout preventer accumulator unit; blowout preventer choke manifold; drilling mud desilter; drilling mud desander; and drilling mud degasser. | 2013-04-11 | 744100 | 100
16967 | T1 | Nabors Lux Finance #2 | Drilling Rig F23 | Section 1 Abstract 1262 Survey | Glaizer | TX |  | Hemphill | CN604268243 | RN109629220 | double ram blow out preventer; single ram blow out preventer; blowout preventer accumulator unit; blowout preventer choke manifold; land trip tank; and drilling mud degasser. | The following property is used 100% for pollution control and is installed to meet or exceed federal or state regulations: double ram blow out preventer; single ram blow out preventer; blowout preventer accumulator unit; blowout preventer choke manifold; land trip tank; and drilling mud degasser. | 2013-04-11 | 777100 | 100
16968 | T1 | Nabors Lux Finance #2 | Drilling Rig M20 | 3840 East Highway 44 | Alice | TX | 78333 | Jim Wells | CN604268243 | RN109629238 | double ram blow out preventer; single ram blow out preventer; blowout preventer accumulator unit; blowout preventer choke manifold; land trip tank; and drilling mud degasser. | The following property is used 100% for pollution control and is installed to meet or exceed federal or state regulations: double ram blow out preventer; single ram blow out preventer; blowout preventer accumulator unit; blowout preventer choke manifold; land trip tank; and drilling mud degasser. | 2013-04-11 | 777100 | 100
16969 | T1 | Nabors Lux Finance #2 | Drilling Rig 891 | Abstract 7 Survey - | Helena | TX |  | Karnes | CN604268243 | RN109629246 | double ram blow out preventer; single ram blow out preventer; blowout preventer accumulator unit; blowout preventer choke manifold; and drilling mud degasser. | The following property is used 100% for pollution control and is installed to meet or exceed federal or state regulations: double ram blow out preventer; single ram blow out preventer; blowout preventer accumulator unit; blowout preventer choke manifold; and drilling mud degasser. | 2013-04-11 | 700600 | 100
16970 | T1 | Nabors Lux Finance #2 | Drilling Rig 887 | Abstract 35 Survey - | Kenedy | TX |  | Karnes | CN604268243 | RN109629253 | double ram blow out preventer; single ram blow out preventer; blowout preventer accumulator unit; blowout preventer choke manifold; drilling mud desilter; drilling mud desander; and drilling mud degasser. | The following property is used 100% for pollution control and is installed to meet or exceed federal or state regulations: double ram blow out preventer; single ram blow out preventer; blowout preventer accumulator unit; blowout preventer choke manifold; drilling mud desilter; drilling mud desander; and drilling mud degasser. | 2013-04-11 | 744100 | 100
16971 | T1 | Nabors Lux Finance #2 | Drilling Rig M08 | Section 37 Block 1 Abstract | Fowlerton | TX |  | La Salle | CN604268243 | RN109629261 | double ram blow out preventer; single ram blow out preventer; blowout preventer accumulator unit; blowout preventer choke manifold; land trip tank; and drilling mud degasser. | The following property is used 100% for pollution control and is installed to meet or exceed federal or state regulations: double ram blow out preventer; single ram blow out preventer; blowout preventer accumulator unit; blowout preventer choke manifold; land trip tank; and drilling mud degasser. | 2013-04-11 | 777100 | 100
16972 | T1 | Nabors Lux Finance #2 | Drilling Rig 889 | Section 166 Abstract 952 | Cotulla | TX |  | La Salle | CN604268243 | RN109629279 | double ram blow out preventer; single ram blow out preventer; blowout preventer accumulator unit; blowout preventer choke manifold; drilling mud desilter; drilling mud desander; and drilling mud degasser. | The following property is used 100% for pollution control and is installed to meet or exceed federal or state regulations: double ram blow out preventer; single ram blow out preventer; blowout preventer accumulator unit; blowout preventer choke manifold; drilling mud desilter; drilling mud desander; and drilling mud degasser. | 2013-04-11 | 744100 | 100
16973 | T1 | Nabors Lux Finance #2 | Drilling Rig F13 | Section 657 Abstract 718 | Dilley | TX |  | La Salle | CN604268243 | RN109629287 | double ram blow out preventer; single ram blow out preventer; blowout preventer accumulator unit; blowout preventer choke manifold; land trip tank; and drilling mud degasser. | The following property is used 100% for pollution control and is installed to meet or exceed federal or state regulations: double ram blow out preventer; single ram blow out preventer; blowout preventer accumulator unit; blowout preventer choke manifold; land trip tank; and drilling mud degasser. | 2013-04-11 | 777100 | 100
16974 | T1 | Nabors Lux Finance #2 | Drilling Rig F14 | Section 24 1/2 Abstract 901 | Cotulla | TX |  | La Salle | CN604268243 | RN109629295 | double ram blow out preventer; single ram blow out preventer; blowout preventer accumulator unit; blowout preventer choke manifold; land trip tank; and drilling mud degasser. | The following property is used 100% for pollution control and is installed to meet or exceed federal or state regulations: double ram blow out preventer; single ram blow out preventer; blowout preventer accumulator unit; blowout preventer choke manifold; land trip tank; and drilling mud degasser. | 2013-03-21 | 777100 | 100
16975 | T1 | Nabors Lux Finance #2 | Drilling Rig 893 | Abstract 1 Survey - Adams, T | Three Rivers | TX |  | Live Oak | CN604268243 | RN109629303 | double ram blow out preventer; single ram blow out preventer; blowout preventer accumulator unit; blowout preventer choke manifold; and drilling mud degasser. | The following property is used 100% for pollution control and is installed to meet or exceed federal or state regulations: double ram blow out preventer; single ram blow out preventer; blowout preventer accumulator unit; blowout preventer choke manifold; and drilling mud degasser. | 2013-04-10 | 700600 | 100
16976 | T1 | Nabors Lux Finance #2 | Drilling Rig F05 | Section 57 Block 1 Abstract | Mentone | TX |  | Loving | CN604268243 | RN109629311 | double ram blow out preventer; single ram blow out preventer; blowout preventer accumulator unit; blowout preventer choke manifold; land trip tank; and drilling mud degasser. | The following property is used 100% for pollution control and is installed to meet or exceed federal or state regulations: double ram blow out preventer; single ram blow out preventer; blowout preventer accumulator unit; blowout preventer choke manifold; land trip tank; and drilling mud degasser. | 2013-04-10 | 777100 | 100
16977 | T1 | Nabors Lux Finance #2 | Drilling Rig M25 | Rural Route 652 | Orla | TX | 79770 | Reeves | CN604268243 | RN109629329 | double ram blow out preventer; single ram blow out preventer; blowout preventer accumulator unit; blowout preventer choke manifold; land trip tank; and drilling mud degasser. | The following property is used 100% for pollution control and is installed to meet or exceed federal or state regulations: double ram blow out preventer; single ram blow out preventer; blowout preventer accumulator unit; blowout preventer choke manifold; land trip tank; and drilling mud degasser. | 2013-06-04 | 777100 | 100
16978 | T1 | Nabors Lux Finance #2 | Drilling Rig 892 | Section 28 Abstract 695 Survey | Tilden | TX |  | McMullen | CN604268243 | RN109629337 | double ram blow out preventer; single ram blow out preventer; blowout preventer accumulator unit; blowout preventer choke manifold; and drilling mud degasser. | The following property is used 100% for pollution control and is installed to meet or exceed federal or state regulations: double ram blow out preventer; single ram blow out preventer; blowout preventer accumulator unit; blowout preventer choke manifold; and drilling mud degasser. | 2013-04-10 | 700600 | 100
16979 | T1 | Nabors Lux Finance #2 | Drilling Rig M50 | Section 491 Abstract 861 | Tilden | TX |  | McMullen | CN604268243 | RN109629345 | double ram blow out preventer; single ram blow out preventer; blowout preventer accumulator unit; blowout preventer choke manifold; and drilling mud degasser. | The following property is used 100% for pollution control and is installed to meet or exceed federal or state regulations: double ram blow out preventer; single ram blow out preventer; blowout preventer accumulator unit; blowout preventer choke manifold; and drilling mud degasser. | 2013-04-10 | 700600 | 100
16980 | T1 | Nabors Lux Finance #2 | Drilling Rig 888 | Abstract 186 Survey - Everett, | Kenedy | TX |  | McMullen | CN604268243 | RN109629352 | double ram blow out preventer; blowout preventer accumulator unit; blowout preventer choke manifold; drilling mud desilter; drilling mud desander; and drilling mud degasser. | The following property is used 100% for pollution control and is installed to meet or exceed federal or state regulations: double ram blow out preventer; blowout preventer accumulator unit; blowout preventer choke manifold; drilling mud desilter; drilling mud desander; and drilling mud degasser. | 2013-04-10 | 553900 | 100
16981 | T1 | Nabors Lux Finance #2 | Drilling Rig M51 | Abstract 18 Survey - | Whitsett | TX |  | McMullen | CN604268243 | RN109629360 | double ram blow out preventer; single ram blow out preventer; blowout preventer accumulator unit; blowout preventer choke manifold; and drilling mud degasser. | The following property is used 100% for pollution control and is installed to meet or exceed federal or state regulations: double ram blow out preventer; single ram blow out preventer; blowout preventer accumulator unit; blowout preventer choke manifold; and drilling mud degasser. | 2013-04-10 | 700600 | 100
16982 | T1 | Nabors Lux Finance #2 | Drilling Rig F20 | FM 2269 West of Columbus | Cameron | TX |  | Milam | CN604268243 | RN109629378 | double ram blow out preventer; single ram blow out preventer; blowout preventer accumulator unit; blowout preventer choke manifold; land trip tank; and drilling mud degasser. | The following property is used 100% for pollution control and is installed to meet or exceed federal or state regulations: double ram blow out preventer; single ram blow out preventer; blowout preventer accumulator unit; blowout preventer choke manifold; land trip tank; and drilling mud degasser. | 2013-04-10 | 777100 | 100
16983 | T1 | Nabors Lux Finance #2 | Drilling Rig M58 | Abstract 470 Survey - | Sunset | TX |  | Montague | CN604268243 | RN109629386 | double ram blow out preventer; blowout preventer accumulator unit; blowout preventer choke manifold; and drilling mud degasser. | The following property is used 100% for pollution control and is installed to meet or exceed federal or state regulations: double ram blow out preventer; blowout preventer accumulator unit; blowout preventer choke manifold; and drilling mud degasser. | 2013-04-10 | 510400 | 100
16984 | T1 | Nabors Lux Finance #2 | Drilling Rig M53 | Abstract 469 Survey - | Forestburg | TX |  | Montague | CN604268243 | RN109629394 | double ram blow out preventer; blowout preventer accumulator unit; blowout preventer choke manifold; and drilling mud degasser. | The following property is used 100% for pollution control and is installed to meet or exceed federal or state regulations: double ram blow out preventer; blowout preventer accumulator unit; blowout preventer choke manifold; and drilling mud degasser. | 2013-04-10 | 510400 | 100
16985 | T1 | Nabors Lux Finance #2 | Drilling Rig M12 | Abstract 395 Survey - | St. Jo | TX |  | Montague | CN604268243 | RN109629402 | double ram blow out preventer; single ram blow out preventer; blowout preventer accumulator unit; blowout preventer choke manifold; land trip tank; and drilling mud degasser. | The following property is used 100% for pollution control and is installed to meet or exceed federal or state regulations: double ram blow out preventer; single ram blow out preventer; blowout preventer accumulator unit; blowout preventer choke manifold; land trip tank; and drilling mud degasser. | 2013-04-10 | 777100 | 100
16986 | T1 | Nabors Lux Finance #2 | Drilling Rig M36 | Section 395 Block 43 Abstract | Farnsworth | TX |  | Ochiltree | CN604268243 | RN109629410 | double ram blow out preventer; single ram blow out preventer; blowout preventer accumulator unit; blowout preventer choke manifold; land trip tank; and drilling mud degasser. | The following property is used 100% for pollution control and is installed to meet or exceed federal or state regulations: double ram blow out preventer; single ram blow out preventer; blowout preventer accumulator unit; blowout preventer choke manifold; land trip tank; and drilling mud degasser. | 2013-04-10 | 777100 | 100
16987 | T1 | Nabors Lux Finance #2 | Drilling Rig M21 | Section 114 Block 47 Abstract | Channing | TX |  | Oldham | CN604268243 | RN109629428 | double ram blow out preventer; blowout preventer accumulator unit; blowout preventer choke manifold; land trip tank; and drilling mud degasser. | The following property is used 100% for pollution control and is installed to meet or exceed federal or state regulations: double ram blow out preventer; blowout preventer accumulator unit; blowout preventer choke manifold; land trip tank; and drilling mud degasser. | 2013-04-10 | 586900 | 100
16988 | T1 | Oncor Electric Delivery Company, LLC | Central Bluff Substation | 9001 Texas 153 | Blackwell | TX | 79506 | Nolan | CN603313842 | RN109629071 | leaker management and secondary containment comprised of a concrete pad poured around the transformer and extending approximately 4 feet outside of the transformer radiators; an oil water separator incorporated into the concrete pad; and a metal railing installed around the concrete pad to channel leaked oil to the oil water separator. | The following property receives a 100% positive use determination: leaker management and secondary containment comprised of a concrete pad poured around the transformer and extending approximately 4 feet outside of the transformer radiators; an oil water separator incorporated into the concrete pad; and a metal railing installed around the concrete pad to channel leaked oil to the oil water separator. | 2013-03-27 | 37237 | 100
16989 | T1 | Nabors Drilling USA | Drilling Rig 398 | Section 16, Block 42 T4S | Odessa | TX |  | Upton | CN600290928 | RN100699271 | double ram blowout preventer; single ram blowout preventer; drilling mud desander; and drilling mud desilter. | The following property is used 100% for pollution control and is installed to meet or exceed federal or state regulations: double ram blowout preventer; single ram blowout preventer; drilling mud desander; and drilling mud desilter. | 2013-03-28 | 480600 | 100
16990 | T1 | Nabors Drilling USA | Drilling Rig 714 | Section 148, Block 34 Abstract | Barstow | TX |  | Ward | CN600290928 | RN100699271 | double ram blowout preventer; blowout preventer accumulator unit; blowout preventer choke manifold; land trip tank; drilling mud desander; drilling mud desilter; and drilling mud degasser. | The following property is used 100% for pollution control and is installed to meet or exceed federal or state regulations: double ram blowout preventer; blowout preventer accumulator unit; blowout preventer choke manifold; land trip tank; drilling mud desander; drilling mud desilter; and drilling mud degasser. | 2013-03-28 | 630400 | 100
16991 | T1 | Nabors Drilling USA | Drilling Rig 188 | Section 18, Block A3 | Wheeler | TX |  | Wheeler | CN600290928 | RN100699271 | double ram blowout preventer; single ram blowout preventer; blowout preventer accumulator unit; blowout preventer choke manifold; drilling mud desander; drilling mud desilter; and drilling mud degasser. | The following property is used 100% for pollution control and is installed to meet or exceed federal or state regulations: double ram blowout preventer; single ram blowout preventer; blowout preventer accumulator unit; blowout preventer choke manifold; drilling mud desander; drilling mud desilter; and drilling mud degasser. | 2013-03-28 | 744100 | 100
16992 | T1 | Nabors Drilling USA | Drilling Rig 778 | Section 49, Block A3 Abstract | Wheeler | TX |  | Wheeler | CN600290928 | RN100699271 | double ram blowout preventer; single ram blowout preventer; blowout preventer accumulator unit; blowout preventer choke manifold; land trip tank; drilling mud desander; drilling mud desilter; and drilling mud degasser. | The following property is used 100% for pollution control and is installed to meet or exceed federal or state regulations: double ram blowout preventer; single ram blowout preventer; blowout preventer accumulator unit; blowout preventer choke manifold; land trip tank; drilling mud desander; drilling mud desilter; and drilling mud degasser. | 2013-03-28 | 820600 | 100
16993 | T1 | Nabors Drilling USA | Drilling Rig 725 | 12047 SH 155 N | Tyler | TX |  | Smith | CN600290928 | RN100699271 | blowout preventer accumulator unit; drilling mud desander; and drilling mud desilter | The following property is used 100% for pollution control and is installed to meet or exceed federal or state regulations: blowout preventer accumulator unit; drilling mud desander; and drilling mud desilter. | 2013-04-08 | 135500 | 100
16994 | T1 | Nabors Drilling USA | Rig 733 | Abstract 30 Survey - Ortega, J | Groveton | TX |  | Trinity | CN600290928 | RN100699271 | double ram blowout preventer; single ram blowout preventer; blowout preventer accumulator unit; blowout preventer choke manifold; land trip tank; drilling mud desander; drilling mud desilter; and drilling mud degasser. | The following property is used 100% for pollution control and is installed to meet or exceed federal or state regulations: double ram blowout preventer; single ram blowout preventer; blowout preventer accumulator unit; blowout preventer choke manifold; land trip tank; drilling mud desander; drilling mud desilter; and drilling mud degasser. | 2013-04-03 | 744100 | 100
16995 | T1 | Nabors Drilling USA | Rig 775 | Abstract 744 Survey | Streetman | TX |  | Navarro | CN600290928 | RN100699271 | double ram blowout preventer; single ram blowout preventer; blowout preventer accumulator unit; blowout preventer choke manifold; drilling mud desander; drilling mud desilter; and drilling mud degasser. | The following property is used 100% for pollution control and is installed to meet or exceed federal or state regulations: double ram blowout preventer; single ram blowout preventer; blowout preventer accumulator unit; blowout preventer choke manifold; drilling mud desander; drilling mud desilter; and drilling mud degasser. | 2013-04-03 | 744100 | 100
16996 | T1 | Nabors Drilling USA | Rig 270 | Section 20 Block R Abstract | Waka | TX |  | Ochiltree | CN600290928 | RN100699271 | double ram blowout preventer; single ram blowout preventer; blowout preventer accumulator unit; blowout preventer choke manifold; drilling mud desander; drilling mud desilter; and drilling mud degasser. | The following property is used 100% for pollution control and is installed to meet or exceed federal or state regulations: double ram blowout preventer; single ram blowout preventer; blowout preventer accumulator unit; blowout preventer choke manifold; drilling mud desander; drilling mud desilter; and drilling mud degasser. | 2013-04-03 | 744100 | 100
16997 | T1 | Nabors Drilling USA | Rig 771 | 1537 South Loop 436th | Carthage | TX |  | Panola | CN600290928 | RN100699271 | double ram blowout preventer; single ram blowout preventer; blowout preventer choke manifold; land trip tank; drilling mud desander; drilling mud desilter; and drilling mud degasser. | The following property is used 100% for pollution control and is installed to meet or exceed federal or state regulations: double ram blowout preventer; single ram blowout preventer; blowout preventer choke manifold; land trip tank; drilling mud desander; drilling mud desilter; and drilling mud degasser. | 2013-04-16 | 728600 | 100
16998 | T1 | Nabors Drilling USA | Rig 349 | 7.7 miles NW of Pecos on | Pecos | TX |  | Reeves | CN600290928 | RN100699271 | blowout preventer accumulator unit; blowout preventer choke manifold; land trip tank; drilling mud desander; and drilling mud desilter. | The following property is used 100% for pollution control and is installed to meet or exceed federal or state regulations: blowout preventer accumulator unit; blowout preventer choke manifold; land trip tank; drilling mud desander; and drilling mud desilter. | 2013-04-16 | 348800 | 100
16999 | T1 | ASARCO LLC | Amarillo Copper Refinery | 7001 State Highway 136 | Amarillo | TX | 79108 | Potter | CN602815524 | RN101701654 | booster pumps for injection well. | The following property is used 100% for pollution control and is installed to meet or exceed federal or state regulations: booster pumps for injection well. | 2013-04-03 | 1260000 | 100
17000 | T1 | Safe Harbor Boat & RV Storage II LLC | Safe Harbor Boat & RV Storage II | 17525 Telge Road | Cypress | TX | 77410 | Harris | CN603379041 | RN105560734 | stormwater quality pond and associated pumps, lift station, sumps, stormwater control infrastructure, and associated land used for containing and filtering of stormwater. | The following property is used 100% for pollution control and is installed to meet or exceed federal or state regulations: stormwater quality pond and associated pumps, lift station, sumps, stormwater control infrastructure, and associated land used for containing and filtering of stormwater. | 2013-04-01 | 214000 | 100
17001 | T1 | Nabors Drilling USA | Rig 764 | Section 9 Block C4 Abstract | Pecos | TX |  | Reeves | CN600290928 | RN100699271 | double ram blowout preventer; single ram blowout preventer; blowout preventer accumulator unit; blowout preventer choke manifold; land trip tank; drilling mud desander; drilling mud desilter; and drilling mud degasser. | The following property is used 100% for pollution control and is installed to meet or exceed federal or state regulations: double ram blowout preventer; single ram blowout preventer; blowout preventer accumulator unit; blowout preventer choke manifold; land trip tank; drilling mud desander; drilling mud desilter; and drilling mud degasser. | 2013-04-03 | 777100 | 100
17002 | T1 | Gulf Chemical & Metallurgical | Gulf Chemical & Metallurgical Freeport | 302 Midway Road | Freeport | TX | 77541 | Brazoria | CN600124598 | RN102517505 | SO2 scrubber. | The following property is used 100% for pollution control and is installed to meet or exceed federal or state regulations: SO2 scrubber. | 2013-07-01 | 35300000 | 100
17003 | T1 | Nabors Drilling USA | Rig 547 | Section 108 Block 1 Abstract | Pecos | TX |  | Reeves | CN600290928 | RN100699271 | double ram blowout preventer; blowout preventer accumulator unit; blowout preventer choke manifold; land trip tank; drilling mud desander; drilling mud desilter; and drilling mud degasser. | The following property is used 100% for pollution control and is installed to meet or exceed federal or state regulations: double ram blowout preventer; blowout preventer accumulator unit; blowout preventer choke manifold; land trip tank; drilling mud desander; drilling mud desilter; and drilling mud degasser. | 2013-04-03 | 630400 | 100
17004 | T1 | Motiva Enterprises, LLC | Motiva Port Arthur Refinery | 2555 Savannah Avenue | Port Arthur | TX | 77640 | Jefferson | CN600124051 | RN100209451 | external floating roofs installed on tanks #1663, #1945, #2067, #2068, #2069, #2096, and #2097. | The following property is used 100% for pollution control and is installed to meet or exceed federal or state regulations: external floating roofs installed on tanks #1663, #1945, #2067, #2068, #2069, #2096, and #2097. | 2013-04-03 | 3601466 | 100
17005 | T1 | Nabors Drilling USA | Rig 206 | Abstract 106 | San Augustine | TX |  | San Augustine | CN600290928 | RN100699271 | double ram blowout preventer; single ram blowout preventer; blowout preventer accumulator unit; blowout preventer choke manifold; land trip tank; drilling mud desander; drilling mud desilter; and drilling mud degasser. | The following property is used 100% for pollution control and is installed to meet or exceed federal or state regulations: double ram blowout preventer; single ram blowout preventer; blowout preventer accumulator unit; blowout preventer choke manifold; land trip tank; drilling mud desander; drilling mud desilter; and drilling mud degasser. | 2013-04-03 | 820600 | 100
17006 | T1 | Motiva Enterprises, LLC | Motiva Port Arthur Refinery | 2555 Savannah Avenue | Port Arthur | TX | 77640 | Jefferson | CN600124051 | RN100209451 | selective catalytic reduction system consisting of ammonia vaporization skid and tank, catalyst, ammonia lances, and ducting; continuous emission monitoring system; and flue gas recirculation system consisting of flue gas duct work, damper, and instrumentation. | The following property is used 100% for pollution control and is installed to meet or exceed federal or state regulations: selective catalytic reduction system consisting of ammonia vaporization skid and tank, catalyst, ammonia lances, and ducting; continuous emission monitoring system; and flue gas recirculation system consisting of flue gas duct work, damper, and instrumentation. | 2013-04-03 | 4811560 | 100
17007 | T1 | Nabors Drilling USA | Rig 617 | 3840 E State Hwy 44 | Alice | TX |  | Jim Wells | CN600290928 | RN100699271 | double ram blowout preventer; single ram blowout preventer; blowout preventer accumulator unit; blowout preventer choke manifold; land trip tank; drilling mud desander; drilling mud desilter; and drilling mud degasser. | The following property is used 100% for pollution control and is installed to meet or exceed federal or state regulations: double ram blowout preventer; single ram blowout preventer; blowout preventer accumulator unit; blowout preventer choke manifold; land trip tank; drilling mud desander; drilling mud desilter; and drilling mud degasser. | 2013-04-03 | 820600 | 100
17008 | T1 | Motiva Enterprises, LLC | Motiva Port Arthur Refinery | 2555 Savannah Avenue | Port Arthur | TX | 77640 | Jefferson | CN600124051 | RN100209451 | PS4 wastewater neutralization system including two neutralization tanks; two neutralization pump packages; sulfuric acid pump and dilution mixer; caustic pump and dilution mixer; and associated piping, valves, and instrumentation. | The following property is used 100% for pollution control and is installed to meet or exceed federal or state regulations: PS4 wastewater neutralization system including two neutralization tanks; two neutralization pump packages; sulfuric acid pump and dilution mixer; caustic pump and dilution mixer; and associated piping, valves, and instrumentation. | 2013-05-01 | 4161436 | 100
17009 | T1 | Nabors Drilling USA | Rig 726 | 3840 E State Hwy 44 | Alice | TX |  | Jim Wells | CN600290928 | RN100699271 | double ram blowout preventer; single ram blowout preventer; blowout preventer accumulator unit; blowout preventer choke manifold; drilling mud desander; drilling mud desilter; and drilling mud degasser. | The following property is used 100% for pollution control and is installed to meet or exceed federal or state regulations: double ram blowout preventer; single ram blowout preventer; blowout preventer accumulator unit; blowout preventer choke manifold; drilling mud desander; drilling mud desilter; and drilling mud degasser. | 2013-04-03 | 744100 | 100
17010 | T1 | Allsup Petroleum, Inc. | Allsup Petroleum Inc. #163 | 208 North Dumas Avenue | Moore | TX | 79029 | Moore | CN601099260 | RN102019932 | difference in cost between double-walled tanks and single-walled tanks; difference in cost between double-walled piping and single-walled piping; tank top sumps; automatic tank gauging; automatic line leak detectors; overfill alarms; and liquid sensors installed to monitor secondary containment. | The following property is used 100% for pollution control and is installed to meet or exceed federal or state regulations: difference in cost between double-walled tanks and single-walled tanks; difference in cost between double-walled piping and single-walled piping; tank top sumps; automatic tank gauging; automatic line leak detectors; overfill alarms; and liquid sensors installed to monitor secondary containment. | 2013-04-03 | 76240 | 100
17011 | T1 | Allsup Petroleum, Inc. | Allsup Petroleum Inc. #164 | 305 West 1st Street | Dumas | TX | 79029 | Moore | CN601099260 | RN102020831 | difference in cost between double-walled tanks and single-walled tanks; difference in cost between double-walled piping and single-walled piping; tank top sumps; automatic tank gauging; automatic line leak detectors; overfill alarms; and liquid sensors installed to monitor secondary containment. | The following property is used 100% for pollution control and is installed to meet or exceed federal or state regulations: difference in cost between double-walled tanks and single-walled tanks; difference in cost between double-walled piping and single-walled piping; tank top sumps; automatic tank gauging; automatic line leak detectors; overfill alarms; and liquid sensors installed to monitor secondary containment. | 2013-04-03 | 76240 | 100
17012 | T1 | Allsup Petroleum, Inc. | Allsup Petroleum Inc. #088 | 700 Main Street | Sunray | TX | 79086 | Moore | CN601099260 | RN102026838 | difference in cost between double-walled tanks and single-walled tanks; difference in cost between double-walled piping and single-walled piping; tank top sumps; automatic tank gauging; automatic line leak detectors; overfill alarms; and liquid sensors installed to monitor secondary containment. | The following property is used 100% for pollution control and is installed to meet or exceed federal or state regulations: difference in cost between double-walled tanks and single-walled tanks; difference in cost between double-walled piping and single-walled piping; tank top sumps; automatic tank gauging; automatic line leak detectors; overfill alarms; and liquid sensors installed to monitor secondary containment. | 2013-04-03 | 75745 | 100
17013 | T1 | Allsup Petroleum, Inc. | Allsup Petroleum Inc. #099 | 1024 Dumas Avenue | Dumas | TX | 79029 | Moore | CN601099260 | RN102027596 | difference in cost between double-walled tanks and single-walled tanks; difference in cost between double-walled piping and single-walled piping; tank top sumps; automatic tank gauging; automatic line leak detectors; overfill alarms; and liquid sensors installed to monitor secondary containment. | The following property is used 100% for pollution control and is installed to meet or exceed federal or state regulations: difference in cost between double-walled tanks and single-walled tanks; difference in cost between double-walled piping and single-walled piping; tank top sumps; automatic tank gauging; automatic line leak detectors; overfill alarms; and liquid sensors installed to monitor secondary containment. | 2013-04-03 | 76240 | 100
17014 | T1 | Nabors Drilling USA | Rig 719 | 3840 E State Hwy 44 | Alice | TX |  | Jim Wells | CN600290928 | RN100699271 | blowout preventer accumulator unit; blowout preventer choke manifold; land trip tank; drilling mud desander; and drilling mud desilter. | The following property is used 100% for pollution control and is installed to meet or exceed federal or state regulations: blowout preventer accumulator unit; blowout preventer choke manifold; land trip tank; drilling mud desander; and drilling mud desilter. | 2013-04-03 | 348800 | 100
17015 | T1 | Calpine Bosque Energy Center, LLC | Bosque Power Plant | 575 Bosque CR 3610 | Clifton | TX | 76634 | Bosque | CN604159848 | RN100226232 | continuous emission monitoring system for Train 1. | The following property is used 100% for pollution control and is installed to meet or exceed federal or state regulations: continuous emission monitoring system for Train 1. | 2013-04-09 | 400000 | 100
17016 | T1 | Allsup Petroleum, Inc. | Allsup Petroleum Inc #267 | 2323 South Eddy Street | Pecos | TX | 79772 | Reeves | CN601099260 | RN102031606 | difference in cost between double-walled tanks and single-walled tanks; difference in cost between double-walled piping and single-walled piping; tank top sumps; automatic tank gauging; automatic line leak detectors; overfill alarms; and liquid sensors installed to monitor secondary containment. | The following property is used 100% for pollution control and is installed to meet or exceed federal or state regulations: difference in cost between double-walled tanks and single-walled tanks; difference in cost between double-walled piping and single-walled piping; tank top sumps; automatic tank gauging; automatic line leak detectors; overfill alarms; and liquid sensors installed to monitor secondary containment. | 2013-04-09 | 76240 | 100
17017 | T1 | Nabors Drilling USA | Rig 623 | Section 13 Block Abstract 89 | Matagorda | TX |  | Matagorda | CN600290928 | RN100699271 | double ram blowout preventer; single ram blowout preventer; blowout preventer accumulator unit; blowout preventer choke manifold; land trip tank; drilling mud desander; drilling mud desilter; and drilling mud degasser. | The following property is used 100% for pollution control and is installed to meet or exceed federal or state regulations: double ram blowout preventer; single ram blowout preventer; blowout preventer accumulator unit; blowout preventer choke manifold; land trip tank; drilling mud desander; drilling mud desilter; and drilling mud degasser. | 2013-04-08 | 820600 | 100
17018 | T1 | Reagent Chemical & Research, Inc. | Stanton Terminal | 2833 IH-20 | Stanton | TX | 79782 | Martin | CN600434260 | RN102398955 | scrubber and associated air compressor. | The following property is used 100% for pollution control and is installed to meet or exceed federal or state regulations: scrubber and associated air compressor. | 2013-04-10 | 98000 | 100
17019 | T1 | Nabors Drilling USA | Rig 620 | Abstract 163 Survey | Tilden | TX |  | McMullen | CN600290928 | RN100699271 | double ram blowout preventer; single ram blowout preventer; blowout preventer accumulator unit; blowout preventer choke manifold; land trip tank; drilling mud desander; drilling mud desilter; and drilling mud degasser. | The following property is used 100% for pollution control and is installed to meet or exceed federal or state regulations: double ram blowout preventer; single ram blowout preventer; blowout preventer accumulator unit; blowout preventer choke manifold; land trip tank; drilling mud desander; drilling mud desilter; and drilling mud degasser. | 2013-04-08 | 820600 | 100
17020 | T1 | Nabors Drilling USA | Rig 732 | 3840 E State Hwy 44 | Alice | TX |  | Jim Wells | CN600290928 | RN100699271 | double ram blowout preventer; single ram blowout preventer; blowout preventer accumulator unit; blowout preventer choke manifold; land trip tank; drilling mud desander; drilling mud desilter; and drilling mud degasser. | The following property is used 100% for pollution control and is installed to meet or exceed federal or state regulations: double ram blowout preventer; single ram blowout preventer; blowout preventer accumulator unit; blowout preventer choke manifold; land trip tank; drilling mud desander; drilling mud desilter; and drilling mud degasser. | 2013-04-08 | 820600 | 100
17021 | T1 | Frank Gilchrist | Axon Energy Products | 8909 Jackrabbit Road | Houston | TX | 77095 | Harris | CN603623521 | RN102427457 | storm water controls consisting of approximately two acres of stormwater filtering swales and vegetated green belt; API oil/water separators including grates, inlet skimmers, and piping; four CPI separators; pumps, tanks, and basins; an aerobic septic system including five release triggers, four tanks, and a staging tank; and a Vactor vacuum truck. | The following property is used 100% for pollution control and is installed to meet or exceed federal or state regulations: storm water controls consisting of approximately two acres of stormwater filtering swales and vegetated green belt; API oil/water separators including grates, inlet skimmers, and piping; four CPI separators; pumps, tanks, and basins; an aerobic septic system including five release triggers, four tanks, and a staging tank; and a Vactor vacuum truck. | 2013-04-22 | 1160970 | 100
17022 | T1 | Nabors Drilling USA | Rig 454 | 3840 E State Hwy 44 | Alice | TX |  | Jim Wells | CN600290928 | RN100699271 | single ram blowout preventer; land trip tank; drilling mud desander; drilling mud desilter; and drilling mud degasser. | The following property is used 100% for pollution control and is installed to meet or exceed federal or state regulations: single ram blowout preventer; land trip tank; drilling mud desander; drilling mud desilter; and drilling mud degasser. | 2013-04-08 | 78200 | 100
17023 | T1 | Hunter Panels, LLC | Terrell Facility | 10 Rexel Court | Terrell | TX | 75160 | Kaufman | CN602646424 | RN104728795 | dust collection system consisting of control panel, cyclone, baghouse, air lock, structural steel, baler, compactors with fans, baler diverter, baler conveyor, Pour Table exhaust system, pentane fume extraction, and line between dust collection and Munters. | The following property is used 100% for pollution control and is installed to meet or exceed federal or state regulations: dust collection system consisting of control panel, cyclone, baghouse, air lock, structural steel, baler, compactors with fans, baler diverter, baler conveyor, Pour Table exhaust system, pentane fume extraction, and line between dust collection and Munters. | 2013-04-09 | 935060 | 100
17024 | T1 | Reagent Chemical & Research, Inc. | Gardendale Terminal | 10910 Stephenson Road | Cotulla | TX | 78014 | La Salle | CN600434260 | RN106446321 | scrubber, associated compressor, and double walled retention tank; and coated concrete pad and sump at the truck loading rack. | The following property is used 100% for pollution control and is installed to meet or exceed federal or state regulations: scrubber, associated compressor, and double walled retention tank; and coated concrete pad and sump at the truck loading rack. | 2013-05-15 | 48000 | 100
17025 | T1 | Nabors Drilling USA | Rig 728 | 3840 E State Hwy 44 | Alice | TX |  | Jim Wells | CN600290928 | RN109629444 | double ram blowout preventer; single ram blowout preventer; blowout preventer accumulator unit; blowout preventer choke manifold; land trip tank; drilling mud desander; drilling mud desilter; and drilling mud degasser. | The following property is used 100% for pollution control and is installed to meet or exceed federal or state regulations: double ram blowout preventer; single ram blowout preventer; blowout preventer accumulator unit; blowout preventer choke manifold; land trip tank; drilling mud desander; drilling mud desilter; and drilling mud degasser. | 2013-04-08 | 820600 | 100
17026 | T1 | Nabors Drilling USA | Rig 10 | 3840 E State Hwy 44 | Alice | TX |  | Jim Wells | CN600290928 | RN100699271 | double ram blowout preventer; single ram blowout preventer; blowout preventer choke manifold; drilling mud desander; drilling mud desilter; and drilling mud degasser. | The following property is used 100% for pollution control and is installed to meet or exceed federal or state regulations: double ram blowout preventer; single ram blowout preventer; blowout preventer choke manifold; drilling mud desander; drilling mud desilter; and drilling mud degasser. | 2013-04-08 | 952100 | 100
17027 | T1 | Nabors Drilling USA | Rig 30 | 3840 E State Hwy 44 | Alice | TX |  | Jim Wells | CN600290928 | RN100699271 | blowout preventer accumulator unit; blowout preventer choke manifold; land trip tank; drilling mud desander; drilling mud desilter; and drilling mud degasser. | The following property is used 100% for pollution control and is installed to meet or exceed federal or state regulations: blowout preventer accumulator unit; blowout preventer choke manifold; land trip tank; drilling mud desander; drilling mud desilter; and drilling mud degasser. | 2013-04-08 | 383500 | 100
17028 | T1 | Nabors Drilling USA | Rig 766 | 3840 E State Hwy 44 | Alice | TX |  | Jim Wells | CN600290928 | RN100699271 | blowout preventer accumulator unit; blowout preventer choke manifold; land trip tank; drilling mud desander; drilling mud desilter; and drilling mud degasser. | The following property is used 100% for pollution control and is installed to meet or exceed federal or state regulations: blowout preventer accumulator unit; blowout preventer choke manifold; land trip tank; drilling mud desander; drilling mud desilter; and drilling mud degasser. | 2013-04-08 | 383500 | 100
17029 | T1 | Nabors Drilling USA | Rig 205 | 9182 S. US Hwy 79 | Palestine | TX |  | Anderson | CN600290928 | RN100699271 | double ram blowout preventer; single ram blowout preventer; blowout preventer accumulator unit; blowout preventer choke manifold; drilling mud desander; drilling mud desilter; and drilling mud degasser. | The following property is used 100% for pollution control and is installed to meet or exceed federal or state regulations: double ram blowout preventer; single ram blowout preventer; blowout preventer accumulator unit; blowout preventer choke manifold; drilling mud desander; drilling mud desilter; and drilling mud degasser. | 2013-04-22 | 744100 | 100
17030 | T1 | Nabors Drilling USA | Rig 456 | Abstract 306 Survey - | Brushy Creek | TX |  | Anderson | CN600290928 | RN100699271 | double ram blowout preventer; single ram blowout preventer; blowout preventer accumulator unit; blowout preventer choke manifold; drilling mud desander; drilling mud desilter; and drilling mud degasser. | The following property is used 100% for pollution control and is installed to meet or exceed federal or state regulations: double ram blowout preventer; single ram blowout preventer; blowout preventer accumulator unit; blowout preventer choke manifold; drilling mud desander; drilling mud desilter; and drilling mud degasser. | 2013-04-08 | 744100 | 100
17031 | T1 | Nabors Drilling USA | Rig 729 | 9182 S. US Hwy 79 | Palestine | TX |  | Anderson | CN600290928 | RN100699271 | blowout preventer choke manifold; drilling mud desander; drilling mud desilter; and drilling mud degasser. | The following property is used 100% for pollution control and is installed to meet or exceed federal or state regulations: blowout preventer choke manifold; drilling mud desander; drilling mud desilter; and drilling mud degasser. | 2013-04-08 | 215000 | 100
17032 | T1 | Nabors Drilling USA | Rig 130 | 9182 S. US Hwy 79 | Palestine | TX |  | Anderson | CN600290928 | RN100699271 | double ram blowout preventer; single ram blowout preventer; blowout preventer accumulator unit; blowout preventer choke manifold; land trip tank; drilling mud desander; drilling mud desilter; and drilling mud degasser. | The following property is used 100% for pollution control and is installed to meet or exceed federal or state regulations: double ram blowout preventer; single ram blowout preventer; blowout preventer accumulator unit; blowout preventer choke manifold; land trip tank; drilling mud desander; drilling mud desilter; and drilling mud degasser. | 2013-04-08 | 820600 | 100
17033 | T1 | Nabors Drilling USA | Rig 716 | Abstract 178 Survey | Cost | TX |  | Gonzales | CN600290928 | RN100699271 | double ram blowout preventer; single ram blowout preventer; blowout preventer accumulator unit; blowout preventer choke manifold; drilling mud desander; drilling mud desilter; and drilling mud degasser. | The following property is used 100% for pollution control and is installed to meet or exceed federal or state regulations: double ram blowout preventer; single ram blowout preventer; blowout preventer accumulator unit; blowout preventer choke manifold; drilling mud desander; drilling mud desilter; and drilling mud degasser. | 2013-04-08 | 744100 | 100
17034 | T1 | Nabors Drilling USA | Rig 491 | Abstract 27 Survey - | La Grange | TX |  | Fayette | CN600290928 | RN100699271 | double ram blowout preventer; single ram blowout preventer; blowout preventer accumulator unit; blowout preventer choke manifold; drilling mud desander; drilling mud desilter; and drilling mud degasser. | The following property is used 100% for pollution control and is installed to meet or exceed federal or state regulations: double ram blowout preventer; single ram blowout preventer; blowout preventer accumulator unit; blowout preventer choke manifold; drilling mud desander; drilling mud desilter; and drilling mud degasser. | 2013-04-08 | 744100 | 100
17035 | T1 | Nabors Drilling USA | Rig 709 | Section 16 Block 42 IIIS | Odessa | TX |  | Ector | CN600290928 | RN100699271 | double ram blowout preventer and blowout preventer accumulator unit. | The following property is used 100% for pollution control and is installed to meet or exceed federal or state regulations: double ram blowout preventer and blowout preventer accumulator unit. | 2013-04-09 | 338900 | 100
17036 | T1 | Nabors Drilling USA | Rig 474 | 2500 W. Odessa St. | Odessa | TX |  | Ector | CN600290928 | RN100699271 | blowout preventer accumulator unit; blowout preventer choke manifold; land trip tank; drilling mud desander; drilling mud desilter; and drilling mud degasser. | The following property is used 100% for pollution control and is installed to meet or exceed federal or state regulations: blowout preventer accumulator unit; blowout preventer choke manifold; land trip tank; drilling mud desander; drilling mud desilter; and drilling mud degasser. | 2013-04-09 | 383500 | 100
17037 | T1 | Nabors Drilling USA | Rig 610 | 281 Georgia St. | Odessa | TX |  | Ector | CN600290928 | RN100699271 | blowout preventer accumulator unit; blowout preventer choke manifold; drilling mud desander; drilling mud desilter; and drilling mud degasser. | The following property is used 100% for pollution control and is installed to meet or exceed federal or state regulations: blowout preventer accumulator unit; blowout preventer choke manifold; drilling mud desander; drilling mud desilter; and drilling mud degasser. | 2013-04-09 | 307000 | 100
17038 | T1 | Nabors Drilling USA | Rig 711 | 2500 W. Odessa St. | Odessa | TX |  | Ector | CN600290928 | RN100699271 | double ram blowout preventer; blowout preventer accumulator unit; blowout preventer choke manifold; land trip tank; drilling mud desander; drilling mud desilter; and drilling mud degasser. | The following property is used 100% for pollution control and is installed to meet or exceed federal or state regulations: double ram blowout preventer; blowout preventer accumulator unit; blowout preventer choke manifold; land trip tank; drilling mud desander; drilling mud desilter; and drilling mud degasser. | 2013-04-09 | 630400 | 100
17039 | T1 | Nabors Drilling USA | Rig 365 | 2500 W. Odessa St. | Odessa | TX |  | Ector | CN600290928 | RN100699271 | blowout preventer accumulator unit; blowout preventer choke manifold; land trip tank; drilling mud desander; drilling mud desilter; and drilling mud degasser. | The following property is used 100% for pollution control and is installed to meet or exceed federal or state regulations: blowout preventer accumulator unit; blowout preventer choke manifold; land trip tank; drilling mud desander; drilling mud desilter; and drilling mud degasser. | 2013-04-09 | 383500 | 100
17040 | T1 | Nabors Drilling USA | Rig 255 | 2800 North Westcliff | Odessa | TX |  | Ector | CN600290928 | RN100699271 | double ram blowout preventer; blowout preventer choke manifold; drilling mud desander; drilling mud desilter; and drilling mud degasser. | The following property is used 100% for pollution control and is installed to meet or exceed federal or state regulations: double ram blowout preventer; blowout preventer choke manifold; drilling mud desander; drilling mud desilter; and drilling mud degasser. | 2013-04-09 | 461900 | 100
17041 | T1 | Nabors Drilling USA | Rig 776 | Section 71 Abstract 533 Survey | Carrizo Springs | TX |  | Dimmit | CN600290928 | RN100699271 | double ram blowout preventer; single ram blowout preventer; blowout preventer accumulator unit; blowout preventer choke manifold; land trip tank; and drilling mud degasser. | The following property is used 100% for pollution control and is installed to meet or exceed federal or state regulations: double ram blowout preventer; single ram blowout preventer; blowout preventer accumulator unit; blowout preventer choke manifold; land trip tank; and drilling mud degasser. | 2013-04-09 | 777100 | 100
17042 | T1 | Nabors Drilling USA | Rig 322 | Section 414 Abstract 1108 | Carrizo Springs | TX |  | Dimmit | CN600290928 | RN100699271 | double ram blowout preventer; single ram blowout preventer; blowout preventer accumulator unit; blowout preventer choke manifold; land trip tank; drilling mud desander; drilling mud desilter; and drilling mud degasser. | The following property is used 100% for pollution control and is installed to meet or exceed federal or state regulations: double ram blowout preventer; single ram blowout preventer; blowout preventer accumulator unit; blowout preventer choke manifold; land trip tank; drilling mud desander; drilling mud desilter; and drilling mud degasser. | 2013-04-09 | 820600 | 100
17043 | T1 | Nabors Drilling USA | Rig 415 | Section 22 Block 45 Abstract | Ozona | TX |  | Crockett | CN600290928 | RN100699271 | double ram blowout preventer; blowout preventer accumulator unit; and blowout preventer choke manifold. | The following property is used 100% for pollution control and is installed to meet or exceed federal or state regulations: double ram blowout preventer; blowout preventer accumulator unit; and blowout preventer choke manifold. | 2013-04-09 | 475700 | 100
17044 | T1 | Nabors Lux Finance #2 | Drilling Rig M32 | Section 221 Abstract 338 | Channing | TX |  | Oldham | CN604268243 | RN109629451 | double ram blow out preventer; single ram blow out preventer; blowout preventer accumulator unit; blowout preventer choke manifold; land trip tank; and drilling mud degasser. | The following property is used 100% for pollution control and is installed to meet or exceed federal or state regulations: double ram blow out preventer; single ram blow out preventer; blowout preventer accumulator unit; blowout preventer choke manifold; land trip tank; and drilling mud degasser. | 2013-04-10 | 777100 | 100
17045 | T1 | Nabors Drilling USA | Rig 424 | Section 25 Block B17 Abstract | Penwell | TX |  | Crane | CN600290928 | RN100699271 | double ram blowout preventer; blowout preventer accumulator unit; blowout preventer choke manifold; land trip tank; drilling mud desander; drilling mud desilter; and drilling mud degasser. | The following property is used 100% for pollution control and is installed to meet or exceed federal or state regulations: double ram blowout preventer; blowout preventer accumulator unit; blowout preventer choke manifold; land trip tank; drilling mud desander; drilling mud desilter; and drilling mud degasser. | 2013-04-09 | 630400 | 100
17046 | T1 | Nabors Lux Finance #2 | Drilling Rig M31 | Abstract 432 Survey - | Carthage | TX |  | Panola | CN604268243 | RN109629469 | double ram blow out preventer; single ram blow out preventer; blowout preventer accumulator unit; blowout preventer choke manifold; land trip tank; and drilling mud degasser. | The following property is used 100% for pollution control and is installed to meet or exceed federal or state regulations: double ram blow out preventer; single ram blow out preventer; blowout preventer accumulator unit; blowout preventer choke manifold; land trip tank; and drilling mud degasser. | 2013-04-10 | 777100 | 100
17047 | T1 | Nabors Drilling USA | Rig 297 | 4383 South Street Hwy 6 | Hearne | TX |  | Brazos | CN600290928 | RN100699271 | drilling mud desander; drilling mud desilter; and drilling mud degasser. | The following property is used 100% for pollution control and is installed to meet or exceed federal or state regulations: drilling mud desander; drilling mud desilter; and drilling mud degasser. | 2013-04-17 | 78200 | 100
17048 | T1 | Nabors Lux Finance #2 | Drilling Rig M55 | Section 35 Block 51 IoS Abs. | Fort Stockton | TX |  | Pecos | CN604268243 | RN109629477 | double ram blow out preventer; blowout preventer accumulator unit; blowout preventer choke manifold; and drilling mud degasser. | The following property is used 100% for pollution control and is installed to meet or exceed federal or state regulations: double ram blow out preventer; blowout preventer accumulator unit; blowout preventer choke manifold; and drilling mud degasser. | 2013-04-10 | 510400 | 100
17049 | T1 | Nabors Drilling USA | Rig 409 | 2100 Crosby Dayton Road | Houston | TX | 77532 | Harris | CN600290928 | RN100699271 | blowout preventer accumulator unit; blowout preventer choke manifold; land trip tank; drilling mud desander; drilling mud desilter; and drilling mud degasser. | The following property is used 100% for pollution control and is installed to meet or exceed federal or state regulations: blowout preventer accumulator unit; blowout preventer choke manifold; land trip tank; drilling mud desander; drilling mud desilter; and drilling mud degasser. | 2013-04-17 | 383500 | 100
17050 | T1 | Nabors Lux Finance #2 | Drilling Rig M41 | Section 42 Block 6 Abstract | Pecos | TX |  | Reeves | CN604268243 | RN109629485 | double ram blow out preventer; single ram blow out preventer; blowout preventer accumulator unit; blowout preventer choke manifold; and drilling mud degasser. | The following property is used 100% for pollution control and is installed to meet or exceed federal or state regulations: double ram blow out preventer; single ram blow out preventer; blowout preventer accumulator unit; blowout preventer choke manifold; and drilling mud degasser. | 2013-04-10 | 700600 | 100
17051 | T1 | Nabors Lux Finance #2 | Drilling Rig M47 | Abstract 135 Survey - | Henderson | TX |  | Rusk | CN604268243 | RN109629493 | double ram blow out preventer; single ram blow out preventer; blowout preventer accumulator unit; blowout preventer choke manifold; and drilling mud degasser. | The following property is used 100% for pollution control and is installed to meet or exceed federal or state regulations: double ram blow out preventer; single ram blow out preventer; blowout preventer accumulator unit; blowout preventer choke manifold; and drilling mud degasser. | 2013-04-11 | 700600 | 100
17052 | T1 | Nabors Drilling USA | Rig 624 | 694 FM 1252 East | Kilgore | TX |  | Gregg | CN600290928 | RN100699271 | double ram blowout preventer; single ram blowout preventer; blowout preventer accumulator unit; blowout preventer choke manifold; land trip tank; drilling mud desander; drilling mud desilter; and drilling mud degasser. | The following property is used 100% for pollution control and is installed to meet or exceed federal or state regulations: double ram blowout preventer; single ram blowout preventer; blowout preventer accumulator unit; blowout preventer choke manifold; land trip tank; drilling mud desander; drilling mud desilter; and drilling mud degasser. | 2013-04-17 | 820600 | 100
17053 | T1 | Nabors Drilling USA | Rig 783 | 694 FM 1252 East | Kilgore | TX |  | Gregg | CN600290928 | RN100699271 | double ram blowout preventer; single ram blowout preventer; blowout preventer accumulator unit; blowout preventer choke manifold; land trip tank; drilling mud desander; drilling mud desilter; and drilling mud degasser. | The following property is used 100% for pollution control and is installed to meet or exceed federal or state regulations: double ram blowout preventer; single ram blowout preventer; blowout preventer accumulator unit; blowout preventer choke manifold; land trip tank; drilling mud desander; drilling mud desilter; and drilling mud degasser. | 2013-04-17 | 820600 | 100
17054 | T1 | Nabors Drilling USA | Rig 2 | 386 CR 114 | Deanville | TX |  | Burleson | CN600290928 | RN100699271 | double ram blowout preventer; single ram blowout preventer; blowout preventer accumulator unit; blowout preventer choke manifold; land trip tank; drilling mud desander; drilling mud desilter; and drilling mud degasser. | The following property is used 100% for pollution control and is installed to meet or exceed federal or state regulations: double ram blowout preventer; single ram blowout preventer; blowout preventer accumulator unit; blowout preventer choke manifold; land trip tank; drilling mud desander; drilling mud desilter; and drilling mud degasser. | 2013-04-17 | 820600 | 100
17055 | T1 | Nabors Lux Finance #2 | Drilling Rig M24 | Abstract 285 Survey - Farmer H | Henderson | TX |  | Rusk | CN604268243 | RN109629501 | double ram blow out preventer; single ram blow out preventer; blowout preventer accumulator unit; blowout preventer choke manifold; land trip tank; and drilling mud degasser. | The following property is used 100% for pollution control and is installed to meet or exceed federal or state regulations: double ram blow out preventer; single ram blow out preventer; blowout preventer accumulator unit; blowout preventer choke manifold; land trip tank; and drilling mud degasser. | 2013-04-11 | 777100 | 100
17056 | T1 | Nabors Drilling USA | Rig 141 | 2604 N. Knox Ave. | Odessa | TX |  | Ector | CN600290928 | RN100699271 | double ram blowout preventer; single ram blowout preventer; blowout preventer accumulator unit; drilling mud desander; and drilling mud desilter. | The following property is used 100% for pollution control and is installed to meet or exceed federal or state regulations: double ram blowout preventer; single ram blowout preventer; blowout preventer accumulator unit; drilling mud desander; and drilling mud desilter. | 2013-04-17 | 572600 | 100
17057 | T1 | Nabors Lux Finance #2 | Drilling Rig 490 | Abstract 80 Survey - | San Augustine | TX |  | San Augustine | CN604268243 | RN109629519 | double ram blow out preventer; single ram blow out preventer; blowout preventer accumulator unit; blowout preventer choke manifold; and drilling mud degasser. | The following property is used 100% for pollution control and is installed to meet or exceed federal or state regulations: double ram blow out preventer; single ram blow out preventer; blowout preventer accumulator unit; blowout preventer choke manifold; and drilling mud degasser. | 2013-04-11 | 700600 | 100
17058 | T1 | Nabors Lux Finance #2 | Drilling Rig M29 | Abstract 37 Survey - | San Augustine | TX |  | San Augustine | CN604268243 | RN109629527 | double ram blow out preventer; single ram blow out preventer; blowout preventer accumulator unit; blowout preventer choke manifold; land trip tank; and drilling mud degasser. | The following property is used 100% for pollution control and is installed to meet or exceed federal or state regulations: double ram blow out preventer; single ram blow out preventer; blowout preventer accumulator unit; blowout preventer choke manifold; land trip tank; and drilling mud degasser. | 2013-04-11 | 777100 | 100
17059 | T1 | Nabors Lux Finance #2 | Drilling Rig M14 | 2857 US 180 | Snyder | TX |  | Scurry | CN604268243 | RN109629535 | double ram blow out preventer; single ram blow out preventer; blowout preventer accumulator unit; blowout preventer choke manifold; land trip tank; and drilling mud degasser. | The following property is used 100% for pollution control and is installed to meet or exceed federal or state regulations: double ram blow out preventer; single ram blow out preventer; blowout preventer accumulator unit; blowout preventer choke manifold; land trip tank; and drilling mud degasser. | 2013-04-11 | 777100 | 100
17060 | T1 | Nabors Lux Finance #2 | Drilling Rig F34 | 12047 SH 155 N | Tyler | TX |  | Smith | CN604268243 | RN109629543 | double ram blow out preventer; single ram blow out preventer; blowout preventer accumulator unit; blowout preventer choke manifold; land trip tank; drilling mud desander; drilling mud desilter; and drilling mud degasser. | The following property is used 100% for pollution control and is installed to meet or exceed federal or state regulations: double ram blow out preventer; single ram blow out preventer; blowout preventer accumulator unit; blowout preventer choke manifold; land trip tank; drilling mud desander; drilling mud desilter; and drilling mud degasser. | 2013-04-11 | 744100 | 100
17061 | T1 | Nabors Lux Finance #2 | Drilling Rig F30 | Abstract 208 Survey - | Huntsville | TX |  | Walker | CN604268243 | RN109629550 | double ram blow out preventer; single ram blow out preventer; blowout preventer accumulator unit; blowout preventer choke manifold; land trip tank; and drilling mud degasser. | The following property is used 100% for pollution control and is installed to meet or exceed federal or state regulations: double ram blow out preventer; single ram blow out preventer; blowout preventer accumulator unit; blowout preventer choke manifold; land trip tank; and drilling mud degasser. | 2013-04-10 | 777100 | 100
17062 | T1 | Nabors Lux Finance #2 | Drilling Rig F25 | Section 57 Block 1 Abstract | Mentone | TX |  | Ward | CN604268243 | RN109629568 | double ram blow out preventer; single ram blow out preventer; blowout preventer accumulator unit; blowout preventer choke manifold; and drilling mud degasser. | The following property is used 100% for pollution control and is installed to meet or exceed federal or state regulations: double ram blow out preventer; single ram blow out preventer; blowout preventer accumulator unit; blowout preventer choke manifold; and drilling mud degasser. | 2013-04-10 | 700600 | 100
17063 | T1 | Nabors Lux Finance #2 | Drilling Rig M18 | Section 162 Block 34 Abstract | Barstow | TX |  | Ward | CN604268243 | RN109629576 | double ram blow out preventer; blowout preventer accumulator unit; blowout preventer choke manifold; land trip tank; and drilling mud degasser. | The following property is used 100% for pollution control and is installed to meet or exceed federal or state regulations: double ram blow out preventer; blowout preventer accumulator unit; blowout preventer choke manifold; land trip tank; and drilling mud degasser. | 2013-04-10 | 586900 | 100
17064 | T1 | Nabors Lux Finance #2 | Drilling Rig M28 | Section 170 Block 34 Abstract | Barstow | TX |  | Ward | CN604268243 | RN109629584 | double ram blow out preventer; single ram blow out preventer; blowout preventer accumulator unit; blowout preventer choke manifold; land trip tank; and drilling mud degasser. | The following property is used 100% for pollution control and is installed to meet or exceed federal or state regulations: double ram blow out preventer; single ram blow out preventer; blowout preventer accumulator unit; blowout preventer choke manifold; land trip tank; and drilling mud degasser. | 2013-04-10 | 777100 | 100
17065 | T1 | Nabors Lux Finance #2 | Drilling Rig F37 | Section 567 Abstract 244 | Carrizo Springs | TX |  | Ward | CN604268243 | RN109629592 | double ram blow out preventer; single ram blow out preventer; blowout preventer accumulator unit; blowout preventer choke manifold; land trip tank; drilling mud desander; drilling mud desilter; and drilling mud degasser. | The following property is used 100% for pollution control and is installed to meet or exceed federal or state regulations: double ram blow out preventer; single ram blow out preventer; blowout preventer accumulator unit; blowout preventer choke manifold; land trip tank; drilling mud desander; drilling mud desilter; and drilling mud degasser. | 2013-04-10 | 744100 | 100
17066 | T1 | Nabors Lux Finance #2 | Drilling Rig M10 | Section 2182 Abstract 65 | Laredo | TX |  | Webb | CN604268243 | RN109629600 | double ram blow out preventer; single ram blow out preventer; blowout preventer accumulator unit; blowout preventer choke manifold; land trip tank; and drilling mud degasser. | The following property is used 100% for pollution control and is installed to meet or exceed federal or state regulations: double ram blow out preventer; single ram blow out preventer; blowout preventer accumulator unit; blowout preventer choke manifold; land trip tank; and drilling mud degasser. | 2013-04-10 | 777100 | 100
17067 | T1 | Nabors Lux Finance #2 | Drilling Rig F19 | Section 26 Abstract 4 | Poth | TX |  | Wilson | CN604268243 | RN109629618 | double ram blow out preventer; single ram blow out preventer; blowout preventer accumulator unit; blowout preventer choke manifold; land trip tank; and drilling mud degasser. | The following property is used 100% for pollution control and is installed to meet or exceed federal or state regulations: double ram blow out preventer; single ram blow out preventer; blowout preventer accumulator unit; blowout preventer choke manifold; land trip tank; and drilling mud degasser. | 2013-04-10 | 777100 | 100
17068 | T1 | Reagent Chemical & Research, Inc. | Cleburne Terminal | 2026 Highway 171 North | Cleburne | TX | 76033 | Johnson | CN600434260 | RN104929716 | four scrubbers, four coated concrete pads with sumps, and coated concrete tank containment walls. | The following property is used 100% for pollution control and is installed to meet or exceed federal or state regulations: four scrubbers, four coated concrete pads with sumps, and coated concrete tank containment walls. | 2013-05-24 | 236000 | 100
17069 | T1 | Tyler Pipeline Company | Ductile Pipe Foundry | 11910 CR 492 | Tyler | TX | 75706 | Smith | CN602243313 | RN102679867 | Escher cupola exhaust cooler. | The following property is used 100% for pollution control and is installed to meet or exceed federal or state regulations: Escher cupola exhaust cooler. | 2013-06-04 | 302249 | 100
17070 | T1 | SW Border Incineration LLC | SW Border Incineration McAllen Contraband Incinerator | 3421 Durango Avenue | McAllen | TX | 78503 | Hidalgo | CN604034868 | RN106337462 | baghouse fabric filter, associated ductwork, collection system, and blower system; CEMS; and thermal oxidizer. | The following property is used 100% for pollution control and is installed to meet or exceed federal or state regulations: baghouse fabric filter, associated ductwork, collection system, and blower system; CEMS; and thermal oxidizer. | 2013-05-22 | 670000 | 100
17071 | T1 | Allsup Petroleum, Inc. | Allsup Petroleum #185 | 829 South Broadway Street | Aspermont | TX | 79502 | Stonewall | CN601099260 | RN102063039 | difference in cost between double-walled tanks and single-walled tanks; difference in cost between double-walled piping and single-walled piping; tank top sumps; automatic tank gauging; automatic line leak detectors; overfill alarms; and liquid sensors installed to monitor secondary containment. | The following property is used 100% for pollution control and is installed to meet or exceed federal or state regulations: difference in cost between double-walled tanks and single-walled tanks; difference in cost between double-walled piping and single-walled piping; tank top sumps; automatic tank gauging; automatic line leak detectors; overfill alarms; and liquid sensors installed to monitor secondary containment. | 2013-04-18 | 93429 | 100
17072 | T1 | Houston Ammonia Terminal LP | Houston Ammonia Terminal | 4403 Pasadena Fwy | Pasadena | TX | 77501 | Harris | CN601543275 | RN100927367 | generator | Returned for failure to respond to a deficiency letter. | 2013-04-16 | 142502 | 100
17073 | T1 | American Railcar Industries, Inc. | Southwest Steel Casting | 600 Foundry Drive | Longview | TX | 75604 | Gregg | CN601353378 | RN100222371 | dust collector. | The following property receives a 100% positive use determination: dust collector. | 2013-05-14 | 401958 | 100
17074 | T1 | American Railcar Industries, Inc. | Longview Repair Facility | 300 Stevens St. | Longview | TX | 75604 | Gregg | CN601353378 | RN102666450 | combustion flare system. | The following property receives a 100% positive use determination: combustion flare system. | 2013-05-14 | 264931 | 100
17075 | T1 | Allsup Petroleum, Inc. | Allsup Petroleum #276 | Highway 87 and James | Hermleigh | TX | 79526 | Scurry | CN601099260 | RN102049657 | difference in cost between double-walled tanks and single-walled tanks; difference in cost between double-walled piping and single-walled piping; tank top sumps; automatic tank gauging; automatic line leak detectors; overfill alarms; and liquid sensors installed to monitor secondary containment. | The following property is used 100% for pollution control and is installed to meet or exceed federal or state regulations: difference in cost between double-walled tanks and single-walled tanks; difference in cost between double-walled piping and single-walled piping; tank top sumps; automatic tank gauging; automatic line leak detectors; overfill alarms; and liquid sensors installed to monitor secondary containment. | 2013-04-18 | 92721 | 100
17076 | T1 | Allsup Petroleum, Inc. | Allsup Petroleum #029 | 806 NW 6th Street | Tulia | TX | 79088 | Swisher | CN601099260 | RN102062023 | difference in cost between double-walled tanks and single-walled tanks; difference in cost between double-walled piping and single-walled piping; tank top sumps; automatic tank gauging; automatic line leak detectors; overfill alarms; and liquid sensors installed to monitor secondary containment. | The following property is used 100% for pollution control and is installed to meet or exceed federal or state regulations: difference in cost between double-walled tanks and single-walled tanks; difference in cost between double-walled piping and single-walled piping; tank top sumps; automatic tank gauging; automatic line leak detectors; overfill alarms; and liquid sensors installed to monitor secondary containment. | 2013-04-18 | 76240 | 100
17077 | T1 | Allsup Petroleum, Inc. | Allsup Petroleum #084 | 3480 Highway 377 South | Brownwood | TX | 76801 | Brown | CN601099260 | RN106350770 | difference in cost between double-walled tanks and single-walled tanks; difference in cost between double-walled piping and single-walled piping; tank top sumps; automatic tank gauging; automatic line leak detectors; overfill alarms; and liquid sensors installed to monitor secondary containment. | The following property is used 100% for pollution control and is installed to meet or exceed federal or state regulations: difference in cost between double-walled tanks and single-walled tanks; difference in cost between double-walled piping and single-walled piping; tank top sumps; automatic tank gauging; automatic line leak detectors; overfill alarms; and liquid sensors installed to monitor secondary containment. | 2013-04-18 | 101910 | 100
17078 | T1 | Allsup Petroleum, Inc. | Allsup Petroleum #283 | 402 South O'Brien | Wickett | TX | 79888 | Ward | CN601099260 | RN102039716 | difference in cost between double-walled tanks and single-walled tanks; difference in cost between double-walled piping and single-walled piping; tank top sumps; automatic tank gauging; automatic line leak detectors; overfill alarms; and liquid sensors installed to monitor secondary containment. | The following property is used 100% for pollution control and is installed to meet or exceed federal or state regulations: difference in cost between double-walled tanks and single-walled tanks; difference in cost between double-walled piping and single-walled piping; tank top sumps; automatic tank gauging; automatic line leak detectors; overfill alarms; and liquid sensors installed to monitor secondary containment. | 2013-04-18 | 101910 | 100
17079 | T1 | Felter Investments Ltd. | Felter Investments Austin | 7910 Burleson | Austin | TX | 78744 | Travis | CN602497851 | RN104010509 | three water quality ponds and the portions of the water quality zone and the critical water quality zone used solely to filter and convey stormwater and not used for recreational, park, or scenic uses as defined by TTC, §23.81. | The following property is used 100% for pollution control and is installed to meet or exceed federal or state regulations: three water quality ponds and the portions of the water quality zone and the critical water quality zone used solely to filter and convey stormwater and not used for recreational, park, or scenic uses as defined by TTC, §23.81. | 2013-04-18 | 458613.3 | 100
17080 | T1 | Jewett Construction Inc. | Jewett Construction Plant | 7641 N. FM 39 | Jewett | TX | 75846 | Leon | CN603490798 | RN105740526 | spray paint booth and paint booth building | Returned for failure to respond to a deficiency letter. | 2013-04-18 | 70527 | 100
17081 | T1 | Felter Investments Ltd. | Felter Investments Georgetown | 200 Park Central | Georgetown | TX | 78626 | Williamson | CN602497851 | RN109629626 | 3.2 acre stormwater quality detention pond. | The following property is used 100% for pollution control and is installed to meet or exceed federal or state regulations: 3.2 acre stormwater quality detention pond. | 2013-04-26 | 263446 | 100
17082 | T1 | St. Moritz Partners, LP | Eastex Pines Apartments | 6100 Greens Road | Houston | TX | 77040 | Harris | CN602405979 | RN105106504 | 4.44 acre stormwater quality pond. | The following property is used 100% for pollution control and is installed to meet or exceed federal or state regulations: 4.44 acre stormwater quality pond. | 2013-04-22 | 145077 | 100
17083 | T1 | The Sabine Mining Company | Sabine Mining Company Lignite Surface Coal Mine | 6501 FM Road 968 W | Hallsville | TX | 75650 | Harrison | CN600835797 | RN103968707 | one truck dump sediment pond. | The following property is used 100% for pollution control and is installed to meet or exceed federal or state regulations: one truck dump sediment pond. | 2013-04-19 | 136718 | 100
17084 | T2 | The Sabine Mining Company | Sabine Mining Company Lignite Surface Coal Mine | 6501 FM Road 968 W | Hallsville | TX | 75650 | Harrison | CN600835797 | RN103968707 | CAT D6T Dozer, Unit XXXXXX, VIN #XXXXXXXX; CAT 785D End Dump, Unit XXXXXX, VIN #XXXXXXXX; CAT 785D End Dump, Unit XXXXXX, VIN #XXXXXXXX; and CAT 785D End Dump, Unit XXXXXX, VIN #XXXXXXXX. All equipment is used exclusively for land reclamation. | The following property is used 100% for pollution control and is installed to meet or exceed federal or state regulations: CAT D6T Dozer, Unit XXXXXX, VIN #XXXXXXXX; CAT 785D End Dump, Unit XXXXXX, VIN #XXXXXXXX; CAT 785D End Dump, Unit XXXXXX, VIN #XXXXXXXX; and CAT 785D End Dump, Unit XXXXXX, VIN #XXXXXXXX. All equipment is used exclusively for land reclamation. | 2013-04-19 | 7995544 | 100
17085 | T1 | The Sabine Mining Company | Sabine Mining Company Lignite Surface Mine | 6501 FM Road 968 W | Hallsville | TX | 75650 | Rusk | CN600835797 | RN103968707 | one sediment pond; one pump; one barge; and one waterhorse. | The following property is used 100% for pollution control and is installed to meet or exceed federal or state regulations: one sediment pond; one pump; one barge; and one waterhorse. | 2013-04-19 | 2022380 | 100
17086 | T1 | The Sabine Mining Company | Sabine Mining Company Lignite Surface Coal Mine | 6501 FM Road 968 W | Hallsville | TX | 75650 | Panola | CN600835797 | RN103968707 | two sediment ponds. | The following property is used 100% for pollution control and is installed to meet or exceed federal or state regulations: two sediment ponds. | 2013-04-19 | 1647145 | 100
17087 | T1 | Tyson Fresh Meats | Tyson Fresh Meats Amarillo Plant |  | Amarillo | TX | 79108 | Potter | CN601737729 | RN100212943 | dissolved air flotation tanks and associated piping, screens, and electrical equipment. | Returned for failure to respond to a deficiency letter. | 2013-04-19 | 1894882 | 100
17088 | T1 | Huntsman Petrochemical LLC | Port Neches Performance Products | 6001 Hwy 366 | Port Neches | TX | 77651 | Jefferson | CN603603093 | RN100219252 | flow meters for the F4 and F6 unit's natural gas and ethylene lines. | The following property is used 100% for pollution control and is installed to meet or exceed federal or state regulations: flow meters for the F4 and F6 unit’s natural gas and ethylene lines. | 2013-04-22 | 267919 | 100
17089 | T1 | Luminant Generation Company LLC | Martin Lake Steam Electric Station Unit 2 | 8850 FM 2658 North | Tatum | TX | 75691 | Rusk | CN603256413 | RN102583093 | flue gas desulfurization system improvements. | The following property is used 100% for pollution control and is installed to meet or exceed federal or state regulations: flue gas desulfurization system improvements. | 2013-09-19 | 22285666 | 100
17090 | T1 | Luminant Generation Company LLC | Martin Lake Steam Electric Station Unit 1 | 8850 FM 2658 North | Tatum | TX | 75691 | Rusk | CN603256413 | RN102583093 | flue gas desulfurization system improvements. | The following property is used 100% for pollution control and is installed to meet or exceed federal or state regulations: flue gas desulfurization system improvements. | 2013-09-19 | 25668410 | 100
17091 | T1 | Luminant Generation Company LLC | Martin Lake Steam Electric Station Unit 3 | 8850 FM 2658 North | Tatum | TX | 75691 | Rusk | CN603256413 | RN102583093 | flue gas desulfurization system improvements. | The following property is used 100% for pollution control and is installed to meet or exceed federal or state regulations: flue gas desulfurization system improvements. | 2013-09-19 | 23841575 | 100
17092 | T1 | Huntsman Petrochemical LLC | Port Neches Performance Products | 6001 Hwy 366 | Port Neches | TX | 77651 | Jefferson | CN603603093 | RN100219252 | reinforced concrete collection sump and refurbishment of Tank T-Q-142. | Returned for failure to respond to a deficiency letter. | 2013-04-23 | 39270 | 100
17093 | T1 | Huntsman Petrochemical LLC | Port Neches Performance Products | 6001 Hwy 366 | Port Neches | TX | 77651 | Jefferson | CN603603093 | RN100219252 | 4-inch vent lines, including pressure control valves, installed between tanks T-E7-32 and 33 and the 6-inch carbon canister vent header; and pressure transmitters and pressure/vacuum relief valves installed on each tank. | The following property is used 100% for pollution control and is installed to meet or exceed federal or state regulations: 4-inch vent lines, including pressure control valves, installed between tanks T-E7-32 and 33 and the 6-inch carbon canister vent header; and pressure transmitters and pressure/vacuum relief valves installed on each tank. | 2013-04-22 | 154996 | 100
17094 | T1 | Big Brown Power Company, LLC | Big Brown Steam Electric Station | 850 FM 2750 | Fairfield | TX | 75840 | Freestone | CN603263872 | RN101198059 | coal combustion waste handling improvements. | The following property receives a 100% positive use determination: coal combustion waste handling improvements. | 2013-04-22 | 1163508 | 100
17095 | T1 | Huntsman Petrochemical LLC | Port Neches Performance Products | 6001 Hwy 366 | Port Neches | TX | 77651 | Jefferson | CN603603093 | RN100219252 | piping and updated logic control for the F-O-85 scrubber. | The following property is used 100% for pollution control and is installed to meet or exceed federal or state regulations: piping and updated logic control for the F-O-85 scrubber. | 2013-04-22 | 102190 | 100
17096 | T1 | Big Brown Power Company, LLC | Big Brown Steam Electric Station | 850 FM 2750 | Fairfield | TX | 75840 | Freestone | CN603263872 | RN101198059 | selective non-catalytic reduction system (SNCR) improvements including new lower level SNCR lances. | The following property is used 100% for pollution control and is installed to meet or exceed federal or state regulations: selective non-catalytic reduction system (SNCR) improvements including new lower level SNCR lances. | 2013-06-28 | 950912 | 100
17097 | T1 | Huntsman Petrochemical LLC | Port Neches Performance Products | 6001 Hwy 366 | Port Neches | TX | 77651 | Jefferson | CN603603093 | RN100219252 | scrubber including tower, water holding reservoir, circulating water pump, piping, and blower. | Returned for failure to respond to a deficiency letter. | 2013-04-23 | 13517 | 100
17098 | T1 | Luminant Generation Company LLC | Martin Lake Steam Electric Station | 8850 FM 2658 North | Tatum | TX | 75691 | Rusk | CN603256413 | RN102583093 | coal combustion waste handling system improvements. | The following property receives a 100% positive use determination: coal combustion waste handling system improvements. | 2013-04-22 | 8837832 | 100
17099 | T1 | Huntsman Petrochemical LLC | Port Neches Performance Products | 6001 Hwy 366 | Port Neches | TX | 77651 | Jefferson | CN603603093 | RN100219252 | floating mixers installed in equalization basin and aeration ponds at wastewater treatment plant. | Returned for failure to respond to a deficiency letter. | 2013-04-23 | 19130 | 100
17100 | T1 | Huntsman Petrochemical LLC | Port Neches Performance Products | 6001 Hwy 366 | Port Neches | TX | 77651 | Jefferson | CN603603093 | RN100219252 | BTU analyzer installed as upgrade to the PO/MTBE Low Pressure BTU Analyzer AI-0959. | The following property is used 100% for pollution control and is installed to meet or exceed federal or state regulations: BTU analyzer installed as upgrade to the PO/MTBE Low Pressure BTU Analyzer AI-0959. | 2013-04-22 | 220905 | 100
17101 | T1 | Sandow Power Company LLC | Sandow 5 Generating Plant | 3708 C. M. Hall Rd | Rockdale | TX | 76567 | Milam | CN603256405 | RN105369805 | improvements to bed ash and fly ash handling, storage, and disposal system. | The following property receives a 100% positive use determination: improvements to bed ash and fly ash handling, storage, and disposal system. | 2013-04-23 | 12062649 | 100
17102 | T1 | Luminant Generation Company LLC | Monticello Steam Electric Station | 1574 Monticello Plant Road | Mount Pleasant | TX | 75455 | Titus | CN603256413 | RN102285921 | sorbent injection system improvements. | The following property receives a 100% positive use determination: sorbent injection system improvements. | 2013-04-23 | 1557488 | 100
17103 | T1 | Baxter J. Braband | Braband Business Park II | 8727 Jackrabbit Road | Houston | TX | 77095 | Harris | CN602547036 | RN104823224 | storm water quality pond and lift and pump station including conveyances, pumps, sumps, and screens. | The following property is used 100% for pollution control and is installed to meet or exceed federal or state regulations: storm water quality pond and lift and pump station including conveyances, pumps, sumps, and screens. | 2013-04-26 | 397000 | 100
17104 | T1 | The Men's Warehouse | Men's Wearhouse Houston Facility | 10485 West Bellfort | Houston | TX | 77031 | Harris | CN603529520 | RN103894952 | wet detention pond, dry detention pond, stormwater quality swales and stormwater quality permanent structural controls. This determination does not apply to land that does not actually house a stormwater control feature. | The following property is used 100% for pollution control and is installed to meet or exceed federal or state regulations: wet detention pond, dry detention pond, stormwater quality swales and stormwater quality permanent structural controls. This determination does not apply to land that does not actually house a stormwater control feature. | 2013-04-26 | 988176 | 100
17105 | T1 | Luminant Generation Company LLC | Monticello Steam Electric Station | 1574 Monticello Plant Road | Mount Pleasant | TX | 75455 | Titus | CN603256413 | RN102285921 | flue gas desulfurization system improvements and gunite stack lining treatment. | The following property is used 100% for pollution control and is installed to meet or exceed federal or state regulations: flue gas desulfurization system improvements and gunite stack lining treatment. | 2013-09-24 | 99538136 | 100
17106 | T1 | The Lubrizol Corporation | Bayport Facility | 12801 Bay Area Blvd. | Pasadena | TX | 77507 | Harris | CN600269617 | RN101058410 | powder material conveyance system | Returned for failure to respond to a deficiency letter. | 2013-04-24 | 192722 | 100
17107 | T1 | The Lubrizol Corporation | Bayport Facility | 12801 Bay Area Blvd. | Pasadena | TX | 77507 | Harris | CN600269617 | RN101058410 | dust collector and tank | Returned for failure to respond to a deficiency letter. | 2013-04-24 | 105571 | 100
17108 | T1 | The Lubrizol Corporation | Bayport Facility | 12801 Bay Area Blvd. | Pasadena | TX | 77507 | Harris | CN600269617 | RN101058410 | vent system protection, relief valves, and vacuum breakers | Returned for failure to respond to a deficiency letter. | 2013-04-24 | 32578 | 100
17109 | T1 | K. O. Developing | Jackrabbit Steel Facility | 9009 Jackrabbit Road | Houston | TX | 77095 | Harris | CN604347815 | RN106838568 | stormwater quality management pond, swales, trash collectors, lift stations, and land dedicated for stormwater control. | The following property is used 100% for pollution control and is installed to meet or exceed federal or state regulations: stormwater quality management pond, swales, trash collectors, lift stations, and land dedicated for stormwater control. | 2013-05-29 | 547500 | 100
17110 | T1 | The Lubrizol Corporation | Bayport Facility | 12801 Bay Area Blvd. | Pasadena | TX | 77507 | Harris | CN600269617 | RN101058410 | vent system protection relief valves | Returned for failure to respond to a deficiency letter. | 2013-04-26 | 7124 | 100
17111 | T1 | The Lubrizol Corporation | Bayport Facility | 12801 Bay Area Blvd. | Pasadena | TX | 77507 | Harris | CN600269617 | RN101058410 | flare repairs | Returned for failure to respond to a deficiency letter. | 2013-04-26 | 17132 | 100
17112 | T1 | The Lubrizol Corporation | Bayport Facility | 12801 Bay Area Blvd. | Pasadena | TX | 77507 | Harris | CN600269617 | RN101058410 | in-line flow meter on process 3 flare line and associated equipment installed to monitor flow from vent headers and enhance operation and reliability of control device. | Returned for failure to respond to a deficiency letter. | 2013-04-26 | 65538 | 100
17113 | T1 | The Lubrizol Corporation | Deer Park Facility | 41 Tidal Road | Deer Park | TX | 77536 | Harris | CN600269617 | RN100221589 | enclosed dry lime feed system | Returned for failure to respond to a deficiency letter. | 2013-04-26 | 779567 | 100
17114 | T1 | The Lubrizol Corporation | Deer Park Facility | 41 Tidal Road | Deer Park | TX | 77536 | Harris | CN600269617 | RN100221589 | conveyance system | Returned for failure to respond to a deficiency letter. | 2013-04-26 | 313741 | 100
17115 | T1 | The Lubrizol Corporation | Deer Park Facility | 41 Tidal Road | Deer Park | TX | 77536 | Harris | CN600269617 | RN100221589 | emergency back-up generator at No. 1 lift station. | Returned for failure to respond to a deficiency letter. | 2013-04-26 | 471851 | 100
17116 | T1 | Texas Brine Company, LLC | Underground Services Markham | 7005 FM 1468 North | Bay City | TX | 77414 | Matagorda | CN601728082 | RN104486964 | Fiberline pit liners for 93,000 square foot, 76,000 square foot, and 17,000 square foot brine ponds. | The following property is used 100% for pollution control and is installed to meet or exceed federal or state regulations: Fiberline pit liners for 93,000 square foot, 76,000 square foot, and 17,000 square foot brine ponds. | 2013-06-04 | 207525 | 100
17117 | T1 | The Lubrizol Corporation | Deer Park Facility | 41 Tidal Road | Deer Park | TX | 77536 | Harris | CN600269617 | RN100221589 | vent system and nitrogen padding for tanks C-17, C-18, C-19, C-20, and C-21. | Returned for failure to respond to a deficiency letter. | 2013-04-29 | 106794 | 100
17118 | T1 | The Lubrizol Corporation | Deer Park Facility | 41 Tidal Road | Deer Park | TX | 77536 | Harris | CN600269617 | RN100221589 | lab centrifuge and water separability testing equipment | Returned for failure to respond to a deficiency letter. | 2013-04-29 | 23843 | 100
17119 | T1 | Oak Grove Management Company LLC | Oak Grove Steam Electric Station | 8127 Oak Grove Rd | Franklin | TX | 77856 | Robertson | CN602881955 | RN100216191 | wastewater control system improvements consisting of five sump pumps. | The following property is used 100% for pollution control and is installed to meet or exceed federal or state regulations: wastewater control system improvements consisting of five sump pumps. | 2013-04-29 | 191857 | 100
17120 | T1 | Oak Grove Management Company LLC | Oak Grove Steam Electric Station | 8127 Oak Grove Rd | Franklin | TX | 77856 | Robertson | CN602881955 | RN100216191 | stormwater control system improvements consisting of a stormwater sump in the Fly Ash and Gypsum Handling areas and modifications to the stormwater drainage ditch in the area south of Unit 1. | The following property is used 100% for pollution control and is installed to meet or exceed federal or state regulations: stormwater control system improvements consisting of a stormwater sump in the Fly Ash and Gypsum Handling areas and modifications to the stormwater drainage ditch in the area south of Unit 1. | 2013-04-29 | 1519406 | 100
17121 | T1 | Oak Grove Management Company LLC | Oak Grove Steam Electric Station | 8127 Oak Grove Rd | Franklin | TX | 77856 | Robertson | CN602881955 | RN100216191 | 102,600 sq. ft. of concrete paving installed between the Unit 1 and 2 and west of the limestone mixing area; 13,800 sq. ft. of concrete paving installed on the Firehouse access road; 13,880 sq. ft. of concrete paving installed on the area north and south of the Pump Room and Intake area; 13,700 sq. ft. of concrete paving installed at the lignite train receiving area; 12,300 sq. ft. of concrete paving installed at the Ammonia Storage area; 125,300 sq. ft. of concrete paving installed on the area surrounding the Gypsum, Limestone, and Crusher buildings and structures; 84,950 sq. ft. of concrete paving installed on the Warehouse receiving road; 37,2580 sq. ft. of concrete paving installed on the area around the Reverse Osmosis building; and 186,840 sq. ft. of concrete paving installed on the Plant Equipment Access roads. | The following property is used 100% for pollution control and is installed to meet or exceed federal or state regulations: 102,600 sq. ft. of concrete paving installed between the Unit 1 and 2 and west of the limestone mixing area; 13,800 sq. ft. of concrete paving installed on the Firehouse access road; 13,880 sq. ft. of concrete paving installed on the area north and south of the Pump Room and Intake area; 13,700 sq. ft. of concrete paving installed at the lignite train receiving area; 12,300 sq. ft. of concrete paving installed at the Ammonia Storage area; 125,300 sq. ft. of concrete paving installed on the area surrounding the Gypsum, Limestone, and Crusher buildings and structures; 84,950 sq. ft. of concrete paving installed on the Warehouse receiving road; 37,2580 sq. ft. of concrete paving installed on the area around the Reverse Osmosis building; and 186,840 sq. ft. of concrete paving installed on the Plant Equipment Access roads. The 11,587 sq. ft. of concrete paving installed on the Outlay Lay Down area is not eligible for a positive use determination because the paving of storage and equipment parking areas is not considered to be pollution control. | 2013-07-16 | 7081437 | 100
17122 | T1 | The Lubrizol Corporation | Deer Park Facility | 41 Tidal Road | Deer Park | TX | 77536 | Harris | CN600269617 | RN100221589 | vent system protection / nitrogen padding for Z-12, Z-13, Z-15, Z-16, C-25, T-11, T-12, T-14, and T-15. | Returned for failure to respond to a deficiency letter. | 2013-04-29 | 150174 | 100
17123 | T1 | Luminant Generation Company LLC | Monticello Steam Electric Station | 1574 Monticello Plant Road | Mount Pleasant | TX | 75455 | Titus | CN603256413 | RN102285921 | sonic horns for the Unit 1 baghouse and vane additions and relocations for the Unit 1 electrostatic precipitator. | The following property is used 100% for pollution control and is installed to meet or exceed federal or state regulations: sonic horns for the Unit 1 baghouse and vane additions and relocations for the Unit 1 electrostatic precipitator. | 2013-04-29 | 2104719 | 100
17124 | T1 | Luminant Generation Company LLC | Monticello Steam Electric Station | 1574 Monticello Plant Road | Mount Pleasant | TX | 75455 | Titus | CN603256413 | RN102285921 | sonic horns and cleaning system configuration and control study for the Unit 2 baghouse and vane additions and relocations for the Unit 2 electrostatic precipitator. | The following property is used 100% for pollution control and is installed to meet or exceed federal or state regulations: sonic horns and cleaning system configuration and control study for the Unit 2 baghouse and vane additions and relocations for the Unit 2 electrostatic precipitator. | 2013-04-29 | 2456270 | 100
17125 | T1 | Luminant Generation Company LLC | Monticello Steam Electric Station | 1574 Monticello Plant Road | Mount Pleasant | TX | 75455 | Titus | CN603256413 | RN102285921 | two clinker grinders for the Unit 3 boiler clinker collection point and four retractable soot blowers and soot blower platforms. | The following property is used 100% for pollution control and is installed to meet or exceed federal or state regulations: two clinker grinders for the Unit 3 boiler clinker collection point and four retractable soot blowers and soot blower platforms. | 2013-04-29 | 1686846 | 100
17126 | T1 | Oak Grove Management Company LLC | Oak Grove Steam Electric Station | 8127 Oak Grove Rd | Franklin | TX | 77856 | Robertson | CN602881955 | RN100216191 | bottom ash access doors for bottom ash handling, large particle screens for flyash handling, selective catalytic reduction system vacuum standpipe improvements, chain improvements for the bottom ash transfer (150) conveyor, and a trench drain sluice system. | The following property is used 100% for pollution control and is installed to meet or exceed federal or state regulations: bottom ash access doors for bottom ash handling, large particle screens for flyash handling, selective catalytic reduction system vacuum standpipe improvements, chain improvements for the bottom ash transfer (150) conveyor, and a trench drain sluice system. | 2013-04-29 | 3910620 | 100
17127 | T1 | The Lubrizol Corporation | Deer Park Facility | 41 Tidal Road | Deer Park | TX | 77536 | Harris | CN600269617 | RN100221589 | vent system protection | Returned for failure to respond to a deficiency letter. | 2013-04-30 | 21891 | 100
17128 | T1 | Oak Grove Management Company LLC | Oak Grove Steam Electric Station | 8127 Oak Grove Rd | Franklin | TX | 77856 | Robertson | CN602881955 | RN100216191 | Unit 1 coal combustion waste handling system improvements including bottom ash access doors for bottom ash handling, flyash exhauster fly ash transport, spare chain and chain improvements for bottom ash transfer (150) conveyor, chain improvements for bottom ash submerged conveyor, and a trench drain sluice system. | The following property is used 100% for pollution control and is installed to meet or exceed federal or state regulations: Unit 1 coal combustion waste handling system improvements including bottom ash access doors for bottom ash handling, flyash exhauster fly ash transport, spare chain and chain improvements for bottom ash transfer (150) conveyor, chain improvements for bottom ash submerged conveyor, and a trench drain sluice system. | 2013-04-29 | 2127725 | 100
17129 | T1 | Oak Grove Management Company LLC | Oak Grove Steam Electric Station | 8127 Oak Grove Rd | Franklin | TX | 77856 | Robertson | CN602881955 | RN100216191 | Units 1 and 2 bottom ash and fly ash handling and disposal system improvements including bottom ash submerged chain conveyor, gearbox, and chain; two bottom ash transfer chains; fly ash exhauster; new ash disposal landfill cell; flue gas desulfurization (FGD) permanent disposal pond motor; drainage installations for fly ash/scrubber waste discharge pond; containment for FGD “A” pump; and FGD permanent disposal pond improvements. | The following property is used 100% for pollution control and is installed to meet or exceed federal or state regulations: Units 1 and 2 bottom ash and fly ash handling and disposal system improvements including bottom ash submerged chain conveyor, gearbox, and chain; two bottom ash transfer chains; fly ash exhauster; new ash disposal landfill cell; flue gas desulfurization (FGD) permanent disposal pond motor; drainage installations for fly ash/scrubber waste discharge pond; containment for FGD “A” pump; and FGD permanent disposal pond improvements. | 2013-04-29 | 4775179 | 100
17130 | T1 | Oak Grove Management Company LLC | Oak Grove Steam Electric Station | 8127 Oak Grove Rd | Franklin | TX | 77856 | Robertson | CN602881955 | RN100216191 | flue gas desulfurization system improvements including absorber mechanical seals, scrubber agitator shafts, scrubber agitator gear box and motor, limestone handling discharge chute improvements, and sorbent injection system. | The following property is used 100% for pollution control and is installed to meet or exceed federal or state regulations: flue gas desulfurization system improvements including absorber mechanical seals, scrubber agitator shafts, scrubber agitator gear box and motor, limestone handling discharge chute improvements, and sorbent injection system. | 2013-04-30 | 4037102 | 100
17131 | T1 | The Lubrizol Corporation | Deer Park Facility | 41 Tidal Road | Deer Park | TX | 77536 | Harris | CN600269617 | RN100221589 | vent system protection | Returned for failure to respond to a deficiency letter. | 2013-04-30 | 184003 | 100
17132 | T1 | Sandow Power Company LLC | Sandow 5 Generating Plant | 3708 C. M. Hall Rd | Rockdale | TX | 76567 | Milam | CN603256405 | RN105369805 | storm water control system improvements including 50’ by 15’ concrete basin with sump pit and maintenance platforms; four self-priming pumps; two agitators with level float switches and controls; concrete flumes and boxes; and a dedicated instrumentation and electric supply for the sump operation. | The following property is used 100% for pollution control and is installed to meet or exceed federal or state regulations: storm water control system improvements including 50’ by 15’ concrete basin with sump pit and maintenance platforms; four self-priming pumps; two agitators with level float switches and controls; concrete flumes and boxes; and a dedicated instrumentation and electric supply for the sump operation. | 2013-04-30 | 1818837 | 100
17133 | T1 | The Lubrizol Corporation | Deer Park Facility | 41 Tidal Road | Deer Park | TX | 77536 | Harris | CN600269617 | RN100221589 | cooling tower drift eliminator and supports for cooling tower CT-11 | Returned for failure to respond to a deficiency letter. | 2013-04-30 | 88736 | 100
17134 | T1 | Luminant Generation Company LLC | Sandow Steam Electric Station Unit 4 | 3986 C. M. Hall Rd | Rockdale | TX | 76567 | Milam | CN603256413 | RN102147881 | Unit 4 electrostatic precipitator (ESP) improvements including modeling and implementation of new flow design; ESP optimization system, purge air system, and associated controls; 32 transformer/rectifier sets; 32 current limiting reactors; improvements to ESP box B4; pillar blocks, anvils, and hammers; ESP hoppers and hopper cones; 32 hopper heaters, 32 hopper vibrators, and intelligent hopper level control system; internal walkway addition; and ESP wash system additions. | The following property is used 100% for pollution control and is installed to meet or exceed federal or state regulations: Unit 4 electrostatic precipitator (ESP) improvements including modeling and implementation of new flow design; ESP optimization system, purge air system, and associated controls; 32 transformer/rectifier sets; 32 current limiting reactors; improvements to ESP box B4; pillar blocks, anvils, and hammers; ESP hoppers and hopper cones; 32 hopper heaters, 32 hopper vibrators, and intelligent hopper level control system; internal walkway addition; and ESP wash system additions. | 2013-04-30 | 12419195 | 100
17135 | T1 | The Lubrizol Corporation | Deer Park Facility | 41 Tidal Road | Deer Park | TX | 77536 | Harris | CN600269617 | RN100221589 | plant ambient air monitors | Returned for failure to respond to a deficiency letter. | 2013-04-30 | 295659 | 100
17136 | T1 | Luminant Generation Company LLC | Sandow Steam Electric Station Unit 4 | 3986 C. M. Hall Rd | Rockdale | TX | 76567 | Milam | CN603256413 | RN102147881 | Unit 4 selective catalytic reduction system improvements including new catalyst and test probes. | The following property is used 100% for pollution control and is installed to meet or exceed federal or state regulations: Unit 4 selective catalytic reduction system improvements including new catalyst and test probes. | 2013-05-01 | 9573884 | 100
17137 | T1 | The Lubrizol Corporation | Deer Park Facility | 41 Tidal Road | Deer Park | TX | 77536 | Harris | CN600269617 | RN100221589 | fire eye on FI-02 incinerator in 177 unit | Returned for failure to respond to a deficiency letter. | 2013-04-30 | 43634 | 100
17138 | T1 | Luminant Generation Company LLC | Sandow Steam Electric Station Unit 4 | 3986 C. M. Hall Rd | Rockdale | TX | 76567 | Milam | CN603256413 | RN102147881 | economizer ash removal modifications consisting of crushers, isolation valves, process valves, electrical and control devices, hopper bottoms, structural connections, and vacuum producers. | The following property is used 100% for pollution control and is installed to meet or exceed federal or state regulations: economizer ash removal modifications consisting of crushers, isolation valves, process valves, electrical and control devices, hopper bottoms, structural connections, and vacuum producers. | 2013-07-09 | 2694484 | 100
17139 | T1 | The Lubrizol Corporation | Deer Park Facility | 41 Tidal Road | Deer Park | TX | 77536 | Harris | CN600269617 | RN100221589 | vent piping, sensors, and programming for PHL-1 tank recycle and recovery system. | Returned for failure to respond to a deficiency letter. | 2013-05-06 | 167463 | 100
17140 | T1 | Sandow Power Company LLC | Sandow 5 Generating Plant | 3708 C. M. Hall Rd | Rockdale | TX | 76567 | Milam | CN603256405 | RN105369805 | fiber cable installed between continuous emission monitoring system network computer units. | The following property is used 100% for pollution control and is installed to meet or exceed federal or state regulations: fiber cable installed between continuous emission monitoring system network computer units. | 2013-05-01 | 46179 | 100
17141 | T1 | Sandow Power Company LLC | Sandow 5 Generating Plant | 3708 C. M. Hall Rd | Rockdale | TX | 76567 | Milam | CN603256405 | RN105369805 | flue gas desulfurization system equipment improvements including polishing scrubbers’ inlet SO2 monitors, polishing scrubber’s SO2 water spray pumps controls; limestone conveying flow improvements consisting of extension of Stamler reclaimer tail end, Stamler variable frequency motor, concrete retaining walls for Stamler, 8” x 10” prefabricated equipment containment module including foundation, improved electrical feed, ControlLogix processor, and lighting; and polishing scrubber vessel fly ash removal improvements including air locks and associated equipment below the manual scrubber, silos below each scrubber, air piping to the dry scrubber, fly ash conveying piping, associated isolation valves, working platforms, instrument air piping including instrumentation and controls, and instrument wiring. | The following property is used 100% for pollution control and is installed to meet or exceed federal or state regulations: flue gas desulfurization system equipment improvements including polishing scrubbers’ inlet SO2 monitors, polishing scrubber’s SO2 water spray pumps controls; limestone conveying flow improvements consisting of extension of Stamler reclaimer tail end, Stamler variable frequency motor, concrete retaining walls for Stamler, 8” x 10” prefabricated equipment containment module including foundation, improved electrical feed, ControlLogix processor, and lighting; and polishing scrubber vessel fly ash removal improvements including air locks and associated equipment below the manual scrubber, silos below each scrubber, air piping to the dry scrubber, fly ash conveying piping, associated isolation valves, working platforms, instrument air piping including instrumentation and controls, and instrument wiring. | 2013-07-16 | 3239142 | 100
17142 | T1 | Sandow Power Company LLC | Sandow 5 Generating Plant | 3708 C. M. Hall Rd | Rockdale | TX | 76567 | Milam | CN603256405 | RN105369805 | 48,700 square feet of concrete paving surrounding the limestone silos, and between the coal pile and coal pile runoff pond; 38,095 square feet of concrete paving east and south of the boiler trains, and west and south of the tank farms; and 13,497 square feet of asphalt paving adjacent east of south coal pile and north of boiler trains. | The following property is used 100% for pollution control and is installed to meet or exceed federal or state regulations: 48,700 square feet of concrete paving surrounding the limestone silos, and between the coal pile and coal pile runoff pond; 38,095 square feet of concrete paving east and south of the boiler trains, and west and south of the tank farms; and 13,497 square feet of asphalt paving adjacent east of south coal pile and north of boiler trains. | 2013-07-16 | 2051264 | 100
17143 | T1 | Luminant Generation Company LLC | Sandow Steam Electric Station Unit 4 | 3986 C. M. Hall Rd | Rockdale | TX | 76567 | Milam | CN603256413 | RN102147881 | Wet Flue Gas Desulfurization System improvements including tower isolation damper with expansion joints, supports, and controls; tower repairs and structural stiffening, and ductwork stiffening additions and replacement; reaction tank agitators; duct repair and replacement at bypass duct and damper; spray nozzle installations for scrubber slurry spray; mist eliminators and associated retention clamps; improvements to the Diabasic Acid System; bypass dampers; and flow path tuning vanes, including the scrubber inlet and outlet ducts. | The following property is used 100% for pollution control and is installed to meet or exceed federal or state regulations: Wet Flue Gas Desulfurization System improvements including tower isolation damper with expansion joints, supports, and controls; tower repairs and structural stiffening, and ductwork stiffening additions and replacement; reaction tank agitators; duct repair and replacement at bypass duct and damper; spray nozzle installations for scrubber slurry spray; mist eliminators and associated retention clamps; improvements to the Diabasic Acid System; bypass dampers; and flow path tuning vanes, including the scrubber inlet and outlet ducts. | 2013-05-01 | 33455252 | 100
17144 | T1 | Sandow Power Company LLC | Sandow 5 Generating Plant | 3708 C. M. Hall Rd | Rockdale | TX | 76567 | Milam | CN603256405 | RN105369805 | Selective Non-catalytic Reduction System improvements including check valves, isolation valves, drain valves, and longer hoses; NOx and CO2 analyzers; and O2 probes. | The following property is used 100% for pollution control and is installed to meet or exceed federal or state regulations: Selective Non-catalytic Reduction System improvements including check valves, isolation valves, drain valves, and longer hoses; NOx and CO2 analyzers; and O2 probes. | 2013-05-01 | 1204030 | 100
17145 | T1 | Lauren Concrete LP | Plant 8 | 420 Old Perkins Rd | Bastrop | TX | 78602 | Bastrop | CN603058231 | RN104997531 | dust collector. | The following property is used 100% for pollution control and is installed to meet or exceed federal or state regulations: dust collector. | 2013-05-01 | 83561 | 100
17146 | T1 | Ratliff Ready Mix | Plant P7 | 1900 Taylors Valley Road | Belton | TX | 76513 | Bell | CN602805442 | RN104562980 | dust collector. | The following property is used 100% for pollution control and is installed to meet or exceed federal or state regulations: dust collector. | 2013-04-30 | 76953 | 100
17147 | T1 | Lauren Concrete LP | Plant 5 | 180 Old Post Road | Kyle | TX | 78640 | Hays | CN603058231 | RN102545464 | dust collector. | The following property is used 100% for pollution control and is installed to meet or exceed federal or state regulations: dust collector. | 2013-04-30 | 52161 | 100
17148 | T1 | Lauren Concrete LP | Plant 1 | 4501 Shaw Lane | Austin | TX | 78744 | Travis | CN603058231 | RN101495612 | dust collector. | The following property is used 100% for pollution control and is installed to meet or exceed federal or state regulations: dust collector. | 2013-04-30 | 72162 | 100
17149 | T1 | Ratliff Ready Mix | Plant P19 | Railhead Drive, | Fort Hood | TX | 76544 | Bell | CN602805442 | RN106039266 | dust collector. | The following property is used 100% for pollution control and is installed to meet or exceed federal or state regulations: dust collector. | 2013-05-03 | 110713 | 100
17150 | T1 | Ratliff Ready Mix | Plant P23 | 3902 West Stan Schlueter Loop | Killeen | TX | 76542 | Bell | CN602805442 | RN104352869 | dust collector. | The following property is used 100% for pollution control and is installed to meet or exceed federal or state regulations: dust collector. | 2013-05-02 | 77400 | 100
17151 | T1 | Ratliff Ready Mix | Plant P24 | 49060 West FM 93 | Belton | TX | 76513 | Bell | CN602805442 | RN102705951 | dust collector. | The following property is used 100% for pollution control and is installed to meet or exceed federal or state regulations: dust collector. | 2013-05-03 | 76230 | 100
17152 | T1 | Ratliff Ready Mix | Plant P21 | 3306 South Highway 36 | Gatesville | TX | 76528 | Coryell | CN602805442 | RN102761236 | dust collector. | The following property is used 100% for pollution control and is installed to meet or exceed federal or state regulations: dust collector. | 2013-05-02 | 17848 | 100
17153 | T1 | Ratliff Ready Mix | Plant P20 | 3100 Old Highway 75 | Ennis | TX | 75119 | Ellis | CN602805442 | RN100731645 | dust collector. | The following property is used 100% for pollution control and is installed to meet or exceed federal or state regulations: dust collector. | 2013-05-02 | 28750 | 100
17154 | T1 | Ratliff Ready Mix | Plant P3 | 200 Sims Drive | Whitney | TX | 76692 | Hill | CN602805442 | RN105622807 | dust collector. | The following property is used 100% for pollution control and is installed to meet or exceed federal or state regulations: dust collector. | 2013-05-02 | 30457 | 100
17155 | T1 | Ratliff Ready Mix | Plant P22 | Industrial Loop at | Hillsboro | TX | 76645 | Hill | CN602805442 | RN102209442 | dust collector. | The following property is used 100% for pollution control and is installed to meet or exceed federal or state regulations: dust collector. | 2013-05-02 | 49028 | 100
17156 | T1 | Ratliff Ready Mix | Plant P26 | FM 1244 | Whitney | TX | 76692 | Hill | CN602805442 | RN102506912 | dust collector. | The following property is used 100% for pollution control and is installed to meet or exceed federal or state regulations: dust collector. | 2013-05-02 | 36335 | 100
17157 | T1 | Ratliff Ready Mix | Plant P1 | 2275 Pipeline Road | Cleburne | TX | 76033 | Johnson | CN602805442 | RN104612304 | dust collector. | The following property is used 100% for pollution control and is installed to meet or exceed federal or state regulations: dust collector. | 2013-05-02 | 46059 | 100
17158 | T1 | Ratliff Ready Mix | Plant P30 | 1131 Craig Drive | Buffalo | TX | 75831 | Leon | CN602805442 | RN102303922 | dust collector. | The following property is used 100% for pollution control and is installed to meet or exceed federal or state regulations: dust collector. | 2013-05-02 | 16703 | 100
17159 | T1 | Ratliff Ready Mix | Plant P8 | 308 West Longbotham Drive | Groesbeck | TX | 76642 | Limestone | CN602805442 | RN106078587 | dust collector. | The following property is used 100% for pollution control and is installed to meet or exceed federal or state regulations: dust collector. | 2013-05-02 | 52151 | 100
17160 | T1 | Ratliff Ready Mix | Plant P28 | 1200 North Highway 14 | Mexia | TX | 76667 | Limestone | CN602805442 | RN102343860 | dust collector. | The following property is used 100% for pollution control and is installed to meet or exceed federal or state regulations: dust collector. | 2013-05-02 | 26130 | 100
17161 | T1 | The Lubrizol Corporation | Deer Park Facility | 41 Tidal Road | Deer Park | TX | 77536 | Harris | CN600269617 | RN100221589 | open top stormwater tank. | Returned for failure to respond to a deficiency letter. | 2013-05-06 | 482769 | 100
17162 | T1 | Ratliff Ready Mix | Plant P6 | 11601 East Highway 190 | Kempner | TX | 76539 | Lampasas | CN602805442 | RN105604086 | dust collector. | The following property is used 100% for pollution control and is installed to meet or exceed federal or state regulations: dust collector. | 2013-05-02 | 93827 | 100
17163 | T1 | Ratliff Ready Mix | Plant P25 | 1203 McLean Street | Lampasas | TX | 76550 | Lampasas | CN602805442 | RN103207072 | dust collector. | The following property is used 100% for pollution control and is installed to meet or exceed federal or state regulations: dust collector. | 2013-05-02 | 14406 | 100
17164 | T1 | The Lubrizol Corporation | Deer Park Facility | 41 Tidal Road | Deer Park | TX | 77536 | Harris | CN600269617 | RN100221589 | flare pipe strainers. | The following property receives a 100% positive use determination: flare pipe strainers. | 2013-07-03 | 99789 | 100
17165 | T1 | The Lubrizol Corporation | Deer Park Facility | 41 Tidal Road | Deer Park | TX | 77536 | Harris | CN600269617 | RN100221589 | flare vent line strainers. | Returned for failure to respond to a deficiency letter. | 2013-05-06 | 78365 | 100
17166 | T1 | The Lubrizol Corporation | Deer Park Facility | 41 Tidal Road | Deer Park | TX | 77536 | Harris | CN600269617 | RN100221589 | electric ignitor and control panel for Poly Plant flare. | Returned for failure to respond to a deficiency letter. | 2013-05-06 | 128382 | 100
17167 | T1 | The Lubrizol Corporation | Deer Park Facility | 41 Tidal Road | Deer Park | TX | 77536 | Harris | CN600269617 | RN100221589 | vent flow meters to the 121 flare. | Returned for failure to respond to a deficiency letter. | 2013-05-06 | 97607 | 100
17168 | T1 | The Lubrizol Corporation | Deer Park Facility | 41 Tidal Road | Deer Park | TX | 77536 | Harris | CN600269617 | RN100221589 | steam and gas system improvements for 121 Unit flare | Returned for failure to respond to a deficiency letter. | 2013-05-06 | 98024 | 100
17169 | T1 | Ratliff Ready Mix | Plant P29 | 230 West Highway 84 | Fairfield | TX | 75840 | Freestone | CN602805442 | RN102166584 | dust collector. | The following property is used 100% for pollution control and is installed to meet or exceed federal or state regulations: dust collector. | 2013-05-03 | 24413 | 100
17170 | T1 | Ratliff Ready Mix | Plant P4 | 2202 Bush Drive | Waco | TX | 76712 | McLennan | CN602805442 | RN105114557 | dust collector. | The following property is used 100% for pollution control and is installed to meet or exceed federal or state regulations: dust collector. | 2013-05-03 | 21295 | 100
17171 | T1 | Ratliff Ready Mix | Plant P5 | 3443 Gholson Road | Waco | TX | 76705 | McLennan | CN602805442 | RN102565561 | dust collector. | The following property is used 100% for pollution control and is installed to meet or exceed federal or state regulations: dust collector. | 2013-05-03 | 52051 | 100
17172 | T1 | Ratliff Ready Mix | Plant P2 | 5086 US Highway 287 | Corsicana | TX | 75110 | Navarro | CN602805442 | RN104576558 | dust collector. | The following property is used 100% for pollution control and is installed to meet or exceed federal or state regulations: dust collector. | 2013-05-03 | 46911 | 100
17173 | T1 | The Lubrizol Corporation | Deer Park Facility | 41 Tidal Road | Deer Park | TX | 77536 | Harris | CN600269617 | RN100221589 | flare pot and vent improvements at B-5014 | Returned for failure to respond to a deficiency letter. | 2013-05-06 | 176976 | 100
17174 | T1 | Ratliff Ready Mix | Plant P27 | 620 East 7th Street | Corsicana | TX | 75110 | Navarro | CN602805442 | RN104576558 | dust collector. | The following property is used 100% for pollution control and is installed to meet or exceed federal or state regulations: dust collector. | 2013-05-03 | 11806 | 100
17175 | T1 | Ratliff Ready Mix | Plant P31 | 9019 South US Highway 287 | Corsicana | TX | 75109 | Navarro | CN602805442 | RN104026927 | dust collector. | The following property is used 100% for pollution control and is installed to meet or exceed federal or state regulations: dust collector. | 2013-05-03 | 29415 | 100
17176 | T1 | Hydro Conduit of Texas | Rinker Materials/Hydro Conduit | 6560 Langfield | Houston | TX | 77092 | Harris | CN600361463 | RN103028999 | Tennant Model MM30 sweeper. | The following property is used 100% for pollution control and is installed to meet or exceed federal or state regulations: Tennat Model MM30 sweeper. | 2013-05-30 | 60872 | 100
17177 | T1 | The Lubrizol Corporation | Deer Park Facility | 41 Tidal Road | Deer Park | TX | 77536 | Harris | CN600269617 | RN100221589 | total vent gas flow meter / transmitter for 121 unit flare | Returned for failure to respond to a deficiency letter. | 2013-05-06 | 289606 | 100
17178 | T1 | The Lubrizol Corporation | Deer Park Facility | 41 Tidal Road | Deer Park | TX | 77536 | Harris | CN600269617 | RN100221589 | F-10 exhaust improvements | Returned for failure to respond to a deficiency letter. | 2013-05-06 | 56905 | 100
17179 | T1 | Cemex Cement of Texas | Odessa Cement Plant | 16501 West Murphy Road | Odessa | TX | 79766 | Ector | CN601235385 | RN100213305 | baghouse GBH1. | The following property is used 100% for pollution control and is installed to meet or exceed federal or state regulations: baghouse GBH1. | 2013-05-06 | 189367 | 100
17180 | T1 | Cemex Construction Materials South, LLC | Navigation Terminal | 5303 Navigation Boulevard | Houston | TX | 77011 | Harris | CN603403973 | RN100249580 | water truck. | The following property is used 100% for pollution control and is installed to meet or exceed federal or state regulations: water truck. | 2013-05-06 | 80000 | 100
17181 | T1 | Martin Operating Partnership LP | Martin Terminals Corpus Christi Crude Oil Terminal | 3009 W Causeway Blvd | Corpus Christi | TX | 78402 | Nueces | CN601535925 | RN106142003 | flare; internal floating roofs in petroleum storage tanks; and vacuum collection skids and blower that capture and transfer VOC emissions to the flare. | The following property is used 100% for pollution control and is installed to meet or exceed federal or state regulations: flare; internal floating roofs in petroleum storage tanks; and vacuum collection skids and blower that capture and transfer VOC emissions to the flare. | 2013-06-07 | 7500000 | 100
17182 | T1 | TexMix Concrete | San Marcos Plant | 5680 IH-35 | San Marcos | TX | 78666 | Hays | CN600134720 | RN100727585 | dust collector. | The following property is used 100% for pollution control and is installed to meet or exceed federal or state regulations: dust collector. | 2013-05-06 | 43732 | 100
17183 | T1 | The Lubrizol Corporation | Deer Park Facility | 41 Tidal Road | Deer Park | TX | 77536 | Harris | CN600269617 | RN100221589 | unit vent piping and filter. | Returned for failure to respond to a deficiency letter. | 2013-05-06 | 548992 | 100
17184 | T1 | TexMix Concrete | Mustang Ridge Plant | 11021 US 183 South | Austin | TX | 78747 | Travis | CN600134720 | RN104997283 | dust collector. | The following property is used 100% for pollution control and is installed to meet or exceed federal or state regulations: dust collector. | 2013-05-07 | 78148 | 100
17185 | T1 | TexMix Concrete | Old Manor Road Plant | 7900 Old Manor Road | Austin | TX | 78724 | Travis | CN600134720 | RN100718899 | dust collector. | The following property is used 100% for pollution control and is installed to meet or exceed federal or state regulations: dust collector. | 2013-05-06 | 43812 | 100
17186 | T1 | TexMix Concrete | Hutto Plant | 1200 FM 685 | Hutto | TX | 78634 | Williamson | CN600134720 | RN104994025 | dust collector. | The following property is used 100% for pollution control and is installed to meet or exceed federal or state regulations: dust collector. | 2013-05-06 | 68379 | 100
17187 | T1 | TexMix Concrete | Georgetown Plant | 3200 FM 1660 | Hutto | TX | 78634 | Williamson | CN600134720 | RN100242122 | dust collector. | The following property is used 100% for pollution control and is installed to meet or exceed federal or state regulations: dust collector. | 2013-05-03 | 42579 | 100
17188 | T1 | TexMix Concrete | Liberty Hill Plant | 50 CR 213 | Liberty Hill | TX | 78642 | Williamson | CN600134720 | RN103972428 | dust collector. | The following property is used 100% for pollution control and is installed to meet or exceed federal or state regulations: dust collector. | 2013-05-03 | 62143 | 100
17189 | T1 | TexMix Concrete | Leander Plant | 9200 FM 2243 | Leander | TX | 78641 | Williamson | CN600134720 | RN105127617 | dust collector. | The following property is used 100% for pollution control and is installed to meet or exceed federal or state regulations: dust collector. | 2013-05-03 | 82534 | 100
17190 | T1 | CW SCOA West LP | Towne Lake Master Planned Community | 17200 West Road | Houston | TX | 77433 | Harris | CN602578411 | RN105402978 | storm water ponds, swales, and channels. | The following property is used 100% for pollution control and is installed to meet or exceed federal or state regulations: storm water ponds, swales, and channels. | 2013-05-09 | 955000 | 100
17191 | T1 | Petra Nova Power I LLC | WA Parish Generating Plant | 2500 Y.U. Jones Road | Thompson | TX | 77481 | Fort Bend | CN604280792 | RN100888312 | combustion turbine project continuous emission monitoring system including analyzers, sampling systems, temperature monitors, flow meters, and opacity monitors. | The following property is used 100% for pollution control and is installed to meet or exceed federal or state regulations: combustion turbine project continuous emission monitoring system including analyzers, sampling systems, temperature monitors, flow meters, and opacity monitors. | 2013-05-07 | 314000 | 100
17192 | T2 | Petra Nova Power I LLC | WA Parish Generating Plant | 2500 Y.U. Jones Road | Thompson | TX | 77481 | Fort Bend | CN604280792 | RN100888312 | combustion turbine project dry-low NOx combustion system including fuel nozzle assemblies, transition piece assemblies, cap assemblies, combustion liners, inner crossfire tubes, and outer crossfire tubes. | The following property is used 100% for pollution control and is installed to meet or exceed federal or state regulations: combustion turbine project dry-low NOx combustion system including fuel nozzle assemblies, transition piece assemblies, cap assemblies, combustion liners, inner crossfire tubes, and outer crossfire tubes. | 2013-05-09 | 5550000 | 100
17193 | T3 | Motiva Enterprises, LLC | Motiva Port Arthur Refinery | 2555 Savannah Avenue | Port Arthur | TX | 77640 | Jefferson | CN600124051 | RN100209451 | High Vacuum Unit (HVU) Vent Gas Recovery and Treatment System consisting of three stage vacuum ejector system (ejectors and condensers); ejector effluent vapor separator; vent gas suction knockout (KO) drum; HVU vent gas liquid ring vacuum pumps, seal liquid cooler, and recirculation pumps; liquid ring pump seal liquid vessel; HVU vent gas seal vessel and vent gas KO vessel; HVU vent gas liquid ring compressors, liquid ring compressor seal liquid vessel, seal liquid cooler and recirculation pumps; liquid ring compressor discharge vapor condenser; absorber inlet KO drum; HVU vent gas amine absorber; amine water wash column and circulation pumps; lean amine heat exchangers; rich amine pumps; caustic treater, caustic circulation pumps, and caustic circulation heat exchanger; caustic water wash column and water wash pumps; and associated piping, instrumentation, valves, and pumps. | The following property is used 85.5% for pollution control and is installed to meet or exceed federal or state regulations: High Vacuum Unit (HVU) Vent Gas Recovery and Treatment System consisting of three stage vacuum ejector system (ejectors and condensers); ejector effluent vapor separator; vent gas suction knockout (KO) drum; HVU vent gas liquid ring vacuum pumps, seal liquid cooler, and recirculation pumps; liquid ring pump seal liquid vessel; HVU vent gas seal vessel and vent gas KO vessel; HVU vent gas liquid ring compressors, liquid ring compressor seal liquid vessel, seal liquid cooler and recirculation pumps; liquid ring compressor discharge vapor condenser; absorber inlet KO drum; HVU vent gas amine absorber; amine water wash column and circulation pumps; lean amine heat exchangers; rich amine pumps; caustic treater, caustic circulation pumps, and caustic circulation heat exchanger; caustic water wash column and water wash pumps; and associated piping, instrumentation, valves, and pumps. | 2013-05-09 | 18888789 | 85.5
17194 | T3 | Motiva Enterprises, LLC | Motiva Port Arthur Refinery | 2555 Savannah Avenue | Port Arthur | TX | 77640 | Jefferson | CN600124051 | RN100209451 | Desalter Brine Wastewater Treatment System consisting of desalter wash water/brine heat exchangers; emulsion breaker system (skid, pumps, and static mixers); desalter mud settling vessel; sulfuric acid system (tank and pumps); mixing vessel and agitator; desalter brine surge vessel; caustic system (tank and pumps); oily sludge disposal pumps; oily water coalescing filters; brine transfer pumps ad brine coolers; slop oil drum; sponge oil drum; and associated piping, valves, and instrumentation. | The following property is used 95.6% for pollution control and is installed to meet or exceed federal or state regulations: Desalter Brine Wastewater Treatment System consisting of desalter wash water/brine heat exchangers; emulsion breaker system (skid, pumps, and static mixers); desalter mud settling vessel; sulfuric acid system (tank and pumps); mixing vessel and agitator; desalter brine surge vessel; caustic system (tank and pumps); oily sludge disposal pumps; oily water coalescing filters; brine transfer pumps ad brine coolers; slop oil drum; sponge oil drum; and associated piping, valves, and instrumentation. | 2013-05-09 | 24061587 | 95.6
17195 | T1 | Hydro Conduit of Texas | San Antonio Pipe Plant | 6145 Mechler Lane North | Castroville | TX | 78009 | Bexar | CN600361463 | RN102144953 | Tennat Model S20 sweeper. | The following property is used 100% for pollution control and is installed to meet or exceed federal or state regulations: Tennat Model S20 sweeper. | 2013-05-30 | 31575 | 100
17196 | T1 | Motiva Enterprises, LLC | Motiva Port Arthur Refinery | 2555 Savannah Avenue | Port Arthur | TX | 77640 | Jefferson | CN600124051 | RN100209451 | two selective catalytic reduction systems, two continuous emission monitors, and associated piping, valves, and pumps. | The following property is used 100% for pollution control and is installed to meet or exceed federal or state regulations: two selective catalytic reduction systems, two continuous emission monitors, and associated piping, valves, and pumps. | 2013-05-07 | 4921942 | 100
17197 | T1 | ATMI Materials | ATMI Materials Post Mountain | 706 Houston Clinton Drive | Burnet | TX | 78611 | Burnet | CN600389522 | RN102924321 | HCDS (CAS 13465-77-5) scrubber. | The following property is used 100% for pollution control and is installed to meet or exceed federal or state regulations: HCDS (CAS 13465-77-5) scrubber. | 2013-06-06 | 227916 | 100
17198 | T1 | Luminant Generation Company LLC | Sandow Steam Electric Station Unit 4 | 3986 C. M. Hall Rd | Rockdale | TX | 76567 | Milam | CN603256413 | RN102147881 | retrofits of burner nozzles and tips and auxiliary air nozzle tips; retrofits of windbox dampers, actuators, ducting, and registers; and retrofits to waterwall panels in Unit 4 Boiler corners 2, 4, 5, and 7. | Returned for failure to respond to a deficiency letter. | 2013-11-14 | 19496184 | 100
17199 | T1 | Cemex Construction Materials South, LLC | Balcones Quarry | 2682 Wald Road | New Braunfels | TX | 78132 | Comal | CN603403973 | RN102437274 | TYMCO Model DST-4 and Schwarze Model A7000/T7500 sweepers. | The following property is used 100% for pollution control and is installed to meet or exceed federal or state regulations: TYMCO Model DST-4 and Schwarze Model A7000/T7500 sweepers. | 2013-06-06 | 212797 | 100
17200 | T1 | Cemex Cement of Texas | Balcones Cement Plant | 2580 Wald Road | New Braunfels | TX | 78132 | Comal | CN601235385 | RN102605375 | dust collector and fugitive kiln dust containment building. | The following property is used 100% for pollution control and is installed to meet or exceed federal or state regulations: dust collector and fugitive kiln dust containment building. | 2013-06-07 | 62362.04 | 100
17201 | T1 | Cemex Cement of Texas | Balcones Cement Plant | 2580 Wald Road | New Braunfels | TX | 78132 | Comal | CN601235385 | RN102605375 | Tennant Sentinel Power sweeper. | The following property is used 100% for pollution control and is installed to meet or exceed federal or state regulations: Tennant Sentinel Power sweeper. | 2013-06-06 | 132969 | 100
17202 | T1 | Cemex Cement of Texas | Odessa Cement Plant | 16501 West Murphy Road | Odessa | TX | 79766 | Ector | CN601235385 | RN100213305 | drive and motor replacement for dust collector EEF11. | The following property is used 100% for pollution control and is installed to meet or exceed federal or state regulations: drive and motor replacement for dust collector EEF11. | 2013-05-30 | 170222 | 100
17203 | T1 | Stolthaven Houston | Stolthaven Houston Terminal | 15602 Jacintoport Blvd | Houston | TX | 77015 | Harris | CN600124820 | RN100210475 | new line from EQ-02 tank to a dissolved air flotation unit. | The following property is used 100% for pollution control and is installed to meet or exceed federal or state regulations: new line from EQ-02 tank to a dissolved air flotation unit. | 2013-07-16 | 10944 | 100
17204 | T1 | Union Drilling, Inc. | Ballenger 4103/217-089 | 3.2 mi. NE from Garden City | Garden City | TX | 79739 | Glasscock | CN603382771 | Insufficient Information | drilling rig spill response equipment consisting of ram type blow out preventer, closing units, and choke manifold systems. | The following property is used 100% for pollution control and is installed to meet or exceed federal or state regulations: drilling rig spill response equipment consisting of ram type blow out preventer, closing units, and choke manifold systems. | 2013-05-30 | 650000 | 100
17205 | T1 | Union Drilling, Inc. | Ballenger 4103/217-089 | 3.2 mi. NE from Garden City | Garden City | TX | 79739 | Glasscock | CN603382771 | Insufficient Information | drilling mud recycling system consisting of shaker tank system, shale shaker, desilter, desander, and degasser. | The following property is used 100% for pollution control and is installed to meet or exceed federal or state regulations: drilling mud recycling system consisting of shaker tank system, shale shaker, desilter, desander, and degasser. | 2013-05-30 | 750000 | 100
17206 | T1 | Union Drilling, Inc. | Abilene Yard | 4725 Loop 322 | Abilene | TX | 79602 | Taylor | CN603382771 | RN109629642 | six drilling mud recycling systems consisting of shaker tank systems, shale shakers, desilters, desanders, and degassers. | The following property is used 100% for pollution control and is installed to meet or exceed federal or state regulations: six drilling mud recycling systems consisting of shaker tank systems, shale shakers, desilters, desanders, and degassers. | 2013-05-30 | 4500000 | 100
17207 | T1 | Union Drilling, Inc. | Abilene Yard | 4725 Loop 322 | Abilene | TX | 79602 | Taylor | CN603382771 | RN109629642 | six drilling rig spill response equipment consisting of ram type blow out preventer, closing units, and choke manifold systems. | The following property is used 100% for pollution control and is installed to meet or exceed federal or state regulations: six drilling rig spill response equipment consisting of ram type blow out preventer, closing units, and choke manifold systems. | 2013-05-14 | 3900000 | 100
17208 | T1 | Stolthaven Houston | Stolthaven Houston Terminal | 15602 Jacintoport Blvd | Houston | TX | 77015 | Harris | CN600124820 | RN100210475 | new filters in carbon absorption system. | The following property is used 100% for pollution control and is installed to meet or exceed federal or state regulations: new filters in carbon absorption system. | 2013-07-01 | 32137 | 100
17209 | T1 | Sidewinder Drilling, Inc. | #102, Baetz-B-6H | Survey-Poitevent J Abst 570, | Artesia Wells | TX | 78001 | La Salle | CN604347856 | RN106838618 | drilling mud recycling system consisting of shaker tank system, shale shaker, desilter, desander, and degasser. | The following property is used 100% for pollution control and is installed to meet or exceed federal or state regulations: drilling mud recycling system consisting of shaker tank system, shale shaker, desilter, desander, and degasser. | 2013-07-03 | 750000 | 100
17210 | T1 | Sidewinder Drilling, Inc. | #101, Burns Ranch 21H | Survey-Poitevent, J; | Cotulla | TX | 78014 | La Salle | CN604347856 | RN106383618 | drilling mud recycling system consisting of shaker tank system, shale shaker, desilter, desander, and degasser. | The following property is used 100% for pollution control and is installed to meet or exceed federal or state regulations: drilling mud recycling system consisting of shaker tank system, shale shaker, desilter, desander, and degasser. | 2013-07-03 | 750000 | 100
17211 | T1 | Sidewinder Drilling, Inc. | #102, Baetz-B-6H | Survey-Poitevent J Abst 570, | Artesia Wells | TX | 78001 | La Salle | CN604347856 | RN106838618 | drilling rig spill response equipment consisting of ram type blow out preventer, closing units, and choke manifold systems. | The following property is used 100% for pollution control and is installed to meet or exceed federal or state regulations: drilling rig spill response equipment consisting of ram type blow out preventer, closing units, and choke manifold systems. | 2013-07-03 | 650000 | 100
17212 | T1 | Sidewinder Drilling, Inc. | #101, Burns Ranch 21H | Survey-Poitevent, J; | Cotulla | TX | 78014 | La Salle | CN604347856 | RN106383618 | drilling rig spill response equipment consisting of ram type blow out preventer, closing units, and choke manifold systems. | The following property is used 100% for pollution control and is installed to meet or exceed federal or state regulations: drilling rig spill response equipment consisting of ram type blow out preventer, closing units, and choke manifold systems. | 2013-07-03 | 650000 | 100
17213 | T1 | Madix Inc. | Kaufman Plant | 500 Airport Road | Terrell | TX | 75160 | Kaufman | CN600129985 | RN102322666 | Tennant Model S30 sweeper. | The following property is used 100% for pollution control and is installed to meet or exceed federal or state regulations: Tennant Model S30 sweeper. | 2013-06-07 | 37847 | 100
17214 | T2 | Deer Park Refining LP | Shell Oil Deer Park Refinery | 5900 Highway 225 East | Deer Park | TX | 77536 | Harris | CN602641664 | RN100211879 | two flare gas recovery compressor trains. | Returned for failure to respond to a deficiency letter. | 2013-08-05 | 45845200 | 100
17215 | T1 | Stolthaven Houston | Stolthaven Houston Terminal | 15602 Jacintoport Blvd | Houston | TX | 77015 | Harris | CN600124820 | RN100210475 | tank back flow preventers | Returned for failure to respond to a deficiency letter. | 2013-07-01 | 16536 | 100
17216 | T2 | Petra Nova Power I LLC | WA Parish Generating Plant | 2500 Y.U. Jones Road | Thompson | TX | 77481 | Fort Bend | CN604280792 | RN100888312 | combustion turbine stack including steel structure, foundation, and testing/sampling ports and platform. | The following property is used 100% for pollution control and is installed to meet or exceed federal or state regulations: combustion turbine stack including steel structure, foundation, and testing/sampling ports and platform. | 2013-05-15 | 1000000 | 100
17217 | T1 | Stolthaven Houston | Stolthaven Houston Terminal | 15602 Jacintoport Blvd | Houston | TX | 77015 | Harris | CN600124820 | RN100210475 | concrete stormwater and spill containment structures located in the Q tank area. The use determination does not include tank foundations. | The following property is used 100% for pollution control and is installed to meet or exceed federal or state regulations: concrete stormwater and spill containment structures located in the Q tank area. The use determination does not include tank foundations. | 2013-11-13 | 219753 | 100
17218 | T1 | Kaspar Ranch Hand Equipment LLC | Ranch Hand Blasting and Cleaning Dept. | 959 State Hwy 95 N | Shiner | TX | 77984 | Lavaca | CN601233703 | RN102338803 | one 7,500 cfm dust collector and one 5,000 cfm dust collector. This use determination is valid as long as material collected by the dust collectors is disposed of and not re-used or sold. | The following property is used 100% for pollution control and is installed to meet or exceed federal or state regulations: one 7,500 cfm dust collector and one 5,000 cfm dust collector. This use determination is valid as long as material collected by the dust collectors is disposed of and not re-used or sold. | 2013-09-11 | 85360 | 100
17219 | T1 | RR Donnelley | RR Donnelley Arlington Plant | 401 N. Great Southwest Pkwy. | Arlington | TX | 76011 | Tarrant | CN604045278 | RN100747435 | thermal oxidizer. | The following property is used 100% for pollution control and is installed to meet or exceed federal or state regulations: thermal oxidizer. | 2013-05-24 | 93400 | 100
17220 | T1 | Seadrift Coke, LP | Port Lavaca Facility | 8618 Highway 185 North | Port Lavaca | TX | 77979 | Calhoun | CN600129340 | RN102147055 | piping installed to allow de-inventorying the heaters to an enclosed system. | Returned for failure to respond to a deficiency letter. | 2013-05-15 | 100000 | 100
17221 | T1 | Seadrift Coke, LP | Port Lavaca Facility | 8618 Highway 185 North | Port Lavaca | TX | 77979 | Calhoun | CN600129340 | RN102147055 | final effluent pumps. | The following property is used 100% for pollution control and is installed to meet or exceed federal or state regulations: final effluent pumps. | 2013-07-02 | 1900000 | 100
17222 | T1 | Merchant Metals Inc. | Merchant Metals Fence Manufacturing Plant | 4901 Langley | Houston | TX | 77093 | Harris | CN600786487 | RN101501096 | Donaldson Torit Modular Baghouse. | The following property receives a 100% positive use determination: Donaldson Torit Modular Baghouse. | 2013-05-14 | 160382 | 100
17223 | T1 | Boardwalk Field Services, LLC | East Texas Gathering System Expansion - Jackson County | natural gas pipeline from west | Edna | TX |  | Jackson | CN603843822 | RN109629691 | sedimentation and erosion controls including slope breakers, silt fences, staked hay or straw bales, matting, and diking. | The following property receives a 100% positive use determination: sedimentation and erosion controls including slope breakers, silt fences, staked hay or straw bales, matting, and diking. | 2013-05-15 | 27733 | 100
17224 | T1 | Seadrift Coke, LP | Port Lavaca Facility | 8618 Highway 185 North | Port Lavaca | TX | 77979 | Calhoun | CN600129340 | RN102147055 | ultrasonic flow meters used to track inlet flows to coking heaters. | Returned for failure to respond to a deficiency letter. | 2013-05-15 | 250000 | 100
17225 | T1 | Seadrift Coke, LP | Port Lavaca Facility | 8618 Highway 185 North | Port Lavaca | TX | 77979 | Calhoun | CN600129340 | RN102147055 | flow detection meter for flare. | The following property is used 100% for pollution control and is installed to meet or exceed federal or state regulations: flow detection meter for flare. | 2013-07-01 | 72297 | 100
17226 | T1 | Boardwalk Field Services, LLC | East Texas Gathering System Expansion - Jackson County | natural gas pipeline from west | Edna | TX |  | Jackson | CN603843822 | RN109629691 | cathodic protection; fusion-bonded epoxy (FBE) on the pipe surface; adhesive for top coat; and top coat consisting of polyethylene or polypropylene. | The following property receives a 100% positive use determination: cathodic protection; fusion-bonded epoxy (FBE) on the pipe surface; adhesive for top coat; and top coat consisting of polyethylene or polypropylene. | 2013-05-15 | 238646 | 100
17227 | T1 | Seadrift Coke, LP | Port Lavaca Facility | 8618 Highway 185 North | Port Lavaca | TX | 77979 | Calhoun | CN600129340 | RN102147055 | replacement fuel gas scrubber tower. | Returned for failure to respond to a deficiency letter. | 2013-07-28 | 2280230 | 100
17228 | T1 | Seadrift Coke, LP | Port Lavaca Facility | 8618 Highway 185 North | Port Lavaca | TX | 77979 | Calhoun | CN600129340 | RN102147055 | internal floating roof for tank FB 1507. | The following property is used 100% for pollution control and is installed to meet or exceed federal or state regulations: internal floating roof for tank FB 1507. | 2013-07-01 | 158217 | 100
17229 | T1 | Boardwalk Field Services, LLC | East Texas Gathering System Expansion natural gas pipeline - Refugio County | pipeline from Bee/Refugio | Refugio | TX |  | Refugio | CN603843822 | RN109629709 | sedimentation and erosion controls including slope breakers, silt fences, staked hay or straw bales, matting, and diking. | The following property receives a 100% positive use determination: sedimentation and erosion controls including slope breakers, silt fences, staked hay or straw bales, matting, and diking. | 2013-05-15 | 20021 | 100
17230 | T1 | Boardwalk Field Services, LLC | East Texas Gathering System Expansion natural gas pipeline - Refugio County | pipeline from Bee/Refugio | Refugio | TX |  | Refugio | CN603843822 | RN109629709 | cathodic protection; fusion-bonded epoxy (FBE) on the pipe surface; adhesive for top coat; and top coat consisting of polyethylene or polypropylene. | The following property receives a 100% positive use determination: cathodic protection; fusion-bonded epoxy (FBE) on the pipe surface; adhesive for top coat; and top coat consisting of polyethylene or polypropylene. | 2013-05-15 | 181158.5 | 100
17231 | T1 | Boardwalk Field Services, LLC | East Texas Gathering System Expansion Natural Gas Pipeline - Bee County | Karnes/Bee county line to | Pettus | TX |  | Bee | CN603843822 | RN109629675 | sedimentation and erosion controls including slope breakers, silt fences, staked hay or straw bales, matting, and diking. | The following property receives a 100% positive use determination: sedimentation and erosion controls including slope breakers, silt fences, staked hay or straw bales, matting, and diking. | 2013-05-15 | 189890 | 100
17232 | T1 | Boardwalk Field Services, LLC | East Texas Gathering System Expansion Natural Gas Pipeline - Bee County | Karnes/Bee county line to | Pettus | TX |  | Bee | CN603843822 | RN109629675 | cathodic protection; fusion-bonded epoxy (FBE) on the pipe surface; adhesive for top coat; and top coat consisting of polyethylene or polypropylene. | The following property receives a 100% positive use determination: cathodic protection; fusion-bonded epoxy (FBE) on the pipe surface; adhesive for top coat; and top coat consisting of polyethylene or polypropylene. | 2013-05-15 | 882261.5 | 100
17233 | T1 | Boardwalk Field Services, LLC | East Texas Gathering System Expansion Natural Gas Pipeline - Karnes County | W of Kenedy to the Karnes/Bee | Kenedy | TX |  | Karnes | CN603843822 | RN109629675 | sedimentation and erosion controls including slope breakers, silt fences, staked hay or straw bales, matting, and diking. | The following property receives a 100% positive use determination: sedimentation and erosion controls including slope breakers, silt fences, staked hay or straw bales, matting, and diking. | 2013-05-15 | 82283 | 100
17234 | T1 | Boardwalk Field Services, LLC | East Texas Gathering System Expansion Natural Gas Pipeline - Karnes County | W of Kenedy to the Karnes/Bee | Kenedy | TX |  | Karnes | CN603843822 | RN109629675 | cathodic protection; fusion-bonded epoxy (FBE) on the pipe surface; adhesive for top coat; and top coat consisting of polyethylene or polypropylene. | The following property receives a 100% positive use determination: cathodic protection; fusion-bonded epoxy (FBE) on the pipe surface; adhesive for top coat; and top coat consisting of polyethylene or polypropylene. | 2013-05-15 | 189474 | 100
17235 | T1 | Seadrift Coke, LP | Port Lavaca Facility | 8618 Highway 185 North | Port Lavaca | TX | 77979 | Calhoun | CN600129340 | RN102147055 | truck access platform. | Returned for failure to respond to a deficiency letter. | 2013-05-15 | 14655 | 100
17236 | T1 | Seadrift Coke, LP | Port Lavaca Facility | 8618 Highway 185 North | Port Lavaca | TX | 77979 | Calhoun | CN600129340 | RN102147055 | silo dust collector replacement and silo dust containment area. | Returned for failure to respond to a deficiency letter. | 2013-07-01 | 1022969 | 100
17237 | T1 | Sanyo Chemical Texas Industries, LLC | SCTI Pasadena | 10536 Bay Area Blvd | Pasadena | TX | 77507 | Harris | CN603312471 | RN105442149 | plasticizer containment pad including the extension, curbing, sump, and sump pump. | The following property is used 100% for pollution control and is installed to meet or exceed federal or state regulations: plasticizer containment pad including the extension, curbing, sump, and sump pump. | 2013-08-06 | 27364 | 100
17238 | T1 | Boardwalk Field Services, LLC | East Texas Gathering System Expansion - Jackson County | natural gas pipeline from west | Edna | TX |  | Jackson | CN603843822 | RN109629691 | 3 sets of intelligent pipeline inspection gauge (PIG) launchers and receivers. | The following property receives a 100% positive use determination: 3 sets of intelligent pipeline inspection gauge (PIG) launchers and receivers. | 2013-05-14 | 1525167 | 100
17239 | T1 | Boardwalk Field Services, LLC | East Texas Gathering System Expansion natural gas pipeline - Refugio County | pipeline from Bee/Refugio | Refugio | TX |  | Refugio | CN603843822 | RN109629709 | one intelligent pipeline inspection gauge (PIG) receiver. | The following property receives a 100% positive use determination: one intelligent pipeline inspection gauge (PIG) receiver. | 2013-05-14 | 366503 | 100
17240 | T1 | Sunoco Partners Marketing & Terminals LP | Nederland Marine Terminal | Highway 347 North | Nederland | TX | 77627 | Jefferson | CN601403199 | RN100214626 | three retention ponds, vertical pump, and outfall line. | The following property is used 100% for pollution control and is installed to meet or exceed federal or state regulations: three retention ponds, vertical pump, and outfall line. | 2013-06-13 | 688503 | 100
17241 | T1 | Boardwalk Field Services, LLC | East Texas Gathering System Expansion Natural Gas Pipeline - Bee County | Karnes/Bee county line to | Pettus | TX |  | Bee | CN603843822 | RN109629675 | one intelligent pipeline inspection gauge (PIG) launcher and receiver. | The following property receives a 100% positive use determination: one intelligent pipeline inspection gauge (PIG) launcher and receiver. | 2013-05-15 | 733246 | 100
17242 | T1 | Boardwalk Field Services, LLC | East Texas Gathering System Expansion Natural Gas Pipeline - Karnes County | W of Kenedy to the Karnes/Bee | Kenedy | TX |  | Karnes | CN603843822 | RN109629683 | one intelligent pipeline inspection gauge (PIG) launcher. | The following property receives a 100% positive use determination: one intelligent pipeline inspection gauge (PIG) launcher. | 2013-05-15 | 377501 | 100
17243 | T1 | ISP Synthetic Elastomers LLC | ISP Synthetic Elastomers Port Neches Plant | 1615 Main Street | Port Neches | TX | 77651 | Jefferson | CN603772070 | RN100224799 | clay liner for wastewater collection pond. | The following property receives a 100% positive use determination: clay liner for wastewater collection pond. | 2013-05-16 | 199200 | 100
17244 | T1 | Sunoco Partners Marketing & Terminals LP | Nederland Marine Terminal | Highway 347 North | Nederland | TX | 77627 | Jefferson | CN601403199 | RN100214626 | rail off-loading area spill containment consisting of containment pans, drains, anchors and connections. | The following property is used 100% for pollution control and is installed to meet or exceed federal or state regulations: rail off-loading area spill containment consisting of containment pans, drains, anchors and connections. | 2013-05-14 | 500000 | 100
17245 | T1 | Firestone Polymers | Firestone Polymers Orange Plant | 5713 FM 1006 | Orange | TX | 77630 | Orange | CN601590789 | RN100224468 | hydrocarbon gas analyzers/sensors installed in the South Tank Farm. | The hydrocarbon gas detectors do not monitor ambient air as defined in 30 TAC §101.1(4). The locations of these hydrocarbon gas detectors provide worker safety and asset protection benefits, and a pollution control benefit has not been demonstrated. | 2013-07-01 | 83100 | 100
17246 | T1 | Firestone Polymers | Firestone Polymers Orange Plant | 5713 FM 1006 | Orange | TX | 77630 | Orange | CN601590789 | RN100224468 | roof for 90-day hazardous waste storage area. | The following property is used 100% for pollution control and is installed to meet or exceed federal or state regulations: roof for 90-day hazardous waste storage area. | 2013-07-01 | 67526 | 100
17247 | T1 | Momentive Specialty Chemicals, Inc. | Momentive Brady Facility | 45 Ac Frac Road | Brady | TX | 76825 | McCulloch | CN602870511 | RN102201688 | two dust collectors and a thermal oxidizer with platform for line 2. | Returned for failure to respond to a deficiency letter. | 2013-06-13 | 2034418 | 100
17248 | T1 | Firestone Polymers | Firestone Polymers Orange Plant | 5713 FM 1006 | Orange | TX | 77630 | Orange | CN601590789 | RN100224468 | refurbish equalization basin dike walls, refurbish center dike wall, and improve dike access. | The following property is used 100% for pollution control and is installed to meet or exceed federal or state regulations: refurbish equalization basin dike walls, refurbish center dike wall, and improve dike access. | 2013-07-01 | 429603 | 100
17249 | T2 | PACCAR Inc - Peterbilt Motors Division | Peterbilt Motors - Denton Assembly Plant | 3200 Airport Rd | Denton | TX | 76207 | Denton | CN600125652 | RN100211762 | incremental cost difference between 3 air supply houses with pollution control and 3 comparable air supply houses without pollution control. | The following property is used 100% for pollution control and is installed to meet or exceed federal or state regulations: incremental cost difference between 3 air supply houses with pollution control and 3 comparable air supply houses without pollution control. | 2013-09-24 | 1146846 | 100
17250 | T1 | Vopak North America Inc | Vopak Terminal Deer Park | Vopak Terminal Deer Park | La Porte | TX | 77571 | Harris | CN601178734 | RN100225093 | pipeline inspection gauge (PIG) receiver | Returned for failure to respond to a deficiency letter. | 2013-05-16 | 162286 | 100
17251 | T1 | Vopak Terminal Deer Park, Inc. | Vopak Terminal Deer Park | 2759 Battleground Road | La Porte | TX | 77571 | Harris | CN601178734 | RN100225093 | tank overfill alarms and automatic tank gauging. | The following property is used 100% for pollution control and is installed to meet or exceed federal or state regulations: tank overfill alarms and automatic tank gauging. | 2013-08-15 | 2496885 | 100
17252 | T1 | Seaboard Farms, Inc. | Whitaker #303 | Hwy 207 & FM 2535 | Gruver | TX | 79040 | Hansford | CN600790257 | RN101513695 | waste lagoons. | The following property is used 100% for pollution control and is installed to meet or exceed federal or state regulations: waste lagoons. | 2013-06-19 | 63910 | 100
17253 | T1 | Seaboard Farms, Inc. | Whitaker #304 | Hwy 207 & FM 2535 | Gruver | TX | 79040 | Hansford | CN600790257 | RN101513695 | waste lagoon and liner. | The following property is used 100% for pollution control and is installed to meet or exceed federal or state regulations: waste lagoon and liner. | 2013-06-19 | 65670 | 100
17254 | T3 | Motiva Enterprises, LLC | Motiva Port Arthur Refinery | 2555 Savannah Avenue | Port Arthur | TX | 77640 | Jefferson | CN600124051 | RN100209451 | amine system components receive the following partial use determination percentages: | installed the following property that is used at the percentage rates below for pollution control to meet or exceed federal or state regulations: 100% - FGP - H2S Absorber, Lean Amine Exchangers, and Knockout Drum; SATS - Fuel Gas Amine Contactor, Lean Amine Exchanger, and Rich Amine Flash Drum; DCU2 - Coker Gas H2S Absorber, Rich Amine Flash Drum and pumps; Rich Amine Process Flash Drums and piping; ARU5 and ARU6 - Rich Amine Separators and Regenerator Feed Pumps, Amine Drain Sumps and Pumps; and piping and pumps associated the preceding equipment. 64.63% - ARU5 and ARU6 - Lean/Rich Exchangers, Amine Regenerators (including Regenerators, Reflux Condensers, Reflux Drums, Reflux Pumps, Reboilers, and Condensate Pots), and Condensate Drums and Pumps. 29.25% - ARU5 and ARU6 - Lean Amine Pumps, Lean Amine Coolers, Lean Amine Trim Coolers Filter, Lean Amine Cartridge Filters, Carbon Bed Absorbers; Lean Amine Surge Tank, Swing Tank, Transfer Pumps, and Piping. | 2014-04-29 | 267536994 | 58.97
17255 | T3 | Motiva Enterprises, LLC | Motiva Port Arthur Refinery | 2555 Savannah Avenue | Port Arthur | TX | 77640 | Jefferson | CN600124051 | RN100209451 | sour water treatment system including process sour water degassing drums and sour water pumps; central degassing drums and pumps; sour water storage tanks; sour water feed pumps; feed/bottoms heat exchangers; sour water strippers; sour water stripper bottoms pumps; reflux condensers, accumulator drums and pumps; cooling water heat exchangers and filters; polysulfide and caustic injection systems; and associated piping, valves and instrumentation. | The following property is used 100% for pollution control and is installed to meet or exceed federal or state regulations: sour water treatment system including process sour water degassing drums and sour water pumps; central degassing drums and pumps; sour water storage tanks; sour water feed pumps; feed/bottoms heat exchangers; sour water strippers; sour water stripper bottoms pumps; reflux condensers, accumulator drums and pumps; cooling water heat exchangers and filters; polysulfide and caustic injection systems; and associated piping, valves and instrumentation. | 2013-07-16 | 204297046 | 100
17256 | T1 | The Premcor Refining Group | Valero Port Arthur Refinery | 1801 South Gulfway Drive | Port Arthur | TX | 77640 | Jefferson | CN601420748 | RN102584026 | amine system | Returned for failure to respond to a deficiency letter. | 2013-10-01 | 53656000 | 100
17257 | T3 | The Premcor Refining Group | Valero Port Arthur Refinery | 1801 South Gulfway Drive | Port Arthur | TX | 77640 | Jefferson | CN601420748 | RN102584026 | oxygen enrichment system for sulfur recovery units. | The following property is used 100% for pollution control and is installed to meet or exceed federal or state regulations: oxygen enrichment system for sulfur recovery units. | 2014-05-02 | 41008000 | 100
17258 | T3 | The Premcor Refining Group | Valero Port Arthur Refinery | 1801 South Gulfway Drive | Port Arthur | TX | 77640 | Jefferson | CN601420748 | RN102584026 | sour water stripping system. | The following property is used 97.47% for pollution control and is installed to meet or exceed federal or state regulations: sour water stripping system. | 2013-10-01 | 43276000 | 97.47
17259 | T1 | Baker Hughes Oilfield Operations | Sheldon Road Plant | 9902 Sheldon Road | Houston | TX | 77049 | Harris | CN600290134 | RN100565969 | dust collector. | Returned for failure to respond to a deficiency letter. | 2013-07-16 | 50140 | 100
17260 | T1 | Baker Hughes Inteq (Drilling Fluids) | Manning Plant | 322 Manning Rd | Corpus Christi | TX | 78409 | Nueces | CN602681454 | RN102263647 | dust collector. | Returned for failure to respond to a deficiency letter. | 2013-07-16 | 70529 | 100
17261 | T1 | Baker Hughes Oilfield Operations | Sheldon Road Plant | 9902 Sheldon Road | Houston | TX | 77046 | Harris | CN600290134 | RN100565969 | containment | Returned for failure to respond to a deficiency letter. | 2013-09-11 | 326829 | 100
17262 | T1 | Seaboard Farms, Inc. | Whitaker #305 | Hwy 207 & FM 2535 | Gruver | TX | 79040 | Hansford | CN600790257 | RN101513095 | waste lagoon and liner. | The following property is used 100% for pollution control and is installed to meet or exceed federal or state regulations: waste lagoon and liner. | 2013-06-19 | 65670 | 100
17263 | T1 | Seaboard Farms, Inc. | Whitaker #306 | Hwy 207 & FM 2535 | Gruver | TX | 79040 | Hansford | CN600790257 | RN101513695 | waste lagoon and liner. | The following property is used 100% for pollution control and is installed to meet or exceed federal or state regulations: waste lagoon and liner. | 2013-06-19 | 65370 | 100
17264 | T1 | Seaboard Farms, Inc. | Whitaker #307 | Hwy 207 & FM 2535 | Gruver | TX | 79040 | Hansford | CN600790257 | RN101513695 | waste lagoons and liner. | The following property is used 100% for pollution control and is installed to meet or exceed federal or state regulations: waste lagoons and septic system. | 2013-06-19 | 65670 | 100
17265 | T1 | Seaboard Farms, Inc. | Whitaker #308 | Hwy 207 & FM 2535 | Gruver | TX | 79040 | Hansford | CN600790257 | RN101513695 | waste lagoons. | The following property is used 100% for pollution control and is installed to meet or exceed federal or state regulations: waste lagoons. | 2013-06-19 | 63810 | 100
17266 | T1 | Seaboard Farms, Inc. | Sunray & Taylor #381 | East side of FM 1060, 1 mi | Gruver | TX | 79040 | Sherman | CN600790257 | RN103914909 | waste lagoons, irrigation equipment, Pulse 250 CO2 treatment, and septic system. | The following property is used 100% for pollution control and is installed to meet or exceed federal or state regulations: waste lagoons, irrigation equipment, septic system, and Pulse 250 CO2 treatment. | 2013-06-19 | 250090 | 100
17267 | T1 | Seaboard Farms, Inc. | Sunray & Taylor #382 | East side of FM 1060, 1 mi | Gruver | TX | 79040 | Sherman | CN600790257 | RN103914909 | waste lagoons, irrigation equipment, Pulse 250 CO2 treatment, and septic system. | The following property is used 100% for pollution control and is installed to meet or exceed federal or state regulations: waste lagoons, irrigation equipment, septic system, and Pulse 250 CO2 treatment. | 2013-06-25 | 236250 | 100
17268 | T1 | Seaboard Farms, Inc. | Sunray & Taylor #383 | East side of FM 1060, 1 mi | Gruver | TX | 79040 | Sherman | CN600790257 | RN103914050 | waste lagoons, irrigation equipment, Pulse 250 CO2 treatment, and septic system. | The following property is used 100% for pollution control and is installed to meet or exceed federal or state regulations: waste lagoons, irrigation equipment, septic system, and Pulse 250 CO2 treatment. | 2013-06-25 | 237610 | 100
17269 | T1 | Seaboard Farms, Inc. | Sunray & Taylor #384 | East side of FM 1060, 1 mi | Gruver | TX | 79040 | Sherman | CN600790257 | RN103914909 | waste lagoons, irrigation equipment, and Pulse 250 CO2 treatment. | The following property is used 100% for pollution control and is installed to meet or exceed federal or state regulations: waste lagoons, irrigation equipment, and Pulse 250 CO2 treatment. | 2013-06-25 | 230660 | 100
17270 | T1 | Seaboard Farms, Inc. | Sunray & Taylor #385 | East side of FM 1060, 1 mi | Gruver | TX | 79040 | Sherman | CN600790257 | RN103914909 | waste lagoons, irrigation equipment, and Pulse 250 CO2 treatment. | The following property is used 100% for pollution control and is installed to meet or exceed federal or state regulations: waste lagoons, irrigation equipment, and Pulse 250 CO2 treatment. | 2013-06-24 | 230660 | 100
17271 | T1 | Seaboard Farms, Inc. | Sunray & Taylor #386 | East side of FM 1060, 1 mi | Gruver | TX | 79040 | Sherman | CN600790257 | RN103914909 | waste lagoons, irrigation equipment, and Pulse 250 CO2 treatment. | The following property is used 100% for pollution control and is installed to meet or exceed federal or state regulations: waste lagoons, irrigation equipment, and Pulse 250 CO2 treatment. | 2013-06-18 | 230660 | 100
17272 | T1 | Seaboard Farms, Inc. | Sunray & Taylor #387 | East side of FM 1060, 1 mi | Gruver | TX | 79040 | Sherman | CN600790257 | RN103914909 | waste lagoons, irrigation equipment, Pulse 250 CO2 treatment, and septic system. | The following property is used 100% for pollution control and is installed to meet or exceed federal or state regulations: waste lagoons, irrigation equipment, Pulse 250 CO2 treatment, and septic system. | 2013-06-18 | 235250 | 100
17273 | T1 | Seaboard Farms, Inc. | Sunray & Taylor #388 | East side of FM 1060, 1 mi | Gruver | TX | 79040 | Sherman | CN600790257 | RN103914909 | waste lagoons, irrigation equipment, and Pulse 250 CO2 treatment. | The following property is used 100% for pollution control and is installed to meet or exceed federal or state regulations: waste lagoons, irrigation equipment, and Pulse 250 CO2 treatment. | 2013-06-18 | 233390 | 100
17274 | T1 | Seaboard Farms, Inc. | Sunray & Taylor #389 | East side of FM 1060, 1 mi | Gruver | TX | 79040 | Sherman | CN600790257 | RN103914909 | waste lagoons, irrigation equipment, and Pulse 250 CO2 treatment. | The following property is used 100% for pollution control and is installed to meet or exceed federal or state regulations: waste lagoons, irrigation equipment, and Pulse 250 CO2 treatment. | 2013-06-18 | 230660 | 100
17275 | T1 | Seaboard Farms, Inc. | Sunray & Taylor #390 | East side of FM 1060, 1 mi | Gruver | TX | 79040 | Sherman | CN600790257 | RN103914909 | waste lagoons, irrigation equipment, and Pulse 250 CO2 treatment. | The following property is used 100% for pollution control and is installed to meet or exceed federal or state regulations: waste lagoons, irrigation equipment, and Pulse 250 CO2 treatment. | 2013-06-24 | 233660 | 100
17276 | T1 | Seaboard Farms, Inc. | Sunray & Taylor #391 | East side of FM 1060, 1 mi | Gruver | TX | 79040 | Sherman | CN600790257 | RN103914909 | waste lagoons, irrigation equipment, and Pulse 250 CO2 treatment. | The following property is used 100% for pollution control and is installed to meet or exceed federal or state regulations: waste lagoons, irrigation equipment, and Pulse 250 CO2 treatment. | 2013-06-24 | 230660 | 100
17277 | T1 | Seaboard Farms, Inc. | Sunray & Taylor #392 | East side of FM 1060, 1 mi | Gruver | TX | 79040 | Sherman | CN600790257 | RN103914909 | waste lagoons, irrigation equipment, Pulse 250 CO2 treatment, and septic system. | The following property is used 100% for pollution control and is installed to meet or exceed federal or state regulations: waste lagoons, irrigation equipment, septic system, and Pulse 250 CO2 treatment. | 2013-06-24 | 235350 | 100
17278 | T1 | Seaboard Farms, Inc. | Sunray & Taylor #393 | East side of FM 1060, 1 mi | Gruver | TX | 79040 | Sherman | CN600790257 | RN103914909 | waste lagoon, irrigation equipment, and Pulse 250 CO2 treatment. | The following property is used 100% for pollution control and is installed to meet or exceed federal or state regulations: waste lagoons, irrigation equipment, and Pulse 250 CO2 treatment. | 2013-06-24 | 230660 | 100
17279 | T1 | Seaboard Farms, Inc. | Sunray & Taylor #394 | East side of FM 1060, 1 mi | Gruver | TX | 79040 | Sherman | CN600790257 | RN103914909 | waste lagoon, irrigation equipment, and Pulse 250 CO2 treatment. | The following property is used 100% for pollution control and is installed to meet or exceed federal or state regulations: waste lagoons, irrigation equipment, and Pulse 250 CO2 treatment. | 2013-06-24 | 230660 | 100
17280 | T1 | Seaboard Farms, Inc. | Sunray & Taylor #395 | East side of FM 1060, 1 mi | Gruver | TX | 79040 | Sherman | CN600790257 | RN103914909 | waste lagoon, irrigation equipment, Pulse 250 CO2 treatment, and septic system. | The following property is used 100% for pollution control and is installed to meet or exceed federal or state regulations: waste lagoons, irrigation equipment, septic system, and Pulse 250 CO2 treatment. | 2013-06-24 | 235250 | 100
17281 | T1 | Seaboard Farms, Inc. | Sunray & Taylor #396 | East side of FM 1060, 1 mi | Gruver | TX | 79040 | Sherman | CN600790257 | RN103914909 | waste lagoon, irrigation equipment, and Pulse 250 CO2 treatment. | The following property is used 100% for pollution control and is installed to meet or exceed federal or state regulations: waste lagoons, irrigation equipment, and Pulse 250 CO2 treatment. | 2013-06-27 | 230840 | 100
17282 | T1 | Seaboard Farms, Inc. | Sunray & Taylor #401 | East side of FM 1060, 1 mi | Gruver | TX | 79040 | Sherman | CN600790257 | RN103914909 | waste lagoons and septic system. | The following property is used 100% for pollution control and is installed to meet or exceed federal or state regulations: waste lagoons and septic system. | 2013-06-27 | 229140 | 100
17283 | T1 | Seaboard Farms, Inc. | Sunray & Taylor #402 | East side of FM 1060, 1 mi | Gruver | TX | 79040 | Sherman | CN600790257 | RN103914909 | waste lagoon and septic system. | The following property is used 100% for pollution control and is installed to meet or exceed federal or state regulations: waste lagoon and septic system. | 2013-06-19 | 229140 | 100
17284 | T1 | Seaboard Farms, Inc. | Sunray & Taylor #403 | East side of FM 1060, 1 mi | Gruver | TX | 79040 | Sherman | CN600790257 | RN103914909 | waste lagoon and septic system. | The following property is used 100% for pollution control and is installed to meet or exceed federal or state regulations: waste lagoon and septic system. | 2013-06-20 | 229210 | 100
17285 | T1 | Seaboard Farms, Inc. | Sunray & Taylor #404 | East side of FM 1060, 1 mi | Gruver | TX | 79040 | Sherman | CN600790257 | RN103914909 | waste lagoon and septic system. | The following property is used 100% for pollution control and is installed to meet or exceed federal or state regulations: waste lagoon and septic system. | 2013-06-20 | 229070 | 100
17286 | T1 | Seaboard Farms, Inc. | Sunray & Taylor #405 | East side of FM 1060, 1 mi | Gruver | TX | 79040 | Sherman | CN600790257 | RN103914909 | waste lagoons and septic system. | The following property is used 100% for pollution control and is installed to meet or exceed federal or state regulations: waste lagoons and septic system. | 2013-06-27 | 229070 | 100
17287 | T1 | Seaboard Farms, Inc. | Sunray & Taylor #406 | East side of FM 1060, 1 mi | Gruver | TX | 79040 | Sherman | CN600790257 | RN103914909 | waste lagoons and septic system. | The following property is used 100% for pollution control and is installed to meet or exceed federal or state regulations: waste lagoons and septic system. | 2013-06-18 | 229070 | 100
17288 | T1 | Seaboard Farms, Inc. | Sunray & Taylor #407 | East side of FM 1060, 1 mi | Gruver | TX | 79040 | Sherman | CN600790257 | RN103914909 | waste lagoons. | The following property is used 100% for pollution control and is installed to meet or exceed federal or state regulations: waste lagoons. | 2013-06-25 | 224120 | 100
17289 | T1 | Seaboard Farms, Inc. | Sunray & Taylor #408 | East side of FM 1060, 1 mi | Gruver | TX | 79040 | Sherman | CN600790257 | RN103914909 | waste lagoons. | The following property is used 100% for pollution control and is installed to meet or exceed federal or state regulations: waste lagoons. | 2013-06-25 | 224120 | 100
17290 | T1 | Seaboard Farms, Inc. | Sunray & Taylor #409 | East side of FM 1060, 1 mi | Gruver | TX | 79040 | Sherman | CN600790257 | RN103914909 | waste lagoons. | The following property is used 100% for pollution control and is installed to meet or exceed federal or state regulations: waste lagoons. | 2013-06-26 | 224120 | 100
17291 | T1 | Seaboard Farms, Inc. | Sunray & Taylor #410 | East side of FM 1060, 1 mi | Gruver | TX | 79040 | Sherman | CN600790257 | RN103914909 | waste lagoons. | The following property is used 100% for pollution control and is installed to meet or exceed federal or state regulations: waste lagoons. | 2013-06-27 | 224120 | 100
17292 | T1 | Seaboard Farms, Inc. | Sunray & Taylor #411 | East side of FM 1060, 1 mi | Gruver | TX | 79040 | Sherman | CN600790257 | RN103914909 | waste lagoons. | The following property is used 100% for pollution control and is installed to meet or exceed federal or state regulations: waste lagoons. | 2013-06-27 | 224120 | 100
17293 | T1 | Seaboard Farms, Inc. | Sparky #412 | West of CR 17, 1 mi S | Stratford | TX | 79084 | Hansford | CN600790257 | RN104397385 | waste lagoons. | The following property is used 100% for pollution control and is installed to meet or exceed federal or state regulations: waste lagoons. | 2013-06-28 | 224180 | 100
17294 | T1 | Seaboard Farms, Inc. | Sparky #413 | West of CR 17, 1 mi S | Stratford | TX | 79084 | Hansford | CN600790257 | RN104397385 | waste lagoons and septic system. | The following property is used 100% for pollution control and is installed to meet or exceed federal or state regulations: waste lagoons and septic system. | 2013-06-28 | 235600 | 100
17295 | T1 | E I Du Pont De Nemours & Co Inc | Beaumont Works | Highway 347 | Beaumont | TX | 77704 | Jefferson | CN600128284 | RN100216035 | thermal oxidizer. | The following property is used 100% for pollution control and is installed to meet or exceed federal or state regulations: thermal oxidizer. | 2013-07-22 | 8409000 | 100
17296 | T1 | Seaboard Farms, Inc. | Sparky #414 | West of CR 17, 1 mi S | Stratford | TX | 79084 | Hansford | CN600790257 | RN104397385 | waste lagoons. | The following property is used 100% for pollution control and is installed to meet or exceed federal or state regulations: waste lagoons. | 2013-06-28 | 224180 | 100
17297 | T1 | Seaboard Farms, Inc. | Sparky #415 | West of CR 17, 1 mi S | Stratford | TX | 79084 | Hansford | CN600790257 | RN104397385 | waste lagoon. | The following property is used 100% for pollution control and is installed to meet or exceed federal or state regulations: waste lagoon. | 2013-06-18 | 224160 | 100
17298 | T1 | Seaboard Farms, Inc. | Sparky #416 | West of CR 17, 1 mi S | Stratford | TX | 79084 | Hansford | CN600790257 | RN104397385 | waste lagoon and septic system. | The following property is used 100% for pollution control and is installed to meet or exceed federal or state regulations: waste lagoon and septic system. | 2013-06-18 | 228050 | 100
17299 | T1 | Susser Petroleum Co LP | Stripes #1011 | 1475 E Main Street | Tomball | TX | 77375 | Harris | CN601243488 | None | equipment at gasoline station | Withdrawn/Returned | 2013-05-30 | 388137 | 100
17300 | T1 | Seaboard Farms, Inc. | Sparky #450 | West of CR 17, 1 mi S | Stratford | TX | 79084 | Sherman | CN600790257 | RN104397385 | waste lagoons and septic system. | The following property is used 100% for pollution control and is installed to meet or exceed federal or state regulations: waste lagoons and septic system. | 2013-06-28 | 366340 | 100
17301 | T1 | Seaboard Farms, Inc. | Sparky #451 | West of CR 17, 1 mi S | Stratford | TX | 79084 | Sherman | CN600790257 | RN104397385 | waste lagoons and septic system. | The following property is used 100% for pollution control and is installed to meet or exceed federal or state regulations: waste lagoons and septic system. | 2013-06-28 | 354790 | 100
17302 | T1 | Seaboard Farms, Inc. | Sparky #452 | West of CR 17, 1 mi S | Stratford | TX | 79084 | Sherman | CN600790257 | RN104397385 | waste lagoons and septic system. | The following property is used 100% for pollution control and is installed to meet or exceed federal or state regulations: waste lagoons and septic system. | 2013-06-28 | 377890 | 100
17303 | T1 | Seaboard Farms, Inc. | Sparky #454 | West of CR 17, 1 mi S | Stratford | TX | 79084 | Sherman | CN600790257 | RN104397385 | waste lagoons and septic system. | The following property is used 100% for pollution control and is installed to meet or exceed federal or state regulations: waste lagoons and septic system. | 2013-06-28 | 366340 | 100
17304 | T1 | Seaboard Farms, Inc. | Sparky #455 | West of CR 17, 1 mi S | Stratford | TX | 79084 | Sherman | CN600790257 | RN104397385 | waste lagoons and septic system. | The following property is used 100% for pollution control and is installed to meet or exceed federal or state regulations: waste lagoons and septic system. | 2013-06-19 | 366340 | 100
17305 | T1 | Seaboard Farms, Inc. | Sparky #456 | West of CR 17, 1 mi S | Stratford | TX | 79084 | Sherman | CN600790257 | RN104397385 | waste lagoons and septic system. | The following property is used 100% for pollution control and is installed to meet or exceed federal or state regulations: waste lagoons and septic system. | 2013-06-18 | 366340 | 100
17306 | T1 | Seaboard Farms, Inc. | Sparky #457 | West of CR 17, 1 mi S | Stratford | TX | 79084 | Sherman | CN600790257 | RN104397385 | waste lagoons and septic system. | The following property is used 100% for pollution control and is installed to meet or exceed federal or state regulations: waste lagoons and septic system. | 2013-06-18 | 366340 | 100
17307 | T1 | ArcelorMittal Vinton | ArcelorMittal Vinton Plant | I-10 and Vinton Road | Vinton | TX | 79835 | El Paso | CN603328816 | RN100213941 | baghouse. | The following property is used 100% for pollution control and is installed to meet or exceed federal or state regulations: baghouse. | 2013-09-13 | 5950267 | 100
17308 | T1 | Capitol Aggregates, Inc. | Capitol Cement Plant | 11551 Nacogdoches Road | San Antonio | TX | 78711 | Bexar | CN600134647 | RN100211507 | catalytic ceramic filter dust collector. | The following property is used 100% for pollution control and is installed to meet or exceed federal or state regulations: catalytic ceramic filter dust collector. | 2013-08-01 | 96668.24 | 100
17309 | T1 | Martin Operating Partnership LP | Martin Terminals Corpus Christi Crude Oil Terminal | 3009 W Causeway Blvd | Corpus Christi | TX | 78402 | Nueces | CN601535925 | RN106142003 | secondary containment consisting of an earthen berm constructed around above ground petroleum storage tanks and a concrete basin designed to collect accidental spills of petroleum products. | The following property is used 100% for pollution control and is installed to meet or exceed federal or state regulations: secondary containment consisting of an earthen berm constructed around above ground petroleum storage tanks and a concrete basin designed to collect accidental spills of petroleum products. | 2013-06-07 | 2250000 | 100
17310 | T1 | International Paper Company | Texarkana Mill | 9978 FM 3129 | Queens City | TX | 75572 | Cass | CN601047830 | RN100543115 | wastewater system improvements. | The following property is used 100% for pollution control and is installed to meet or exceed federal or state regulations: wastewater system improvements. | 2013-07-29 | 3513000 | 100
17311 | T1 | International Paper Company | Orange Mill | 1750 Inland Road | Orange | TX | 77632 | Orange | CN601047830 | RN100214428 | stormwater system collection and control improvements. | The following property is used 100% for pollution control and is installed to meet or exceed federal or state regulations: stormwater system collection and control improvements. | 2013-07-29 | 709000 | 100
17312 | T1 | International Paper Company | Orange Mill | 1750 Inland Road | Orange | TX | 77632 | Orange | CN601047830 | RN100214428 | wastewater system improvements. | The following property is used 100% for pollution control and is installed to meet or exceed federal or state regulations: wastewater system improvements. | 2013-07-01 | 11013000 | 100
17313 | T1 | Petra Nova Power I LLC | WA Parish Generating Plant | 2500 Y.U. Jones Road | Thompson | TX | 77481 | Fort Bend | CN604280792 | RN100888312 | combustion turbine stack with sampling ports. | The following property is used 100% for pollution control and is installed to meet or exceed federal or state regulations: combustion turbine stack with sampling ports. | 2013-06-28 | 1000000 | 100
17314 | T1 | Bubbles Express LP | Bubbles Express Bellaire BX8 | 7601 Bellaire Blvd. | Houston | TX | 77036 | Harris | CN604010900 | RN101825610 | reclaim units, sand/grit traps, and storm water drop outlets. | The following property is used 100% for pollution control and is installed to meet or exceed federal or state regulations: reclaim units, sand/grit traps, and stormwater drop outlets. | 2013-07-02 | 56400 | 100
17315 | T1 | WJL Associates, Inc. | Bubbles Hand Car Wash BL-2 | 14732 Memorial Drive | Houston | TX | 77079 | Harris | CN600133862 | RN100240936 | weir trash collector, API oil/water separator, and stormwater drop outlets. | Returned for failure to respond to a deficiency letter. | 2013-09-07 | 54150 | 100
17316 | T1 | A-S 82 Fairmont Pkwy Bltwy 8 LP | Bubbles Express BX-6 | 5964 Fairmont Parkway | Pasadena | TX | 77505 | Harris | CN603110420 | RN105087936 | weir trash collector, API oil/water separator, and stormwater drop outlets. | The following property is used 100% for pollution control and is installed to meet or exceed federal or state regulations: weir trash collector, API oil/water separator, and stormwater drop outlets. | 2013-07-02 | 54150 | 100
17317 | T1 | Bubbles Express Washington, LP | Bubbles Express BX-5 | 3522 Washington Avenue | Houston | TX | 77007 | Harris | CN603461880 | RN109629741 | weir trash collector, API oil/water separator, and stormwater drop outlets. | The following property is used 100% for pollution control and is installed to meet or exceed federal or state regulations: weir trash collector, API oil/water separator, and stormwater drop outlets. | 2013-06-28 | 54150 | 100
17318 | T1 | CRISOFL Ltd. N V | Bubbles Hand Car Wash Westheimer | 5735 Westheimer | Houston | TX | 77057 | Harris | None | None | weir trash collector, API oil/water separator, and stormwater drop outlets. | Returned for failure to respond to a deficiency letter. | 2013-07-17 | 54150 | 100
17319 | T1 | Executive Dynamics Inc. | Bubbles Hand Car Wash Kirby Drive | 5201 Kirby Drive #1 | Houston | TX | 77098 | Harris | CN605191204 | RN109299420 | weir trash collector, API oil/water separator, and stormwater drop outlets. | Returned for failure to respond to a deficiency letter. | 2013-07-17 | 54150 | 100
17320 | T1 | Bubbles Express, LP | Bubbles Hand Car Wash | 9045 Highway 6 S | Houston | TX | 77083 | Fort Bend | CN604010900 | RN109299438 | weir trash collector, API oil/water separator, and stormwater drop outlets. | Returned for failure to respond to a deficiency letter. | 2013-09-07 | 54150 | 100
17321 | T1 | East Texas Renewables LLC | Greenwood Farms Landfill | 12920 FM 2767 | Tyler | TX | 75708 | Smith | CN603446568 | RN102533171 | Landfill Gas Treatment Facility | Withdrawn/Returned | 2013-09-05 | 918068 | 100
17322 | T1 | GSF Energy LLC | McCarty Road Landfill | 9416 Ley Road | Houston | TX | 77078 | Harris | CN600131262 | RN100222710 | Landfill Gas Treatment Facility | Withdrawn/Returned | 2013-09-05 | 2541861 | 100
17323 | T1 | Turkey Creek Renewables LLC | Turkey Creek Landfill Gas Treatment Facility | 9100 South IH 35 W | Alvarado | TX | 76009 | Johnson | CN603852377 | RN106140551 | Landfill Gas Treatment Facility | Withdrawn/Returned | 2013-09-10 | 3049300 | 100
17324 | T1 | Dallas Clean Energy | McCommas Bluff Landfill | 5500 Youngblood Rd. | Dallas | TX | 75241 | Dallas | CN603278177 | RN100218569 | Landfill Gas Treatment Facility | Withdrawn by applicant | 2013-08-08 | 7874787.24 | 100
17325 | T1 | Dallas Clean Energy | McCommas Bluff Landfill | 5500 Youngblood Rd. | Dallas | TX | 75241 | Dallas | CN603278177 | RN100218569 | Landfill Gas Treatment system. | Withdrawn by applicant | 2013-08-08 | 1534825.04 | 100
17326 | T1 | Dallas Clean Energy | McCommas Bluff Landfill | 5500 Youngblood Rd. | Dallas | TX | 75241 | Dallas | CN603278177 | RN100218569 | Landfill Gas Treatment System. | Withdrawn by applicant | 2013-08-08 | 608886.07 | 100
17327 | T1 | Eurecat U S Incorporated | Eurecat Catalyst Regeneration Plant | 13100 Bay Park Road | Pasadena | TX | 77507 | Harris | CN600370290 | RN100661644 | thermal oxidizer and scrubber. | The following property is used 100% for pollution control and is installed to meet or exceed federal or state regulations: thermal oxidizer and scrubber. | 2013-07-16 | 868067 | 100
17328 | T1 | Redwood Energy Production, L.P. | Madisonville Plant | 7542 FM 1372 | North Zulch | TX | 77872 | Madison | CN603436676 | RN102093648 | sour gas injection well. | The following property is used 100% for pollution control and is installed to meet or exceed federal or state regulations: sour gas injection well. | 2013-07-16 | 1475000 | 100
17329 | T1 | Solvay Solexis | Solvay Solexis Orange Facility | 4059 FM 1006 | Orange | TX | 77630 | Orange | CN600868186 | RN102305505 | AI-100 flare analyzer. | The following property is used 100% for pollution control and is installed to meet or exceed federal or state regulations: AI-100 flare analyzer. | 2013-07-30 | 112036 | 100
17330 | T1 | Baker Hughes Oilfield Operations | Carrizo Springs Plant | 3309 S US Highway 83 | Carrizo Springs | TX | 78834 | Dimmit | CN600290134 | RN106212897 | dust collector. | Returned for failure to respond to a deficiency letter. | 2013-08-23 | 19963 | 100
17331 | T1 | Baker Hughes Oilfield Operations | Beeville Drilling Mud Plant | 300 Reyes Rd | Beeville | TX | 78102 | Bee | CN600290134 | RN106001019 | dust collector. | Returned for failure to respond to a deficiency letter. | 2013-08-23 | 59883 | 100
17332 | T1 | Magellan Pipeline Terminals, LP | East Houston Terminal | 7901 Wallisville Rd | Houston | TX | 77029 | Harris | CN603167297 | RN102186129 | internal floating roof for tank #1423. | The following property is used 100% for pollution control and is installed to meet or exceed federal or state regulations: internal floating roof for tank #1423. | 2013-07-16 | 97211 | 100
17333 | T1 | Magellan Terminals Holdings, LP | Galena Park Terminal | 12901 American Petroleum Road | Galena Park | TX | 77547 | Harris | CN600134639 | RN102180486 | containment dike for tanks 419, 420, 421, 422, 423, 424, 425, 426, 427, and 428. | The following property is used 100% for pollution control and is installed to meet or exceed federal or state regulations: containment dike for tanks 419, 420, 421, 422, 423, 424, 425, 426, 427, and 428. | 2013-07-16 | 678955 | 100
17334 | T1 | Magellan Terminals Holdings, LP | Galena Park Terminal | 12901 American Petroleum Road | Galena Park | TX | 77547 | Harris | CN600134639 | RN102180486 | vapor collection piping installed between tanks 217, 218, 222, 316, 387, 389, 390, 393, and the loading docks, and the vapor combustion system. | The following property is used 100% for pollution control and is installed to meet or exceed federal or state regulations: vapor collection piping installed between tanks 217, 218, 222, 316, 387, 389, 390, 393, and the loading docks, and the vapor combustion system. | 2013-08-23 | 912060 | 100
17335 | T1 | Magellan Terminals Holdings, LP | Galena Park Terminal | 12901 American Petroleum Road | Galena Park | TX | 77547 | Harris | CN600134639 | RN102180486 | internal floating roofs for tanks 221, 222, 426, 427, and 428. | The following property is used 100% for pollution control and is installed to meet or exceed federal or state regulations: internal floating roofs for tanks 221, 222, 426, 427, and 428. | 2013-07-16 | 1531407 | 100
17336 | T1 | Higman Marine Services, Inc. | Peninsula Location | 16530 Peninsula Blvd. | Houston | TX | 77015 | Harris | CN602756108 | RN104481460 | spill and overflow prevention equipment consisting of perimeter deck spill rails, high level overflow alarms, and closed gauging/vapor recovery systems installed on the 113 barges listed in Attachment A of the application; and the incremental cost difference between the same 113 double-hulled barges and comparable single-hulled barges. | The following property is used 100% for pollution control and is installed to meet or exceed federal or state regulations: spill and overflow prevention equipment consisting of perimeter deck spill rails, high level overflow alarms, and closed gauging/vapor recovery systems installed on the 113 barges listed in Attachment A of the application; and the incremental cost difference between the same 113 double-hulled barges and comparable single-hulled barges. | 2014-05-22 | 260146843.22 | 100
17337 | T1 | Baker Hughes Inteq (Drilling Fluids) | Trinity Drilling Fluids Plant | 100 Industrial Park Rd | Trinity | TX | 75862 | Trinity | CN600273874 | RN105276042 | spill containment berm | Withdrawn/Returned | 2013-12-17 | 126870 | 100
17338 | T1 | International Paper Company | Orange Mill | 1750 Inland Road | Orange | TX | 77632 | Orange | CN601047830 | RN100214428 | recovery boiler electrostatic precipitator (ESP) improvements; ESP monitoring system improvements; and ESP exhaust collection improvements. | The following property is used 100% for pollution control and is installed to meet or exceed federal or state regulations: recovery boiler electrostatic precipitator (ESP) improvements; ESP monitoring system improvements; and ESP exhaust collection improvements. | 2013-07-26 | 6064000 | 100
17339 | T1 | International Paper Company | Orange Mill | 1750 Inland Road | Orange | TX | 77632 | Orange | CN601047830 | RN100214428 | emissions monitoring system improvements. | The following property is used 100% for pollution control and is installed to meet or exceed federal or state regulations: emissions monitoring system improvements. | 2013-07-26 | 535000 | 100
17340 | T1 | Sysco Corporation | Sysco Facility Phase 1 | 0 Enclave Parkway | Houston | TX | 77077 | Harris | CN600961296 | RN101777779 | 84,911 square foot stormwater quality pond. | The following property is used 100% for pollution control and is installed to meet or exceed federal or state regulations: 84,911 square foot stormwater quality pond. | 2013-07-30 | 318418 | 100
17341 | T1 | The Men's Warehouse | Renwick Location | 5630 Renwick | Houston | TX | 77081 | Harris | CN603529520 | Not Regulated by TCEQ | 2.2 acre stormwater quality detention pond, pilot channel, stormwater control infrastructure, and lift station. | The following property is used 100% for pollution control and is installed to meet or exceed federal or state regulations: 2.2 acre stormwater quality detention pond, pilot channel, stormwater control infrastructure, and lift station. | 2013-08-08 | 676269 | 100
17342 | T1 | Sysco Corporation | Sysco Facility Phase 1 | 1370 Enclave Road | Houston | TX | 77077 | Harris | CN600961296 | RN101777779 | 96,844 square feet of onsite stormwater quality retention land with swales and stormwater infrastructure including drop inlets, collector pipe, discharge pipe, and reinforced headwall. | The following property is used 100% for pollution control and is installed to meet or exceed federal or state regulations: the portion of the land used as onsite stormwater quality retention land and associated swales; and the stormwater infrastructure including drop inlets, collector pipe, discharge pipe, and reinforced headwall. | 2013-08-12 | 1896078 | 100
17343 | T1 | Freeport-McMoRan Copper & Gold | Freeport-McMoRan El Paso | 7135 North Loop | El Paso | TX | 79915 | El Paso | CN603653205 | RN100226000 | repairs to the Electrometals Electrowinning plant and adjoining tank farm’s secondary containment including replacement concrete and application of Rhino coating. | The following property is used 100% for pollution control and is installed to meet or exceed federal or state regulations: repairs to the Electrometals Electrowinning plant and adjoining tank farm’s secondary containment including replacement concrete and application of Rhino coating. | 2013-10-04 | 54313 | 100
17344 | T1 | Freeport-McMoRan Copper & Gold | Freeport-McMoRan El Paso | 7135 North Loop | El Paso | TX | 79915 | El Paso | CN603653205 | RN100226000 | Tennant M30 sweeper. | The following property is used 100% for pollution control and is installed to meet or exceed federal or state regulations: Tennant M30 sweeper. | 2013-10-04 | 79538 | 100
17345 | T1 | Sysco Corporation | Sysco Facility Phase I | 1390 Enclave Parkway | Houston | TX | 77077 | Harris | CN600961296 | RN101777779 | stormwater quality features including retention land, vegetated pilot channel, and inlet baskets. | The following property is used 100% for pollution control and is installed to meet or exceed federal or state regulations: the portion of the land dedicated solely for use as stormwater quality retention land, the vegetated pilot channel, and the inlet baskets. | 2013-10-10 | 1897455 | 100
17346 | T1 | Chelsea Seniors I, LLC | Chelsea Senior Community | 3230 West Little York | Houston | TX | 77088 | Harris | CN603692187 | RN105955173 | stormwater quality features including detention pond, Park Environmental StormTrooper SWSII0-C, paved pilot channel, outfalls, piping and drop inlets. | The following property is used 100% for pollution control and is installed to meet or exceed federal or state regulations: stormwater quality features including detention pond, Park Environmental StormTrooper SWSII0-C, paved pilot channel, outfalls, piping and drop inlets. | 2013-08-30 | 590500 | 100
17347 | T1 | Freeport-McMoRan Copper & Gold | Freeport-McMoRan El Paso | 7135 North Loop | El Paso | TX | 79915 | El Paso | CN603653205 | RN100226000 | dust collector | Withdrawn/Returned | 2013-11-26 | 18466 | 100
17348 | T1 | Freeport-McMoRan Copper & Gold | Freeport-McMoRan El Paso | 7135 North Loop | El Paso | TX | 79915 | El Paso | CN603653205 | RN100226000 | secondary containment trench for pipe discharging into Tank 461 and secondary containment sump for Tank 461. | The following property is used 100% for pollution control and is installed to meet or exceed federal or state regulations: secondary containment trench for pipe discharging into Tank 461 and secondary containment sump for Tank 461. | 2014-01-16 | 52989 | 100
17349 | T1 | Langwick Senior Residences LP | Langwick Senior Apartments | 955 Langwick Drive | Houston | TX | 77060 | Harris | CN603232620 | RN105319321 | stormwater quality features including 108,870 square foot detention pond, pre-treatment retention land, and a trash collector/weir. | The following property is used 100% for pollution control and is installed to meet or exceed federal or state regulations: stormwater quality features including 108,870 square foot detention pond, pre-treatment retention land, and a trash collector/weir. | 2013-10-04 | 700030 | 100
17350 | T1 | Little York Villas, LP | Little York Villas | 3111 West Little York | Houston | TX | 77091 | Harris | CN602687147 | RN104371323 | stormwater quality features including 90,000 square foot detention pond, pre-treatment retention land, and a trash collector/weir. | The following property is used 100% for pollution control and is installed to meet or exceed federal or state regulations: stormwater quality features including 90,000 square foot detention pond, pre-treatment retention land, and a trash collector/weir. | 2013-10-10 | 475000 | 100
17351 | T1 | American Railcar Industries, Inc. | American Railcar Industries Goodrich Plant | 1718 State Highway Loop 393 | Goodrich | TX | 77335 | Polk | CN601353378 | RN102610185 | dust collector exhausting at EPN-1. | The following property is used 100% for pollution control and is installed to meet or exceed federal or state regulations: dust collector exhausting at EPN-1. | 2013-12-02 | 70591 | 100
17352 | T1 | American Railcar Industries, Inc. | American Railcar Industries Goodrich Plant | 1718 State Highway Loop 393 | Goodrich | TX | 77335 | Polk | CN601353378 | RN102610185 | blast unit components | Withdrawn/Returned | 2013-11-08 | 728920 | 100
17353 | T1 | American Railcar Industries, Inc. | American Railcar Industries Goodrich Plant | 1718 State Highway Loop 393 | Goodrich | TX | 77335 | Polk | CN601353378 | RN102610185 | wastewater pretreatment | Withdrawn/Returned | 2013-10-30 | 61518 | 100
17354 | T1 | American Railcar Industries, Inc. | American Railcar Industries Goodrich Plant | 1718 State Highway Loop 393 | Goodrich | TX | 77335 | Polk | CN601353378 | RN102610185 | paint storage building with containment system and hazardous material storage pad. | Applicant requested withdrawal by email. | 2013-11-08 | 63881 | 100
17355 | T1 | American Railcar Industries, Inc. | American Railcar Industries Goodrich Plant | 1718 State Highway Loop 393 | Goodrich | TX | 77335 | Polk | CN601353378 | RN102610185 | Eisenman VOC adsorption system. | Withdrawn by applicant | 2013-10-30 | 704863 | 100
17356 | T1 | Praxair, Inc. | Praxair Port Arthur Plant | 1801 South Gulfway Drive | Port Arthur | TX | 77640 | Jefferson | CN600130645 | RN106078850 | SCR, CEMS, and incremental cost difference for low NOx burners vs. similarly sized burners without NOx controls. | The following property is used 100% for pollution control and is installed to meet or exceed federal or state regulations: SCR, CEMS, and incremental cost difference for low NOx burners vs. similarly sized burners without NOx controls from the most recent generation of burners. | 2013-12-10 | 5048000 | 100
17357 | T1 | Praxair, Inc. | Praxair Port Arthur Plant | 1801 South Gulfway Drive | Port Arthur | TX | 77640 | Jefferson | CN600130645 | RN106078850 | flare. | The following property is used 100% for pollution control and is installed to meet or exceed federal or state regulations: flare. | 2013-12-10 | 1025000 | 100
17358 | T1 | Stewart Creek Villas LP | North Court Villas Apartment Houses | 8275 Stonebrook Parkway | Frisco | TX | 75034 | Collin | CN600636476 | RN101190122 | stormwater infrastructure and controls including approximately 66,880 square feet of detention pond, swales, conveyance channels, pilot channel and pump. | Returned for failure to respond to a deficiency letter. | 2014-06-22 | 682000 | 100
17359 | T1 | Linn Operating, Inc. | BYRD 42 SWD | 35.5090003, -100.0379042 | Wheeler | TX | 79096 | Wheeler | CN603395690 | RN109629766 | sour gas injection well BYRD 42 SWD. | The following property is used 100% for pollution control and is installed to meet or exceed federal or state regulations: sour gas injection well BYRD 42 SWD. | 2013-11-04 | 200000 | 100
17360 | T1 | Linn Operating, Inc. | Fillingim 88 SWD | 35.6802971, -100.2689603 | Hemphill County | TX | 79014 | Hemphill | CN603395690 | RN109629774 | sour gas injection well Fillingim 88 SWD. | The following property is used 100% for pollution control and is installed to meet or exceed federal or state regulations: sour gas injection well Fillingim 88 SWD. | 2013-11-04 | 200000 | 100
17361 | T1 | Linn Operating, Inc. | Frye #9 SWD | 35.4563421, -100.1595416 | Wheeler County | TX | 79096 | Wheeler | CN603395690 | RN109629782 | sour gas injection well Frye #9 SWD. | The following property is used 100% for pollution control and is installed to meet or exceed federal or state regulations: sour gas injection well Frye #9 SWD. | 2013-11-04 | 462000 | 100
17362 | T1 | Linn Operating, Inc. | Grant Meek 68 SWD | 35.6537316, -100.359619 | Hemphill County | TX | 79014 | Hemphill | CN603395690 | RN109629790 | sour gas injection well Grant Meek 68 SWD. | The following property is used 100% for pollution control and is installed to meet or exceed federal or state regulations: sour gas injection well Grant Meek 68 SWD. | 2013-11-04 | 250000 | 100
17363 | T1 | Linn Operating, Inc. | Hemphill Walser 11 SWD | 35.6780355, -100.3559249 | Hemphill County | TX | 79014 | Hemphill | CN603395690 | RN109629808 | sour gas injection well Hemphill Walser 11 SWD. | The following property is used 100% for pollution control and is installed to meet or exceed federal or state regulations: sour gas injection well Hemphill Walser 11 SWD. | 2013-11-04 | 200000 | 100
17364 | T1 | Linn Operating, Inc. | Lock60d SWD | 35.7231428, -100.5071497 | Hemphill County | TX | 79014 | Hemphill | CN603395690 | RN109629816 | sour gas injection well Lock60d SWD. | The following property is used 100% for pollution control and is installed to meet or exceed federal or state regulations: sour gas injection well Lock60d SWD. | 2013-11-04 | 200000 | 100
17365 | T1 | Linn Operating, Inc. | Lohnerger 25 SWD | 35.6142106, -100.2528198 | Wheeler County | TX | 79096 | Wichita | CN603395690 | RN109629824 | sour gas injection well Lohberger 25 SWD. | The following property is used 100% for pollution control and is installed to meet or exceed federal or state regulations: sour gas injection well Lohberger 25 SWD. | 2013-11-03 | 200000 | 100
17366 | T1 | Linn Operating, Inc. | Lola 234 SWD | 35.6764222, -100.3764868 | Hemphill County | TX | 79014 | Hemphill | CN603395690 | RN109629832 | sour gas injection well Lola 235 SWD. | The following property is used 100% for pollution control and is installed to meet or exceed federal or state regulations: sour gas injection well Lola 235 SWD. | 2013-11-04 | 250000 | 100
17367 | T1 | Linn Operating, Inc. | Roberts 14 SWD | 35.5914059, -100.2337626 | Wheeler County | TX | 79096 | Wheeler | CN603395690 | RN109629840 | sour gas injection well Roberts 14 SWD. | The following property is used 100% for pollution control and is installed to meet or exceed federal or state regulations: sour gas injection well Roberts 14 SWD. | 2013-11-04 | 200000 | 100
17368 | T1 | Precision Drilling Corporation | Precision Drilling Rig #566 | 1000 Airport Road | Alice | TX | 78332 | Jim Wells | CN604079541 | RN100685205 | drilling rig spill response equipment consisting of ram type blow out preventers, closing units, and choke manifold systems. | The following property is used 100% for pollution control and is installed to meet or exceed federal or state regulations: drilling rig spill response equipment consisting of ram type blow out preventers, closing units, and choke manifold systems. | 2013-11-20 | 688000 | 100
17369 | T1 | Precision Drilling Corporation | Precision Drilling Rig #566 | 1000 Airport Road | Alice | TX | 78332 | Jim Wells | CN604079541 | RN100685205 | drilling mud recycling system consisting of shaker tank system, shale shakers, desilter, desander, and degasser. | The following property is used 100% for pollution control and is installed to meet or exceed federal or state regulations: drilling mud recycling system consisting of shaker tank system, shale shakers, desilter, desander, and degasser. | 2013-11-20 | 418000 | 100
17370 | T1 | Precision Drilling Corporation | Precision Drilling Rig #537 | 1000 Airport Road | Alice | TX | 78332 | Jim Wells | CN604079541 | RN100685205 | drilling mud recycling system consisting of shaker tank system, shale shakers, desilter, desander, and degasser. | The following property is used 100% for pollution control and is installed to meet or exceed federal or state regulations: drilling mud recycling system consisting of shaker tank system, shale shakers, desilter, desander, and degasser. | 2013-11-20 | 416000 | 100
17371 | T1 | Precision Drilling Corporation | Precision Drilling Rig #537 | 1000 Airport Road | Alice | TX | 78332 | Jim Wells | CN604079541 | RN100685205 | drilling rig spill response equipment consisting of ram type blow out preventers, closing units, and choke manifold systems. | The following property is used 100% for pollution control and is installed to meet or exceed federal or state regulations: drilling rig spill response equipment consisting of ram type blow out preventers, closing units, and choke manifold systems. | 2013-11-20 | 645000 | 100
17372 | T1 | Precision Drilling Corporation | Precision Drilling Rig #536 | 1000 Airport Road | Alice | TX | 78332 | Jim Wells | CN604079541 | RN100685205 | drilling rig spill response equipment consisting of ram type blow out preventers, closing units, and choke manifold systems. | The following property is used 100% for pollution control and is installed to meet or exceed federal or state regulations: drilling rig spill response equipment consisting of ram type blow out preventers, closing units, and choke manifold systems. | 2013-11-20 | 645000 | 100
17373 | T1 | Precision Drilling Corporation | Precision Drilling Rig #536 | 1000 Airport Road | Alice | TX | 78332 | Jim Wells | CN604079541 | RN100685205 | drilling mud recycling system consisting of shaker tank system, shale shakers, desilter, desander, and degasser. | The following property is used 100% for pollution control and is installed to meet or exceed federal or state regulations: drilling mud recycling system consisting of shaker tank system, shale shakers, desilter, desander, and degasser. | 2013-11-20 | 416000 | 100
17374 | T1 | Precision Drilling Corporation | Precision Drilling Rig #569 | 1000 Airport Road | Alice | TX | 78332 | Jim Wells | CN604079541 | RN100685205 | drilling mud recycling system consisting of shaker tank system, shale shakers, desilter, desander, and degasser. | The following property is used 100% for pollution control and is installed to meet or exceed federal or state regulations: drilling mud recycling system consisting of shaker tank system, shale shakers, desilter, desander, and degasser. | 2013-11-20 | 416000 | 100
17375 | T1 | Precision Drilling Corporation | Precision Drilling Rig #569 | 1000 Airport Road | Alice | TX | 78332 | Jim Wells | CN604079541 | RN100685205 | drilling rig spill response equipment consisting of ram type blow out preventers, closing units, and choke manifold systems. | The following property is used 100% for pollution control and is installed to meet or exceed federal or state regulations: drilling rig spill response equipment consisting of ram type blow out preventers, closing units, and choke manifold systems. | 2013-11-20 | 688000 | 100
17376 | T1 | Precision Drilling Corporation | Precision Drilling Rig #568 | 1000 Airport Road | Alice | TX | 78332 | Jim Wells | CN604079541 | RN100685205 | drilling rig spill response equipment consisting of ram type blow out preventers, closing units, and choke manifold systems. | The following property is used 100% for pollution control and is installed to meet or exceed federal or state regulations: drilling rig spill response equipment consisting of ram type blow out preventers, closing units, and choke manifold systems. | 2013-11-20 | 688000 | 100
17377 | T1 | Precision Drilling Corporation | Precision Drilling Rig #568 | 1000 Airport Road | Alice | TX | 78332 | Jim Wells | CN604079541 | RN100685205 | drilling mud recycling system consisting of shaker tank system, shale shakers, desilter, desander, and degasser. | The following property is used 100% for pollution control and is installed to meet or exceed federal or state regulations: drilling mud recycling system consisting of shaker tank system, shale shakers, desilter, desander, and degasser. | 2013-11-20 | 520000 | 100
17378 | T1 | Precision Drilling Corporation | Precision Drilling Rig #594 | 1000 Airport Road | Alice | TX | 78332 | Jim Wells | CN604079541 | RN100685205 | drilling mud recycling system consisting of shaker tank system, shale shakers, desilter, desander, and degasser. | The following property is used 100% for pollution control and is installed to meet or exceed federal or state regulations: drilling mud recycling system consisting of shaker tank system, shale shakers, desilter, desander, and degasser. | 2013-11-20 | 371000 | 100
17379 | T1 | Precision Drilling Corporation | Precision Drilling Rig #594 | 1000 Airport Road | Alice | TX | 78332 | Jim Wells | CN604079541 | RN100685205 | drilling rig spill response equipment consisting of ram type blow out preventers, closing units, and choke manifold systems. | The following property is used 100% for pollution control and is installed to meet or exceed federal or state regulations: drilling rig spill response equipment consisting of ram type blow out preventers, closing units, and choke manifold systems. | 2013-11-20 | 910500 | 100
17380 | T1 | Prime Operating Company | Prestage Salt Water Disposal Facility | Section 174, Francisco Pereyra | Crystal City | TX | 78839 | Dimmit | CN600550511 | None | earthen spill containment berm, concrete salt water waste storage pit, ten fiberglass salt water waste storage tanks, and level gauges installed on 15 tanks. | The following property is used 100% for pollution control and is installed to meet or exceed federal or state regulations: earthen spill containment berm, concrete salt water waste storage pit, ten fiberglass salt water waste storage tanks, and level gauges installed on 15 tanks. | 2013-11-22 | 374300 | 100
17381 | T1 | Enterprise Crude Pipeline LLC | Echo Crude Terminal | 6849 1/2 E. Sam Houston Pkwy S | Houston | TX | 77034 | Harris | CN603272592 | RN106070816 | stormwater detention pond. | The following property is used 100% for pollution control and is installed to meet or exceed federal or state regulations: stormwater detention pond. | 2013-11-22 | 309800 | 100
17382 | T1 | Unit Petroleum Company | Becthold B1 SWD | 36.4684792, -100.6780421 | Ochiltree County | TX | 79070 | Ochiltree | CN603428020 | RN109629865 | sour gas injection well Bechthold B1 SWD consisting of pumps, controls, filters, piping, and wellhead. | The following property is used 100% for pollution control and is installed to meet or exceed federal or state regulations: sour gas injection well Bechthold B1 SWD consisting of pumps, controls, filters, piping, and wellhead. | 2013-11-22 | 13000 | 100
17383 | T1 | Unit Petroleum Company | BMB 1019 SWD | 36.3883447, -100.6886308 | Ochiltree County | TX | 79070 | Ochiltree | CN603428020 | RN109629873 | sour gas injection well BMB 1019 SWD consisting of pumps, controls, filters, piping, and wellhead. | The following property is used 100% for pollution control and is installed to meet or exceed federal or state regulations: sour gas injection well BMB 1019 SWD consisting of pumps, controls, filters, piping, and wellhead. | 2013-11-22 | 150000 | 100
17384 | T1 | Unit Petroleum Company | Booth SWD | 36.2518044, -100.4175064 | Lipscomb County | TX | 79005 | Lipscomb | CN603428020 | RN109629881 | sour gas injection well Booth SWD consisting of pumps, controls, filters, piping, and wellhead. | The following property is used 100% for pollution control and is installed to meet or exceed federal or state regulations: sour gas injection well Booth SWD consisting of pumps, controls, filters, piping, and wellhead. | 2013-11-22 | 13130 | 100
17385 | T1 | Unit Petroleum Company | BP C SWD | 30.5637553, -94.5744132 | Polk County | TX | 77351 | Polk | CN603428020 | RN109629899 | sour gas injection well BP C SWD consisting of pumps, controls, filters, piping, and wellhead. | The following property is used 100% for pollution control and is installed to meet or exceed federal or state regulations: sour gas injection well BP C SWD consisting of pumps, controls, filters, piping, and wellhead. | 2013-11-22 | 13290 | 100
17386 | T1 | Unit Petroleum Company | Carr 13 SWD | 35.6739111, -100.3335736 | Hemphill County | TX | 75948 | Hemphill | CN603428020 | RN109629907 | sour gas injection well Carr 13 C SWD consisting of pumps, controls, filters, piping, and wellhead. | The following property is used 100% for pollution control and is installed to meet or exceed federal or state regulations: sour gas injection well Carr 13 C SWD consisting of pumps, controls, filters, piping, and wellhead. | 2013-11-22 | 300000 | 100
17387 | T1 | Unit Petroleum Company | Leland B #2 | 31.8779233, -103.5540021 | Loving County | TX | 79754 | Loving | CN603428020 | RN109629915 | sour gas injection well Leland B #2 SWD consisting of pumps, controls, filters, piping, and wellhead. | The following property is used 100% for pollution control and is installed to meet or exceed federal or state regulations: sour gas injection well Leland B #2 SWD consisting of pumps, controls, filters, piping, and wellhead. | 2013-11-22 | 20440 | 100
17388 | T1 | Unit Petroleum Company | Marsh SWD | 30.5588895, -94.5986168 | Polk County | TX | 77351 | Polk | CN603428020 | RN109629923 | sour gas injection well Marsh SWD consisting of pumps, controls, filters, piping, and wellhead. | The following property is used 100% for pollution control and is installed to meet or exceed federal or state regulations: sour gas injection well Marsh SWD consisting of pumps, controls, filters, piping, and wellhead. | 2013-11-22 | 7470 | 100
17389 | T1 | Unit Petroleum Company | RN Byers Unit SWD | 35.3736351, -100.1906121 | Wheeler County | TX | 79096 | Wheeler | CN603428020 | RN109629931 | sour gas injection well RN Byers Unit SWD consisting of pumps, controls, filters, piping, and wellhead. | The following property is used 100% for pollution control and is installed to meet or exceed federal or state regulations: sour gas injection well RN Byers Unit SWD consisting of pumps, controls, filters, piping, and wellhead. | 2013-11-22 | 250000 | 100
17390 | T1 | Unit Petroleum Company | Stanley SWD | 35.4418485, -100.1972733 | Wheeler County | TX | 79096 | Wheeler | CN603428020 | RN109629949 | sour gas injection well Stanley SWD consisting of pumps, controls, filters, piping, and wellhead. | The following property is used 100% for pollution control and is installed to meet or exceed federal or state regulations: sour gas injection well Stanley SWD consisting of pumps, controls, filters, piping, and wellhead. | 2013-11-22 | 15610 | 100
17391 | T1 | Unit Petroleum Company | Willis 1 SWD | 35.6605262, -100.3038482 | Hemphill County | TX | 79014 | Hemphill | CN603428020 | RN109629956 | sour gas injection well Willis 1 SWD consisting of pumps, controls, filters, piping, and wellhead. | The following property is used 100% for pollution control and is installed to meet or exceed federal or state regulations: sour gas injection well Willis 1 SWD consisting of pumps, controls, filters, piping, and wellhead. | 2013-11-22 | 230950 | 100
17392 | T1 | Cen-Tex Tanks LLC | Cen-Tex Tanks Center Plant | 946 Loop 500 E | Center | TX | 75935 | Shelby | CN603924275 | RN106173131 | 1500 square foot abrasive blast cleaning booth; baghouse; and duct work from the blast cleaning booth to the baghouse and from the baghouse to ambient air. | The following property is used 100% for pollution control and is installed to meet or exceed federal or state regulations: 1500 square foot abrasive blast cleaning booth; baghouse; and duct work from the blast cleaning booth to the baghouse and from the baghouse to ambient air. The 65 foot by 75 foot building housing the abrasive blast cleaning operation receives a negative use determination because it is a production facility. The applicant has not demonstrated that it provides pollution control or is used to meet or exceed an environmental law, rule, or regulation. The waste blast material recycling system receives a negative use determination because it is ineligible for a Tier I use determination. The recycled blast material meets the definition of marketable product contained in 30 TAC §17.2(5); therefore, the blast material recycling system requires a Tier III application as described in 30 TAC §17.14. | 2014-09-15 | 317500 | 100
17393 | T1 | Shamrock Marine, LLC | Buffalo Marine Service, Inc. | 8201 East Erath | Houston | TX | 77012 | Harris | CN600307524 | RN100597723 | vapor control systems; and spill response/prevention equipment consisting of deployable spill boom; spill containment rails; self-contained sampling system; drip pans; overfill sensors/alarms; liquid level, stick, and pressure gauges; sight glasses; zinc tank coatings, and cathodic zinc coating on hull; and the incremental cost difference between the double-hulled barges and comparable single-hulled barges for barges 500, 900, and 901. | A negative use determination. The barges and associated equipment are not owned and operated by the same company. The barges are owned by Shamrock Marine, LLC and operated by Buffalo Marine Service, Inc. which is a separate and distinct company. Texas Tax Code §11.31(a) entitles an exemption to property that is owned and used wholly or partly as a facility, device, or method for the control of air, water, or land pollution by the same person. | 2014-06-27 | 2910000 | 100
17394 | T1 | Calumet San Antonio Refining, LLC | Elmendorf Terminal | 20830 Lamm Road | San Antonio | TX | 78112 | Bexar | CN604256628 | RN102301280 | flare system. | The following property is used 100% for pollution control and is installed to meet or exceed federal or state regulations: flare system. | 2014-01-13 | 85952 | 100
17395 | T1 | Calumet San Antonio Refining, LLC | San Antonio Refinery | 7811 S. Presa Street | San Antonio | TX | 78223 | Bexar | CN604256628 | RN101485183 | flare system. | The following property is used 100% for pollution control and is installed to meet or exceed federal or state regulations: flare system. | 2014-01-13 | 76984 | 100
17396 | T1 | Calumet San Antonio Refining, LLC | San Antonio Refinery | 7811 S. Presa Street | San Antonio | TX | 78223 | Bexar | CN604256628 | RN101485183 | vapor collection system for the truck rack. | The following property is used 100% for pollution control and is installed to meet or exceed federal or state regulations: vapor collection system for the truck rack. | 2013-12-10 | 22836 | 100
17397 | T1 | Calumet San Antonio Refining, LLC | San Antonio Refinery | 7811 S. Presa Street | San Antonio | TX | 78223 | Bexar | CN604256628 | RN101485183 | incremental cost difference for 23 low NOx burners vs. similarly sized burners without NOx controls. | The following property is used 100% for pollution control and is installed to meet or exceed federal or state regulations: incremental cost difference for 23 low NOx burners vs. similarly sized burners without NOx controls. | 2013-12-10 | 213200 | 100
17398 | T1 | Calumet San Antonio Refining, LLC | San Antonio Refinery | 7811 S. Presa Street | San Antonio | TX | 78223 | Bexar | CN604256628 | RN101485183 | four sumps; four pumps; associated piping; and 36,820 square feet of concrete (not to include tank foundations) providing secondary containment for vessels containing oils. | The following property is used 100% for pollution control and is installed to meet or exceed federal or state regulations: four sumps; four pumps; associated piping; and 36,820 square feet of concrete (not to include tank foundations) providing secondary containment for vessels containing oils. | 2013-12-10 | 3763036 | 100
17399 | T1 | Linn Operating, Inc. | Grabeel Sour Gas Disposal Well | 36.1819721, -101.0331912 | Ochiltree County | TX | 79070 | Ochiltree | CN603395690 | RN109629964 | sour gas injection well Grabeel SWD consisting of pumps, controls, filters, piping, and wellhead. | The following property is used 100% for pollution control and is installed to meet or exceed federal or state regulations: sour gas injection well Grabeel SWD consisting of pumps, controls, filters, piping, and wellhead. | 2013-12-11 | 50000 | 100
17400 | T1 | Linn Operating, Inc. | Hamilton-Phillips SWD | 36.0520843, -101.5968845 | Hutchinson County | TX | 79083 | Hutchinson | CN603395690 | RN109629972 | sour gas injection well Hamilton-Phillips SWD consisting of pumps, controls, filters, piping, and wellhead. | The following property is used 100% for pollution control and is installed to meet or exceed federal or state regulations: sour gas injection well Hamilton-Phillips SWD consisting of pumps, controls, filters, piping, and wellhead. | 2013-12-11 | 9760 | 100
17401 | T1 | Linn Operating, Inc. | Yake D SWD | 35.7527906, -101.5431597 | Hutchinson County | TX | 79083 | Hutchinson | CN603395690 | RN109629980 | sour gas injection well Yake “D” SWD consisting of pumps, controls, filters, piping, and wellhead. | The following property is used 100% for pollution control and is installed to meet or exceed federal or state regulations: sour gas injection well Yake “D” SWD consisting of pumps, controls, filters, piping, and wellhead. | 2013-12-11 | 34280 | 100
17402 | T1 | Sysco Corporation | Sysco SBS Cypress Facility | 24500 NW Freeway | Cypress | TX | 77429 | Harris | CN600961296 | RN102330552 | stormwater infrastructure and controls including a detention pond, swales, drop inlets, collector pipe, discharge pipe and reinforced headwall. | The following property is used 100% for pollution control and is installed to meet or exceed federal or state regulations: stormwater infrastructure and controls including a detention pond, swales, drop inlets, collector pipe, discharge pipe and reinforced headwall. | 2014-01-10 | 2880296 | 100
17403 | T1 | Cen-Tex Tanks LLC | Cen-Tex Tanks Center Plant | 946 Loop 500 E | Center | TX | 75935 | Shelby | CN603924275 | RN106173131 | Two 1,500 square foot paint booths including any integral structural support members that are also components of the external building; two high efficiency exhaust filtration systems and stacks through which paint booth emissions are vented; and two 750 square foot paint rooms. | The following property is used 100% for pollution control and is installed to meet or exceed federal or state regulations: Two 1,500 square foot paint booths including any integral structural support members that are also components of the external building; two high efficiency exhaust filtration systems and stacks through which paint booth emissions are vented; and two 750 square foot paint rooms. The solvent recycling system receives a negative use determination because it is ineligible for a Tier I use determination. The recycled methyl ethyl ketone (MEK) meets the definition of marketable product contained in 30 TAC §17.2(5). Therefore, the solvent recycling system requires a Tier III application as described in 30 TAC §17.14. | 2014-09-12 | 127900 | 100
17404 | T1 | PPL Real Estate LLC (SRL Properties LLC) | PPL Motor Homes LLC | 10777 Southwest Parkway | Houston | TX | 77074 | Harris | CN602974818 | RN104862412 | stormwater infrastructure and controls including a detention pond, pre-treatment retention land, and an ADS Model 4240WQA30 stormwater control structure. | The following property is used 100% for pollution control and is installed to meet or exceed federal or state regulations: stormwater infrastructure and controls including a detention pond, pre-treatment retention land, and an ADS Model 4240WQA30 stormwater control structure. | 2014-01-10 | 1415897 | 100
17405 | T1 | Enterprise Crude Pipeline LLC | Echo Crude Terminal | 6849 1/2 E. Sam Houston Pkwy S | Houston | TX | 77034 | Harris | CN603272592 | RN106070816 | external floating roof on Tank 3904, mechanical shoe primary seal, and rim-mounted wiper for the secondary seal. | The following property is used 100% for pollution control and is installed to meet or exceed federal or state regulations: external floating roof on Tank 3904, mechanical shoe primary seal, and rim-mounted wiper for the secondary seal. | 2013-12-30 | 2380877 | 100
17406 | T1 | Atmos Energy Corporation | Mid-Tex Pipeline - Taylor County | natural gas pipeline - | Taylor County | TX |  | Taylor | CN602730319 | RN109127829 | cathodic protection additions. | The following property is used 100% for pollution control and is installed to meet or exceed federal or state regulations: cathodic protection additions. | 2014-01-10 | 1750920 | 100
17407 | T1 | Atmos Energy Corporation | Mid-Tex Pipeline - Waller County | natural gas pipeline - 8 to | Waller County | TX |  | Waller | CN602730319 | RN104920434 | cathodic protection additions. | The following property is used 100% for pollution control and is installed to meet or exceed federal or state regulations: cathodic protection additions. | 2014-01-10 | 140436 | 100
17408 | T1 | Atmos Energy Corporation | Mid-Tex Pipeline - Van Zandt County | natural gas pipeline - | Van Zandt County | TX |  | Van Zandt | CN602730319 | RN109128215 | cathodic protection additions. | The following property is used 100% for pollution control and is installed to meet or exceed federal or state regulations: cathodic protection additions. | 2014-01-10 | 96943 | 100
17409 | T1 | Atmos Energy Corporation | Mid-Tex Pipeline - Madison County | natural gas pipeline - | Madison County | TX |  | Madison | CN602730319 | RN109630020 | cathodic protection additions. | The following property is used 100% for pollution control and is installed to meet or exceed federal or state regulations: cathodic protection additions. | 2014-01-10 | 103718 | 100
17410 | T1 | Atmos Energy Corporation | Mid-Tex Pipeline - McLennan County | natural gas pipeline - | McLennan County | TX |  | McLennan | CN602730319 | RN109060509 | cathodic protection additions. | The following property is used 100% for pollution control and is installed to meet or exceed federal or state regulations: cathodic protection additions. | 2014-01-10 | 560737 | 100
17411 | T1 | Atmos Energy Corporation | Mid-Tex Pipeline - Milam County | natural gas pipeline - | Milam County | TX |  | Milam | CN602730319 | RN109126508 | cathodic protection additions. | The following property is used 100% for pollution control and is installed to meet or exceed federal or state regulations: cathodic protection additions. | 2014-01-10 | 185108 | 100
17412 | T1 | Atmos Energy Corporation | Mid-Tex Pipeline - Mitchell County | natural gas pipeline - | Mitchell County | TX |  | Mitchell | CN602730319 | RN109630699 | cathodic protection additions. | The following property is used 100% for pollution control and is installed to meet or exceed federal or state regulations: cathodic protection additions. | 2014-01-10 | 308469 | 100
17413 | T1 | Atmos Energy Corporation | Mid-Tex Pipeline - Montague County | natural gas pipeline - | Montague County | TX |  | Montague | CN602730319 | RN109630061 | cathodic protection additions. | The following property is used 100% for pollution control and is installed to meet or exceed federal or state regulations: cathodic protection additions. | 2014-01-10 | 66194 | 100
17414 | T1 | Atmos Energy Corporation | Mid-Tex Pipeline - Navarro County | natural gas pipeline - | Navarro County | TX |  | Navarro | CN602730319 | RN109127647 | cathodic protection additions. | The following property is used 100% for pollution control and is installed to meet or exceed federal or state regulations: cathodic protection additions. | 2014-01-10 | 447981 | 100
17415 | T1 | Atmos Energy Corporation | Mid-Tex Pipeline - Limestone County | natural gas pipeline - | Limestone County | TX | 0 | Limestone | CN602730319 | RN109144394 | cathodic protection additions. | The following property is used 100% for pollution control and is installed to meet or exceed federal or state regulations: cathodic protection additions. | 2014-01-13 | 309353 | 100
17416 | T1 | Atmos Energy Corporation | Mid-Tex Pipeline - Wise County | natural gas pipeline - | Wise County | TX | 0 | Wise | CN602730319 | RN109630376 | cathodic protection additions. | The following property is used 100% for pollution control and is installed to meet or exceed federal or state regulations: cathodic protection additions. | 2014-01-13 | 130531 | 100
17417 | T1 | Atmos Energy Corporation | Mid-Tex Pipeline | Natural Gas Pipeline - | Williamson County | TX | 0 | Williamson | CN602730319 | RN105834014 | cathodic protection additions. | The following property is used 100% for pollution control and is installed to meet or exceed federal or state regulations: cathodic protection additions. | 2014-01-13 | 230523 | 100
17418 | T1 | Atmos Energy Corporation | Mid-Tex Pipeline | Natural Gas Pipeline - | Wilbarger County | TX | 0 | Wilbarger | CN602730319 | Insufficient Information | cathodic protection additions. | The following property is used 100% for pollution control and is installed to meet or exceed federal or state regulations: cathodic protection additions. | 2014-01-13 | 73961 | 100
17419 | T1 | Atmos Energy Corporation | Mid-Tex Pipeline | Natural Gas Pipeline - | Wichita County | TX | 0 | Wichita | CN602730319 | RN109630350 | cathodic protection additions. | The following property is used 100% for pollution control and is installed to meet or exceed federal or state regulations: cathodic protection additions. | 2014-01-13 | 195301 | 100
17420 | T1 | Atmos Energy Corporation | Mid-Tex Pipeline | Natural Gas Pipeline - | Ward County | TX | 0 | Ward | CN602730319 | Insufficient Information | cathodic protection additions. | The following property is used 100% for pollution control and is installed to meet or exceed federal or state regulations: cathodic protection additions. | 2014-01-13 | 126074 | 100
17421 | T1 | Atmos Energy Corporation | Mid-Tex Pipeline | Natural Gas Pipeline - | Anderson County | TX | 0 | Anderson | CN602730319 | RN109142166 | sedimentation and erosion controls including slope breakers, silt fences, staked hay or straw bales, matting, and diking. | The following property is used 100% for pollution control and is installed to meet or exceed federal or state regulations: sedimentation and erosion controls including slope breakers, silt fences, staked hay or straw bales, matting, and diking. | 2014-01-13 | 67099 | 100
17422 | T1 | Atmos Energy Corporation | Mid-Tex Pipeline - Fannin County | Natural Gas Pipeline - | Fannin County | TX | 0 | Fannin | CN602730319 | RN109122499 | sedimentation and erosion controls including slope breakers, silt fences, staked hay or straw bales, matting, and diking. | The following property is used 100% for pollution control and is installed to meet or exceed federal or state regulations: sedimentation and erosion controls including slope breakers, silt fences, staked hay or straw bales, matting, and diking. | 2014-01-13 | 66012 | 100
17423 | T1 | Atmos Energy Corporation | Mid-Tex Pipeline - Nolan County | natural gas pipeline - | Nolan County | TX |  | Nolan | CN602730319 | RN109630541 | cathodic protection additions. | The following property is used 100% for pollution control and is installed to meet or exceed federal or state regulations: cathodic protection additions. | 2014-01-14 | 534997 | 100
17424 | T1 | Atmos Energy Corporation | Mid-Tex Pipeline - Grayson County | Natural Gas Pipeline - | Grayson County | TX | 0 | Grayson | CN602730319 | RN109630962 | sedimentation and erosion controls including slope breakers, silt fences, staked hay or straw bales, matting, and diking. | The following property is used 100% for pollution control and is installed to meet or exceed federal or state regulations: sedimentation and erosion controls including slope breakers, silt fences, staked hay or straw bales, matting, and diking. | 2014-01-13 | 73942 | 100
17425 | T1 | Atmos Energy Corporation | Mid-Tex Pipeline - Lamar County | Natural Gas Pipeline - | Lamar County | TX | 0 | Lamar | CN602730319 | RN109126375 | sedimentation and erosion controls including slope breakers, silt fences, staked hay or straw bales, matting, and diking. | The following property is used 100% for pollution control and is installed to meet or exceed federal or state regulations: sedimentation and erosion controls including slope breakers, silt fences, staked hay or straw bales, matting, and diking. | 2014-01-14 | 69003 | 100
17426 | T1 | Atmos Energy Corporation | Mid-Tex Pipeline - Limestone County | natural gas pipeline - | Limestone County | TX | 0 | Limestone | CN602730319 | RN109144394 | sedimentation and erosion controls including slope breakers, silt fences, staked hay or straw bales, matting, and diking. | The following property is used 100% for pollution control and is installed to meet or exceed federal or state regulations: sedimentation and erosion controls including slope breakers, silt fences, staked hay or straw bales, matting, and diking. | 2014-01-13 | 274273 | 100
17427 | T1 | Atmos Energy Corporation | Mid-Tex Pipeline - Pecos County | natural gas pipeline - | Pecos County | TX |  | Pecos | CN602730319 | RN109630202 | cathodic protection additions. | The following property is used 100% for pollution control and is installed to meet or exceed federal or state regulations: cathodic protection additions. | 2014-01-14 | 77984 | 100
17428 | T1 | Atmos Energy Corporation | Mid-Tex Pipeline - Montague County | natural gas pipeline - | Montague County | TX |  | Montague | CN602730319 | RN109630061 | sedimentation and erosion controls including slope breakers, silt fences, staked hay or straw bales, matting, and diking. | The following property is used 100% for pollution control and is installed to meet or exceed federal or state regulations: sedimentation and erosion controls including slope breakers, silt fences, staked hay or straw bales, matting, and diking. | 2014-01-13 | 697096 | 100
17429 | T1 | Atmos Energy Corporation | Mid-Tex Pipeline - Parker County | Natural Gas Pipeline - | Parker County | TX | 0 | Parker | CN602730319 | RN109148650 | sedimentation and erosion controls including slope breakers, silt fences, staked hay or straw bales, matting, and diking. | The following property is used 100% for pollution control and is installed to meet or exceed federal or state regulations: sedimentation and erosion controls including slope breakers, silt fences, staked hay or straw bales, matting, and diking. | 2014-01-13 | 242504 | 100
17430 | T1 | Atmos Energy Corporation | Mid-Tex Pipeline - Travis County | Natural Gas Pipeline - | Travis County | TX | 0 | Travis | CN602730319 | RN109144683 | sedimentation and erosion controls including slope breakers, silt fences, staked hay or straw bales, matting, and diking. | The following property is used 100% for pollution control and is installed to meet or exceed federal or state regulations: sedimentation and erosion controls including slope breakers, silt fences, staked hay or straw bales, matting, and diking. | 2014-01-21 | 72152 | 100
17431 | T1 | Atmos Energy Corporation | Mid-Tex Pipeline - Robertson County | Natural Gas Pipeline - | Robertson County | TX |  | Robertson | CN602730319 | RN109630244 | cathodic protection additions. | The following property is used 100% for pollution control and is installed to meet or exceed federal or state regulations: cathodic protection additions. | 2014-01-14 | 109532 | 100
17432 | T1 | Atmos Energy Corporation | Mid-Tex Pipeline - Red River County | Natural Gas Pipeline - | Red River County | TX |  | Red River | CN602730319 | RN109144667 | cathodic protection additions. | The following property is used 100% for pollution control and is installed to meet or exceed federal or state regulations: cathodic protection additions. | 2014-01-14 | 927743 | 100
17433 | T1 | Atmos Energy Corporation | Mid-Tex Pipeline - Runnels County | Natural Gas Pipeline - | Runnels County | TX |  | Runnels | CN602730319 | RN109630566 | cathodic protection additions. | The following property is used 100% for pollution control and is installed to meet or exceed federal or state regulations: cathodic protection additions. | 2014-01-14 | 225133 | 100
17434 | T1 | Atmos Energy Corporation | Mid-Tex Pipeline - Ellis County | Natural Gas Pipeline - | Ellis County | TX |  | Ellis | CN602730319 | RN109630624 | cathodic protection additions. | The following property is used 100% for pollution control and is installed to meet or exceed federal or state regulations: cathodic protection additions. | 2014-01-14 | 475278 | 100
17435 | T1 | Atmos Energy Corporation | Mid-Tex Pipeline - Eastland County | Natural Gas Pipeline - | Eastland County | TX |  | Eastland | CN602730319 | RN109121368 | cathodic protection additions. | The following property is used 100% for pollution control and is installed to meet or exceed federal or state regulations: cathodic protection additions. | 2014-01-14 | 615022 | 100
17436 | T1 | Atmos Energy Corporation | Mid-Tex Pipeline - Dallas County | Natural Gas Pipeline - | Dallas County | TX |  | Dallas | CN602730319 | RN109166660 | cathodic protection additions. | The following property is used 100% for pollution control and is installed to meet or exceed federal or state regulations: cathodic protection additions. | 2014-01-14 | 297362 | 100
17437 | T1 | Atmos Energy Corporation | Mid-Tex Pipeline - Comanche County | Natural Gas Pipeline - | Comanche County | TX |  | Comanche | CN602730319 | RN109630301 | cathodic protection additions. | The following property is used 100% for pollution control and is installed to meet or exceed federal or state regulations: cathodic protection additions. | 2014-01-14 | 192692 | 100
17438 | T1 | Atmos Energy Corporation | Mid-Tex Pipeline - Collin County | natural gas pipeline - | Collin County | TX |  | Collin | CN602730319 | RN109166637 | cathodic protection additions. | The following property is used 100% for pollution control and is installed to meet or exceed federal or state regulations: cathodic protection additions. | 2014-01-14 | 164020 | 100
17439 | T1 | Atmos Energy Corporation | Mid-Tex Pipeline - Coleman County | natural gas pipeline - | Coleman County | TX |  | Coleman | CN602730319 | RN109630327 | cathodic protection additions. | The following property is used 100% for pollution control and is installed to meet or exceed federal or state regulations: cathodic protection additions. | 2014-01-14 | 486094 | 100
17440 | T1 | Atmos Energy Corporation | Mid-Tex Pipeline - Clay County | natural gas pipeline - | Clay County | TX |  | Clay | CN602730319 | RN109121210 | cathodic protection additions. | The following property is used 100% for pollution control and is installed to meet or exceed federal or state regulations: cathodic protection additions. | 2014-01-14 | 146865 | 100
17441 | T1 | Atmos Energy Corporation | Mid-Tex Pipeline - Callahan County | natural gas pipeline - | Callahan County | TX |  | Callahan | CN602730319 | RN109120527 | cathodic protection additions. | The following property is used 100% for pollution control and is installed to meet or exceed federal or state regulations: cathodic protection additions. | 2014-01-14 | 557218 | 100
17442 | T1 | Atmos Energy Corporation | Mid-Tex Pipeline - Wichita County | Natural Gas Pipeline - | Wichita County | TX | 0 | Wichita | CN602730319 | RN109630350 | two intelligent pipeline inspection gauge (PIG) receivers. | The following property is used 100% for pollution control and is installed to meet or exceed federal or state regulations: two intelligent pipeline inspection gauge (PIG) receivers. | 2014-01-21 | 516508 | 100
17443 | T1 | Atmos Energy Corporation | Mid-Tex Pipeline - Burleson County | natural gas pipeline - | Burleson County | TX |  | Burleson | CN602730319 | RN109630368 | cathodic protection additions. | The following property is used 100% for pollution control and is installed to meet or exceed federal or state regulations: cathodic protection additions. | 2014-01-14 | 70372 | 100
17444 | T1 | Atmos Energy Corporation | Mid-Tex Pipeline - Wise County | natural gas pipeline - | Wise County | TX | 0 | Wise | CN602730319 | RN109630376 | five intelligent pipeline inspection gauge (PIG) launchers and three receivers. | The following property is used 100% for pollution control and is installed to meet or exceed federal or state regulations: five intelligent pipeline inspection gauge (PIG) launchers and three receivers. | 2014-01-21 | 691714 | 100
17445 | T1 | Atmos Energy Corporation | Mid-Tex Pipeline - Bell County | Natural Gas Pipeline - | Bell County | TX | 0 | Bell | CN602730319 | RN109120394 | nine intelligent pipeline inspection gauge (PIG) launchers and six receivers. | The following property is used 100% for pollution control and is installed to meet or exceed federal or state regulations: nine intelligent pipeline inspection gauge (PIG) launchers and six receivers. | 2014-01-21 | 2582453 | 100
17446 | T1 | Atmos Energy Corporation | Mid-Tex Pipeline - Brazos County | Natural Gas Pipeline - | Brazos County | TX | 0 | Brazos | CN602730319 | RN109630830 | one intelligent pipeline inspection gauge (PIG) launcher and three receivers. | The following property is used 100% for pollution control and is installed to meet or exceed federal or state regulations: one intelligent pipeline inspection gauge (PIG) launcher and three receivers. | 2014-01-21 | 751050 | 100
17447 | T1 | Atmos Energy Corporation | Mid-Tex Pipeline - Brown County | Natural Gas Pipeline - | Brown County | TX | 0 | Brown | CN602730319 | RN109630723 | one intelligent pipeline inspection gauge (PIG) receiver. | The following property is used 100% for pollution control and is installed to meet or exceed federal or state regulations: one intelligent pipeline inspection gauge (PIG) receiver. | 2014-01-21 | 238331 | 100
17448 | T1 | Atmos Energy Corporation | Mid-Tex Pipeline - Callahan County | natural gas pipeline - | Callahan County | TX |  | Callahan | CN602730319 | RN109120527 | one intelligent pipeline inspection gauge (PIG) launcher. | The following property is used 100% for pollution control and is installed to meet or exceed federal or state regulations: one intelligent pipeline inspection gauge (PIG) launcher. | 2014-01-21 | 185518 | 100
17449 | T1 | Atmos Energy Corporation | Mid-Tex Pipeline - Clay County | natural gas pipeline - | Clay County | TX |  | Clay | CN602730319 | RN109121210 | four intelligent pipeline inspection gauge (PIG) launchers and three receivers. | The following property is used 100% for pollution control and is installed to meet or exceed federal or state regulations: four intelligent pipeline inspection gauge (PIG) launchers and three receivers. | 2014-01-21 | 1048886 | 100
17450 | T1 | Atmos Energy Corporation | Mid-Tex Pipeline - Coke County | Natural Gas Pipeline - | Coke County | TX | 0 | Coke | CN602730319 | RN109630434 | one intelligent pipeline inspection gauge (PIG) launcher and one receiver. | The following property is used 100% for pollution control and is installed to meet or exceed federal or state regulations: one intelligent pipeline inspection gauge (PIG) launcher and one receiver. | 2014-01-21 | 69546 | 100
17451 | T1 | Atmos Energy Corporation | Mid-Tex Pipeline - Collin County | natural gas pipeline - | Collin County | TX |  | Collin | CN602730319 | RN109166637 | five intelligent pipeline inspection gauge (PIG) launchers and two receivers. | The following property is used 100% for pollution control and is installed to meet or exceed federal or state regulations: five intelligent pipeline inspection gauge (PIG) launchers and two receivers. | 2014-01-21 | 329693 | 100
17452 | T1 | Atmos Energy Corporation | Mid-Tex Pipeline - Dallas County | Natural Gas Pipeline - | Dallas County | TX |  | Dallas | CN602730319 | RN109166660 | thirteen intelligent pipeline inspection gauge (PIG) launchers and fourteen receivers. | The following property is used 100% for pollution control and is installed to meet or exceed federal or state regulations: thirteen intelligent pipeline inspection gauge (PIG) launchers and fourteen receivers. | 2014-01-21 | 3687195 | 100
17453 | T1 | Atmos Energy Corporation | Mid-Tex Pipeline - Waller County | natural gas pipeline - 8 to | Waller County | TX |  | Waller | CN602730319 | RN109630004 | two intelligent pipeline inspection gauge (PIG) launchers and two receivers. | The following property is used 100% for pollution control and is installed to meet or exceed federal or state regulations: two intelligent pipeline inspection gauge (PIG) launchers and two receivers. | 2014-01-27 | 942274 | 100
17454 | T1 | Atmos Energy Corporation | Mid-Tex Pipeline - Smith County | natural gas pipeline - | Smith County | TX | 0 | Smith | CN602730319 | RN109127738 | four intelligent pipeline inspection gauge (PIG) launchers and three receivers. | The following property is used 100% for pollution control and is installed to meet or exceed federal or state regulations: four intelligent pipeline inspection gauge (PIG) launchers and three receivers. | 2014-01-27 | 676348 | 100
17455 | T1 | Atmos Energy Corporation | Mid-Tex Pipeline - Tarrant County | natural gas pipeline - | Tarrant County | TX | 0 | Tarrant | CN602730319 | RN109127795 | six intelligent pipeline inspection gauge (PIG) receivers. | The following property is used 100% for pollution control and is installed to meet or exceed federal or state regulations: six intelligent pipeline inspection gauge (PIG) receivers. | 2014-01-27 | 899947 | 100
17456 | T1 | Atmos Energy Corporation | Mid-Tex Pipeline - Henderson County | natural gas pipeline - | Henderson County | TX | 0 | Henderson | CN602730319 | RN109144261 | five intelligent pipeline inspection gauge (PIG) launchers and seven receivers. | The following property is used 100% for pollution control and is installed to meet or exceed federal or state regulations: five intelligent pipeline inspection gauge (PIG) launchers and seven receivers. | 2014-01-27 | 655741 | 100
17457 | T1 | Atmos Energy Corporation | Mid-Tex Pipeline - Hopkins County | natural gas pipeline - | Hopkins County | TX | 0 | Hopkins | CN602730319 | RN109124156 | one intelligent pipeline inspection gauge (PIG) launcher and two receivers. | The following property is used 100% for pollution control and is installed to meet or exceed federal or state regulations: one intelligent pipeline inspection gauge (PIG) launcher and two receivers. | 2014-01-27 | 247172 | 100
17458 | T1 | Atmos Energy Corporation | Mid-Tex Pipeline - Hunt County | natural gas pipeline - | Hunt County | TX | 0 | Hunt | CN602730319 | RN109124180 | one intelligent pipeline inspection gauge (PIG) launcher and one receiver. | The following property is used 100% for pollution control and is installed to meet or exceed federal or state regulations: one intelligent pipeline inspection gauge (PIG) launcher and one receiver. | 2014-01-27 | 119900 | 100
17459 | T1 | Atmos Energy Corporation | Mid-Tex Pipeline - Jones County | natural gas pipeline - | Jones County | TX | 0 | Jones | CN602730319 | RN109124321 | one intelligent pipeline inspection gauge (PIG) receiver. | The following property is used 100% for pollution control and is installed to meet or exceed federal or state regulations: one intelligent pipeline inspection gauge (PIG) receiver. | 2014-01-27 | 90848 | 100
17460 | T1 | Atmos Energy Corporation | Mid-Tex Pipeline - Kaufman County | natural gas pipeline - | Kaufman County | TX | 0 | Kaufman | CN602730319 | RN109126318 | one intelligent pipeline inspection gauge (PIG) launcher and one receiver. | The following property is used 100% for pollution control and is installed to meet or exceed federal or state regulations: one intelligent pipeline inspection gauge (PIG) launcher and one receiver. | 2014-01-29 | 161478 | 100
17461 | T1 | Atmos Energy Corporation | Mid-Tex Pipeline - Nolan County | natural gas pipeline - | Nolan County | TX |  | Nolan | CN602730319 | RN109630541 | four intelligent pipeline inspection gauge (PIG) launchers and three receivers. | The following property is used 100% for pollution control and is installed to meet or exceed federal or state regulations: four intelligent pipeline inspection gauge (PIG) launchers and three receivers. | 2014-01-29 | 183525 | 100
17462 | T1 | Atmos Energy Corporation | Mid-Tex Pipeline - Rockwall County | natural gas pipeline - | Rockwall County | TX | 0 | Rockwall | CN602730319 | RN109630558 | four intelligent pipeline inspection gauge (PIG) launchers and three receivers. | The following property is used 100% for pollution control and is installed to meet or exceed federal or state regulations: four intelligent pipeline inspection gauge (PIG) launchers and three receivers. | 2014-01-29 | 1557117 | 100
17463 | T1 | Atmos Energy Corporation | Mid-Tex Pipeline - Runnels County | Natural Gas Pipeline - | Runnels County | TX |  | Runnels | CN602730319 | RN109630566 | three intelligent pipeline inspection gauge (PIG) launchers and two receivers. | The following property is used 100% for pollution control and is installed to meet or exceed federal or state regulations: three intelligent pipeline inspection gauge (PIG) launchers and two receivers. | 2014-01-29 | 767020 | 100
17464 | T1 | Atmos Energy Corporation | Mid-Tex Pipeline - Scurry County | natural gas pipeline - | Scurry County | TX | 0 | Scurry | CN602730319 | RN109127704 | two intelligent pipeline inspection gauge (PIG) launchers and two receivers. | The following property is used 100% for pollution control and is installed to meet or exceed federal or state regulations: two intelligent pipeline inspection gauge (PIG) launchers and two receivers. | 2014-01-29 | 818254 | 100
17465 | T1 | Atmos Energy Corporation | Mid-Tex Pipeline - Lamar County | Natural Gas Pipeline - | Lamar County | TX | 0 | Lamar | CN602730319 | RN109126375 | two intelligent pipeline inspection gauge (PIG) launchers and four receivers. | The following property is used 100% for pollution control and is installed to meet or exceed federal or state regulations: two intelligent pipeline inspection gauge (PIG) launchers and four receivers. | 2014-01-29 | 1134059 | 100
17466 | T1 | Atmos Energy Corporation | Mid-Tex Pipeline - Limestone County | natural gas pipeline - | Limestone County | TX | 0 | Limestone | CN602730319 | RN109144394 | four intelligent pipeline inspection gauge (PIG) launchers and one receiver. | The following property is used 100% for pollution control and is installed to meet or exceed federal or state regulations: four intelligent pipeline inspection gauge (PIG) launchers and one receiver. | 2014-01-29 | 583173 | 100
17467 | T1 | Atmos Energy Corporation | Mid-Tex Pipeline - Denton County | natural gas pipeline - | Denton County | TX | 0 | Denton | CN602730319 | RN109142372 | five intelligent pipeline inspection gauge (PIG) launchers and six receivers. | The following property is used 100% for pollution control and is installed to meet or exceed federal or state regulations: five intelligent pipeline inspection gauge (PIG) launchers and six receivers. | 2014-01-29 | 172938 | 100
17468 | T1 | Atmos Energy Corporation | Mid-Tex Pipeline - Eastland County | Natural Gas Pipeline - | Eastland County | TX |  | Eastland | CN602730319 | RN109121368 | one intelligent pipeline inspection gauge (PIG) launchers and two receivers. | The following property is used 100% for pollution control and is installed to meet or exceed federal or state regulations: one intelligent pipeline inspection gauge (PIG) launchers and two receivers. | 2014-01-29 | 100180 | 100
17469 | T1 | Atmos Energy Corporation | Mid-Tex Pipeline - Ellis County | Natural Gas Pipeline - | Ellis County | TX |  | Ellis | CN602730319 | RN109630624 | six intelligent pipeline inspection gauge (PIG) launchers and four receivers. | The following property is used 100% for pollution control and is installed to meet or exceed federal or state regulations: six intelligent pipeline inspection gauge (PIG) launchers and four receivers. | 2014-01-29 | 1890170 | 100
17470 | T1 | Atmos Energy Corporation | Mid-Tex Pipeline - Fannin County | Natural Gas Pipeline - | Fannin County | TX | 0 | Fannin | CN602730319 | RN109122499 | two intelligent pipeline inspection gauge (PIG) launchers and one receiver. | The following property is used 100% for pollution control and is installed to meet or exceed federal or state regulations: two intelligent pipeline inspection gauge (PIG) launchers and one receiver. | 2014-01-29 | 205246 | 100
17471 | T1 | Atmos Energy Corporation | Mid-Tex Pipeline - Freestone County | natural gas pipeline - | Freestone County | TX | 0 | Freestone | CN602730319 | RN109630798 | two intelligent pipeline inspection gauge (PIG) receivers. | The following property is used 100% for pollution control and is installed to meet or exceed federal or state regulations: two intelligent pipeline inspection gauge (PIG) receivers. | 2014-01-29 | 262650 | 100
17472 | T1 | Atmos Energy Corporation | Mid-Tex Pipeline - Grayson County | Natural Gas Pipeline - | Grayson County | TX | 0 | Grayson | CN602730319 | RN108717117 | one intelligent pipeline inspection gauge (PIG) launcher and two receivers. | The following property is used 100% for pollution control and is installed to meet or exceed federal or state regulations: one intelligent pipeline inspection gauge (PIG) launcher and two receivers. | 2014-01-31 | 141714 | 100
17473 | T1 | Atmos Energy Corporation | Mid-Tex Pipeline - Taylor County | natural gas pipeline - | Taylor County | TX |  | Taylor | CN602730319 | RN109127829 | four intelligent pipeline inspection gauge (PIG) launchers and two receivers. | The following property is used 100% for pollution control and is installed to meet or exceed federal or state regulations: four intelligent pipeline inspection gauge (PIG) launchers and two receivers. | 2014-01-31 | 423475 | 100
17474 | T1 | Atmos Energy Corporation | Mid-Tex Pipeline - Tom Green County | natural gas pipeline - | Tom Green County | TX | 0 | Tom Green | CN602730319 | RN109630731 | two intelligent pipeline inspection gauge (PIG) launchers and three receivers. | The following property is used 100% for pollution control and is installed to meet or exceed federal or state regulations: two intelligent pipeline inspection gauge (PIG) launchers and three receivers. | 2014-01-31 | 239805 | 100
17475 | T1 | Atmos Energy Corporation | Mid-Tex Pipeline - McLennan County | natural gas pipeline - | McLennan County | TX |  | McLennan | CN602730319 | RN109060509 | two intelligent pipeline inspection gauge (PIG) launchers and four receivers. | The following property is used 100% for pollution control and is installed to meet or exceed federal or state regulations: two intelligent pipeline inspection gauge (PIG) launchers and four receivers. | 2014-01-31 | 820409 | 100
17476 | T1 | Atmos Energy Corporation | Mid-Tex Pipeline - Mitchell County | natural gas pipeline - | Mitchell County | TX |  | Mitchell | CN602730319 | RN109630699 | one intelligent pipeline inspection gauge (PIG) launcher and two receivers. | The following property is used 100% for pollution control and is installed to meet or exceed federal or state regulations: one intelligent pipeline inspection gauge (PIG) launcher and two receivers. | 2014-01-31 | 292431 | 100
17477 | T1 | Atmos Energy Corporation | Mid-Tex Pipeline - Montague County | natural gas pipeline - | Montague County | TX |  | Montague | CN602730319 | RN109630061 | two intelligent pipeline inspection gauge (PIG) launchers and one receiver. | The following property is used 100% for pollution control and is installed to meet or exceed federal or state regulations: two intelligent pipeline inspection gauge (PIG) launchers and one receiver. | 2014-01-31 | 299321 | 100
17478 | T1 | Atmos Energy Corporation | Mid-Tex Pipeline - Navarro County | natural gas pipeline - | Navarro County | TX |  | Navarro | CN602730319 | RN109127647 | one intelligent pipeline inspection gauge (PIG) launcher and two receivers. | The following property is used 100% for pollution control and is installed to meet or exceed federal or state regulations: one intelligent pipeline inspection gauge (PIG) launcher and two receivers. | 2014-01-31 | 262471 | 100
17479 | T2 | DCP Sand Hills Pipeline, LLC | Sand Hills Pipeline - Zavala County | natural gas liquids pipeline - | Zavala County | TX | 0 | Zavala | CN604514109 | RN107099673 | nondestructive pipeline testing expenditures – radiography. | The following property is used 100% for pollution control and is installed to meet or exceed federal or state regulations: nondestructive pipeline testing expenditures – radiography. | 2014-02-06 | 681405 | 100
17480 | T2 | DCP Sand Hills Pipeline, LLC | Sand Hills Pipeline - Matagorda County | natural gas liquids pipeline - | Matagorda County | TX | 0 | Matagorda | CN604514109 | RN107099673 | nondestructive pipeline testing expenditures – radiography. | The following property is used 100% for pollution control and is installed to meet or exceed federal or state regulations: nondestructive pipeline testing expenditures – radiography. | 2014-02-06 | 686012 | 100
17481 | T1 | DCP Sand Hills Pipeline, LLC | Sand Hills Pipeline - Maverick County | natural gas liquids pipeline - | Maverick County | TX | 0 | Maverick | CN604514109 | RN107099673 | nondestructive pipeline testing expenditures – radiography. | The following property is used 100% for pollution control and is installed to meet or exceed federal or state regulations: nondestructive pipeline testing expenditures – radiography. | 2014-02-06 | 185838 | 100
17482 | T2 | DCP Sand Hills Pipeline, LLC | Sand Hills Pipeline - McMullen County | natural gas liquids pipeline - | McMullen County | TX | 0 | McMullen | CN604514109 | RN107099673 | nondestructive pipeline testing expenditures – radiography. | The following property is used 100% for pollution control and is installed to meet or exceed federal or state regulations: nondestructive pipeline testing expenditures – radiography. | 2014-02-06 | 354251 | 100
17483 | T2 | DCP Sand Hills Pipeline, LLC | Sand Hills Pipeline - Midland County | natural gas liquids pipeline - | Midland County | TX | 0 | Midland | CN604514109 | RN107099673 | nondestructive pipeline testing expenditures – radiography. | The following property is used 100% for pollution control and is installed to meet or exceed federal or state regulations: nondestructive pipeline testing expenditures – radiography. | 2014-02-06 | 285738 | 100
17484 | T2 | DCP Sand Hills Pipeline, LLC | Sand Hills Pipeline - Reagan County | natural gas liquids pipeline - | Reagan County | TX | 0 | Reagan | CN604514109 | RN107099673 | nondestructive pipeline testing expenditures – radiography. | The following property is used 100% for pollution control and is installed to meet or exceed federal or state regulations: nondestructive pipeline testing expenditures – radiography. | 2014-02-06 | 454415 | 100
17485 | T2 | DCP Sand Hills Pipeline, LLC | Sand Hills Pipeline - Schleicher County | natural gas liquids pipeline - | Schleicher County | TX | 0 | Schleicher | CN604514109 | RN107099673 | nondestructive pipeline testing expenditures – radiography. | The following property is used 100% for pollution control and is installed to meet or exceed federal or state regulations: nondestructive pipeline testing expenditures – radiography. | 2014-02-06 | 9987 | 100
17486 | T2 | DCP Sand Hills Pipeline, LLC | Sand Hills Pipeline - Sutton County | natural gas liquids pipeline - | Sutton County | TX | 0 | Sutton | CN604514109 | RN107099673 | nondestructive pipeline testing expenditures – radiography. | The following property is used 100% for pollution control and is installed to meet or exceed federal or state regulations: nondestructive pipeline testing expenditures – radiography. | 2014-02-06 | 666444 | 100
17487 | T2 | DCP Sand Hills Pipeline, LLC | Sand Hills Pipeline - Upton County | natural gas liquids pipeline - | Upton County | TX | 0 | Upton | CN604514109 | RN107099673 | nondestructive pipeline testing expenditures – radiography. | The following property is used 100% for pollution control and is installed to meet or exceed federal or state regulations: nondestructive pipeline testing expenditures – radiography. | 2014-02-06 | 547628 | 100
17488 | T2 | DCP Sand Hills Pipeline, LLC | Sand Hills Pipeline - Victoria County | natural gas liquids pipeline - | Victoria County | TX | 0 | Victoria | CN604514109 | RN107099673 | nondestructive pipeline testing expenditures – radiography. | The following property is used 100% for pollution control and is installed to meet or exceed federal or state regulations: nondestructive pipeline testing expenditures – radiography. | 2014-02-06 | 352241 | 100
17489 | T2 | DCP Sand Hills Pipeline, LLC | Sand Hills Pipeline - Wharton County | natural gas liquids pipeline - | Wharton County | TX | 0 | Wharton | CN604514109 | RN107099673 | nondestructive pipeline testing expenditures – radiography. | The following property is used 100% for pollution control and is installed to meet or exceed federal or state regulations: nondestructive pipeline testing expenditures – radiography. | 2014-02-06 | 460754 | 100
17490 | T2 | DCP Sand Hills Pipeline, LLC | Sand Hills Pipeline - Chambers County | natural gas liquids pipeline - | Chambers County | TX | 0 | Chambers | CN604514109 | RN107099673 | nondestructive pipeline testing expenditures – radiography. | The following property is used 100% for pollution control and is installed to meet or exceed federal or state regulations: nondestructive pipeline testing expenditures – radiography. | 2014-02-06 | 538196 | 100
17491 | T2 | DCP Sand Hills Pipeline, LLC | Sand Hills Pipeline - Brazoria County | natural gas liquids pipeline - | Brazoria County | TX | 0 | Brazoria | CN604514109 | RN107099673 | nondestructive pipeline testing expenditures – radiography. | The following property is used 100% for pollution control and is installed to meet or exceed federal or state regulations: nondestructive pipeline testing expenditures – radiography. | 2014-02-06 | 1271768 | 100
17492 | T2 | DCP Sand Hills Pipeline, LLC | Sand Hills Pipeline - Bee County | natural gas liquids pipeline - | Bee County | TX | 0 | Bee | CN604514109 | RN107099673 | nondestructive pipeline testing expenditures – radiography. | The following property is used 100% for pollution control and is installed to meet or exceed federal or state regulations: nondestructive pipeline testing expenditures – radiography. | 2014-02-06 | 233805 | 100
17493 | T2 | DCP Sand Hills Pipeline, LLC | Sand Hills Pipeline - Andrews County | natural gas liquids pipeline - | Andrews County | TX | 0 | Andrews | CN604514109 | RN107099673 | nondestructive pipeline testing expenditures – radiography. | The following property is used 100% for pollution control and is installed to meet or exceed federal or state regulations: nondestructive pipeline testing expenditures – radiography. | 2014-02-06 | 326109 | 100
17494 | T2 | DCP Sand Hills Pipeline, LLC | Sand Hills Pipeline - Edwards County | natural gas liquids pipeline - | Edwards County | TX | 0 | Edwards | CN604514109 | RN107099673 | nondestructive pipeline testing expenditures – radiography. | The following property is used 100% for pollution control and is installed to meet or exceed federal or state regulations: nondestructive pipeline testing expenditures – radiography. | 2014-07-24 | 861343 | 100
17495 | T2 | DCP Sand Hills Pipeline, LLC | Sand Hills Pipeline - Frio County | natural gas liquids pipeline - | Frio County | TX | 0 | Frio | CN604514109 | RN107099673 | nondestructive pipeline testing expenditures – radiography. | The following property is used 100% for pollution control and is installed to meet or exceed federal or state regulations: nondestructive pipeline testing expenditures – radiography. | 2014-02-06 | 493785 | 100
17496 | T2 | DCP Sand Hills Pipeline, LLC | Sand Hills Pipeline - Goliad County | natural gas liquids pipeline - | Goliad County | TX | 0 | Goliad | CN604514109 | RN107099673 | nondestructive pipeline testing expenditures – radiography. | The following property is used 100% for pollution control and is installed to meet or exceed federal or state regulations: nondestructive pipeline testing expenditures – radiography. | 2014-02-06 | 514661 | 100
17497 | T2 | DCP Sand Hills Pipeline, LLC | Sand Hills Pipeline - Harris County | natural gas liquids pipeline - | Harris County | TX | 0 | Harris | CN604514109 | RN107099673 | nondestructive pipeline testing expenditures – radiography. | The following property is used 100% for pollution control and is installed to meet or exceed federal or state regulations: nondestructive pipeline testing expenditures – radiography. | 2014-02-06 | 923687 | 100
17498 | T2 | DCP Sand Hills Pipeline, LLC | Sand Hills Pipeline - Jackson County | natural gas liquids pipeline - | Jackson County | TX | 0 | Jackson | CN604514109 | RN107099673 | nondestructive pipeline testing expenditures – radiography. | The following property is used 100% for pollution control and is installed to meet or exceed federal or state regulations: nondestructive pipeline testing expenditures – radiography. | 2014-02-06 | 466097 | 100
17499 | T2 | DCP Sand Hills Pipeline, LLC | Sand Hills Pipeline - Kinney County | natural gas liquids pipeline - | Kinney County | TX | 0 | Kinney | CN604514109 | RN107099673 | nondestructive pipeline testing expenditures – radiography. | The following property is used 100% for pollution control and is installed to meet or exceed federal or state regulations: nondestructive pipeline testing expenditures – radiography. | 2014-02-06 | 700578 | 100
17500 | T2 | DCP Sand Hills Pipeline, LLC | Sand Hills Pipeline - LaSalle County | natural gas liquids pipeline - | LaSalle County | TX | 0 | La Salle | CN604514109 | RN107099673 | nondestructive pipeline testing expenditures – radiography. | The following property is used 100% for pollution control and is installed to meet or exceed federal or state regulations: nondestructive pipeline testing expenditures – radiography. | 2014-02-06 | 48887 | 100
17501 | T2 | DCP Sand Hills Pipeline, LLC | Sand Hills Pipeline - Live Oak County | natural gas liquids pipeline - | Live Oak County | TX | 0 | Live Oak | CN604514109 | RN107099673 | nondestructive pipeline testing expenditures – radiography. | The following property is used 100% for pollution control and is installed to meet or exceed federal or state regulations: nondestructive pipeline testing expenditures – radiography. | 2014-02-06 | 219635 | 100
17502 | T2 | DCP Sand Hills Pipeline, LLC | Sand Hills Pipeline - Crockett County | natural gas liquids pipeline - | Crockett County | TX | 0 | Crockett | CN604514109 | RN107099673 | nondestructive pipeline testing expenditures – radiography. | The following property is used 100% for pollution control and is installed to meet or exceed federal or state regulations: nondestructive pipeline testing expenditures – radiography. | 2014-02-06 | 674132 | 100
17503 | T2 | DCP Sand Hills Pipeline, LLC | Sand Hills Pipeline - Ector County | natural gas liquids pipeline - | Ector County | TX | 0 | Ector | CN604514109 | RN107099673 | nondestructive pipeline testing expenditures – radiography. | The following property is used 100% for pollution control and is installed to meet or exceed federal or state regulations: nondestructive pipeline testing expenditures – radiography. | 2014-02-06 | 371089 | 100
17504 | T1 | DCP Sand Hills Pipeline, LLC | Sand Hills Pipeline - Andrews County | natural gas liquids pipeline - | Andrews County | TX | 0 | Andrews | CN604514109 | RN107099673 | automatic shut-off valves for natural gas liquids pipeline. | The following property is used 100% for pollution control and is installed to meet or exceed federal or state regulations: automatic shut-off valves for natural gas liquids pipeline. | 2014-02-12 | 489359 | 100
17505 | T1 | DCP Sand Hills Pipeline, LLC | Sand Hills Pipeline - Bee County | natural gas liquids pipeline - | Bee County | TX | 0 | Bee | CN604514109 | RN107099673 | automatic shut-off valves for natural gas liquids pipeline. | The following property is used 100% for pollution control and is installed to meet or exceed federal or state regulations: automatic shut-off valves for natural gas liquids pipeline. | 2014-02-12 | 132516 | 100
17506 | T1 | DCP Sand Hills Pipeline, LLC | Sand Hills Pipeline - Brazoria County | natural gas liquids pipeline - | Brazoria County | TX | 0 | Brazoria | CN604514109 | RN107099673 | automatic shut-off valves for natural gas liquids pipeline. | The following property is used 100% for pollution control and is installed to meet or exceed federal or state regulations: automatic shut-off valves for natural gas liquids pipeline. | 2014-02-12 | 825618 | 100
17507 | T1 | DCP Sand Hills Pipeline, LLC | Sand Hills Pipeline - Chambers County | natural gas liquids pipeline - | Chambers County | TX | 0 | Chambers | CN604514109 | RN107099673 | automatic shut-off valves for natural gas liquids pipeline. | The following property is used 100% for pollution control and is installed to meet or exceed federal or state regulations: automatic shut-off valves for natural gas liquids pipeline. | 2014-02-12 | 560620 | 100
17508 | T1 | DCP Sand Hills Pipeline, LLC | Sand Hills Pipeline - Crockett County | natural gas liquids pipeline - | Crockett County | TX | 0 | Crockett | CN604514109 | RN107099673 | automatic shut-off valves for natural gas liquids pipeline. | The following property is used 100% for pollution control and is installed to meet or exceed federal or state regulations: automatic shut-off valves for natural gas liquids pipeline. | 2014-02-12 | 520374 | 100
17509 | T1 | DCP Sand Hills Pipeline, LLC | Sand Hills Pipeline - Ector County | natural gas liquids pipeline - | Ector County | TX | 0 | Ector | CN604514109 | RN107099673 | automatic shut-off valves for natural gas liquids pipeline. | The following property is used 100% for pollution control and is installed to meet or exceed federal or state regulations: automatic shut-off valves for natural gas liquids pipeline. | 2014-02-12 | 815599 | 100
17510 | T1 | DCP Sand Hills Pipeline, LLC | Sand Hills Pipeline - Edwards County | natural gas liquids pipeline - | Edwards County | TX | 0 | Edwards | CN604514109 | RN107099673 | automatic shut-off valves for natural gas liquids pipeline. | The following property is used 100% for pollution control and is installed to meet or exceed federal or state regulations: automatic shut-off valves for natural gas liquids pipeline. | 2014-02-12 | 612830 | 100
17511 | T1 | DCP Sand Hills Pipeline, LLC | Sand Hills Pipeline - Frio County | natural gas liquids pipeline - | Frio County | TX | 0 | Frio | CN604514109 | RN107099673 | automatic shut-off valves for natural gas liquids pipeline. | The following property is used 100% for pollution control and is installed to meet or exceed federal or state regulations: automatic shut-off valves for natural gas liquids pipeline. | 2014-02-12 | 132516 | 100
17512 | T1 | DCP Sand Hills Pipeline, LLC | Sand Hills Pipeline - Goliad County | natural gas liquids pipeline - | Goliad County | TX | 0 | Goliad | CN604514109 | RN107099673 | automatic shut-off valves for natural gas liquids pipeline. | The following property is used 100% for pollution control and is installed to meet or exceed federal or state regulations: automatic shut-off valves for natural gas liquids pipeline. | 2014-02-12 | 337837 | 100
17513 | T1 | DCP Sand Hills Pipeline, LLC | Sand Hills Pipeline - Harris County | natural gas liquids pipeline - | Harris County | TX | 0 | Harris | CN604514109 | RN107099673 | automatic shut-off valves for natural gas liquids pipeline. | The following property is used 100% for pollution control and is installed to meet or exceed federal or state regulations: automatic shut-off valves for natural gas liquids pipeline. | 2014-02-12 | 1238426 | 100
17514 | T1 | DCP Sand Hills Pipeline, LLC | Sand Hills Pipeline - Jackson County | natural gas liquids pipeline - | Jackson County | TX | 0 | Jackson | CN604514109 | RN107099673 | automatic shut-off valves for natural gas liquids pipeline. | The following property is used 100% for pollution control and is installed to meet or exceed federal or state regulations: automatic shut-off valves for natural gas liquids pipeline. | 2014-02-12 | 319537 | 100
17515 | T1 | DCP Sand Hills Pipeline, LLC | Sand Hills Pipeline - Kinney County | natural gas liquids pipeline - | Kinney County | TX | 0 | Kinney | CN604514109 | RN107099673 | automatic shut-off valves for natural gas liquids pipeline. | The following property is used 100% for pollution control and is installed to meet or exceed federal or state regulations: automatic shut-off valves for natural gas liquids pipeline. | 2014-02-12 | 817106 | 100
17516 | T1 | DCP Sand Hills Pipeline, LLC | Sand Hills Pipeline - Live Oak County | natural gas liquids pipeline - | Live Oak County | TX | 0 | Live Oak | CN604514109 | RN107099673 | automatic shut-off valves for natural gas liquids pipeline. | The following property is used 100% for pollution control and is installed to meet or exceed federal or state regulations: automatic shut-off valves for natural gas liquids pipeline. | 2014-02-12 | 132516 | 100
17517 | T1 | DCP Sand Hills Pipeline, LLC | Sand Hills Pipeline - Matagorda County | natural gas liquids pipeline - | Matagorda County | TX | 0 | Matagorda | CN604514109 | RN107099673 | automatic shut-off valves for natural gas liquids pipeline. | The following property is used 100% for pollution control and is installed to meet or exceed federal or state regulations: automatic shut-off valves for natural gas liquids pipeline. | 2014-02-12 | 413850 | 100
17518 | T1 | DCP Sand Hills Pipeline, LLC | Sand Hills Pipeline - Maverick County | natural gas liquids pipeline - | Maverick County | TX | 0 | Maverick | CN604514109 | RN107099673 | automatic shut-off valves for natural gas liquids pipeline. | The following property is used 100% for pollution control and is installed to meet or exceed federal or state regulations: automatic shut-off valves for natural gas liquids pipeline. | 2014-02-12 | 204277 | 100
17519 | T1 | DCP Sand Hills Pipeline, LLC | Sand Hills Pipeline - McMullen County | natural gas liquids pipeline - | McMullen County | TX | 0 | McMullen | CN604514109 | RN107099673 | automatic shut-off valves for natural gas liquids pipeline. | The following property is used 100% for pollution control and is installed to meet or exceed federal or state regulations: automatic shut-off valves for natural gas liquids pipeline. | 2014-02-12 | 397549 | 100
17520 | T1 | DCP Sand Hills Pipeline, LLC | Sand Hills Pipeline - Midland County | natural gas liquids pipeline - | Midland County | TX | 0 | Midland | CN604514109 | RN107099673 | automatic shut-off valves for natural gas liquids pipeline. | The following property is used 100% for pollution control and is installed to meet or exceed federal or state regulations: automatic shut-off valves for natural gas liquids pipeline. | 2014-02-12 | 130093 | 100
17521 | T1 | DCP Sand Hills Pipeline, LLC | Sand Hills Pipeline - Reagan County | natural gas liquids pipeline - | Reagan County | TX | 0 | Reagan | CN604514109 | RN107099673 | automatic shut-off valves for natural gas liquids pipeline. | The following property is used 100% for pollution control and is installed to meet or exceed federal or state regulations: automatic shut-off valves for natural gas liquids pipeline. | 2014-02-12 | 130093 | 100
17522 | T1 | DCP Sand Hills Pipeline, LLC | Sand Hills Pipeline - Sutton County | natural gas liquids pipeline - | Sutton County | TX | 0 | Sutton | CN604514109 | RN107099673 | automatic shut-off valves for natural gas liquids pipeline. | The following property is used 100% for pollution control and is installed to meet or exceed federal or state regulations: automatic shut-off valves for natural gas liquids pipeline. | 2014-02-12 | 464463 | 100
17523 | T1 | DCP Sand Hills Pipeline, LLC | Sand Hills Pipeline - Upton County | natural gas liquids pipeline - | Upton County | TX | 0 | Upton | CN604514109 | RN107099673 | automatic shut-off valves for natural gas liquids pipeline. | The following property is used 100% for pollution control and is installed to meet or exceed federal or state regulations: automatic shut-off valves for natural gas liquids pipeline. | 2014-02-12 | 260187 | 100
17524 | T1 | DCP Sand Hills Pipeline, LLC | Sand Hills Pipeline - Victoria County | natural gas liquids pipeline - | Victoria County | TX | 0 | Victoria | CN604514109 | RN107099673 | automatic shut-off valves for natural gas liquids pipeline. | The following property is used 100% for pollution control and is installed to meet or exceed federal or state regulations: automatic shut-off valves for natural gas liquids pipeline. | 2014-02-12 | 225224 | 100
17525 | T1 | DCP Sand Hills Pipeline, LLC | Sand Hills Pipeline - Wharton County | natural gas liquids pipeline - | Wharton County | TX | 0 | Wharton | CN604514109 | RN107099673 | automatic shut-off valves for natural gas liquids pipeline. | The following property is used 100% for pollution control and is installed to meet or exceed federal or state regulations: automatic shut-off valves for natural gas liquids pipeline. | 2014-02-12 | 413850 | 100
17526 | T1 | DCP Sand Hills Pipeline, LLC | Sand Hills Pipeline - Zavala County | natural gas liquids pipeline - | Zavala County | TX | 0 | Zavala | CN604514109 | RN107099673 | automatic shut-off valves for natural gas liquids pipeline. | The following property is used 100% for pollution control and is installed to meet or exceed federal or state regulations: automatic shut-off valves for natural gas liquids pipeline. | 2014-02-12 | 817106 | 100
17527 | T1 | DCP Sand Hills Pipeline, LLC | Sand Hills Pipeline - Harris County | natural gas liquids pipeline - | Harris County | TX | 0 | Harris | CN604514109 | RN107099673 | sedimentation and erosion controls including slope breakers, silt fences, staked hay or straw bales, matting, and diking. | The following property is used 100% for pollution control and is installed to meet or exceed federal or state regulations: sedimentation and erosion controls including slope breakers, silt fences, staked hay or straw bales, matting, and diking. | 2014-02-18 | 13262480 | 100
17528 | T1 | DCP Sand Hills Pipeline, LLC | Sand Hills Pipeline - Goliad County | natural gas liquids pipeline - | Goliad County | TX | 0 | Goliad | CN604514109 | RN107099673 | sedimentation and erosion controls including slope breakers, silt fences, staked hay or straw bales, matting, and diking. | The following property is used 100% for pollution control and is installed to meet or exceed federal or state regulations: sedimentation and erosion controls including slope breakers, silt fences, staked hay or straw bales, matting, and diking. | 2014-02-18 | 2749231 | 100
17529 | T1 | DCP Sand Hills Pipeline, LLC | Sand Hills Pipeline - Frio County | natural gas liquids pipeline - | Frio County | TX | 0 | Frio | CN604514109 | RN107099673 | sedimentation and erosion controls including slope breakers, silt fences, staked hay or straw bales, matting, and diking. | The following property is used 100% for pollution control and is installed to meet or exceed federal or state regulations: sedimentation and erosion controls including slope breakers, silt fences, staked hay or straw bales, matting, and diking. | 2014-02-18 | 2238814 | 100
17530 | T1 | DCP Sand Hills Pipeline, LLC | Sand Hills Pipeline - Edwards County | natural gas liquids pipeline - | Edwards County | TX | 0 | Edwards | CN604514109 | RN107099673 | sedimentation and erosion controls including slope breakers, silt fences, staked hay or straw bales, matting, and diking. | The following property is used 100% for pollution control and is installed to meet or exceed federal or state regulations: sedimentation and erosion controls including slope breakers, silt fences, staked hay or straw bales, matting, and diking. | 2014-02-18 | 4007681 | 100
17531 | T1 | DCP Sand Hills Pipeline, LLC | Sand Hills Pipeline - Ector County | natural gas liquids pipeline - | Ector County | TX | 0 | Ector | CN604514109 | RN107099673 | sedimentation and erosion controls including slope breakers, silt fences, staked hay or straw bales, matting, and diking. | The following property is used 100% for pollution control and is installed to meet or exceed federal or state regulations: sedimentation and erosion controls including slope breakers, silt fences, staked hay or straw bales, matting, and diking. | 2014-02-18 | 335163 | 100
17532 | T1 | DCP Sand Hills Pipeline, LLC | Sand Hills Pipeline - Crockett County | natural gas liquids pipeline - | Crockett County | TX | 0 | Crockett | CN604514109 | RN107099673 | sedimentation and erosion controls including slope breakers, silt fences, staked hay or straw bales, matting, and diking. | The following property is used 100% for pollution control and is installed to meet or exceed federal or state regulations: sedimentation and erosion controls including slope breakers, silt fences, staked hay or straw bales, matting, and diking. | 2014-02-18 | 2097391 | 100
17533 | T1 | DCP Sand Hills Pipeline, LLC | Sand Hills Pipeline - Chambers County | natural gas liquids pipeline - | Chambers County | TX | 0 | Chambers | CN604514109 | RN107099673 | sedimentation and erosion controls including slope breakers, silt fences, staked hay or straw bales, matting, and diking. | The following property is used 100% for pollution control and is installed to meet or exceed federal or state regulations: sedimentation and erosion controls including slope breakers, silt fences, staked hay or straw bales, matting, and diking. | 2014-02-18 | 7478748 | 100
17534 | T1 | DCP Sand Hills Pipeline, LLC | Sand Hills Pipeline - Reagan County | natural gas liquids pipeline - | Reagan County | TX | 0 | Reagan | CN604514109 | RN107099673 | sedimentation and erosion controls including slope breakers, silt fences, staked hay or straw bales, matting, and diking. | The following property is used 100% for pollution control and is installed to meet or exceed federal or state regulations: sedimentation and erosion controls including slope breakers, silt fences, staked hay or straw bales, matting, and diking. | 2014-02-18 | 1413797 | 100
17535 | T1 | Atmos Energy Corporation | Mid-Tex Pipeline - Brown County | Natural Gas Pipeline - | Brown County | TX |  | Brown | CN602730319 | RN109630723 | cathodic protection additions. | The following property is used 100% for pollution control and is installed to meet or exceed federal or state regulations: cathodic protection additions. | 2014-02-14 | 191740 | 100
17536 | T1 | Atmos Energy Corporation | Mid-Tex Pipeline - Tom Green County | natural gas pipeline - | Tom Green County | TX | 0 | Tom Green | CN602730319 | RN109630731 | cathodic protection additions. | The following property is used 100% for pollution control and is installed to meet or exceed federal or state regulations: cathodic protection additions. | 2014-02-14 | 74732 | 100
17537 | T1 | Atmos Energy Corporation | Mid-Tex Pipeline - Tarrant County | natural gas pipeline - | Tarrant County | TX | 0 | Tarrant | CN602730319 | RN109127795 | cathodic protection additions. | The following property is used 100% for pollution control and is installed to meet or exceed federal or state regulations: cathodic protection additions. | 2014-02-14 | 75666 | 100
17538 | T1 | Atmos Energy Corporation | Mid-Tex Pipeline - Smith County | natural gas pipeline - | Smith County | TX | 0 | Smith | CN602730319 | RN109127738 | cathodic protection additions. | The following property is used 100% for pollution control and is installed to meet or exceed federal or state regulations: cathodic protection additions. | 2014-02-14 | 352097 | 100
17539 | T1 | Atmos Energy Corporation | Mid-Tex Pipeline - Shackelford County | Natural Gas Pipeline - | Shackelford County | TX |  | Shackelford | CN602730319 | RN109630764 | cathodic protection additions. | The following property is used 100% for pollution control and is installed to meet or exceed federal or state regulations: cathodic protection additions. | 2014-02-14 | 386426 | 100
17540 | T1 | Atmos Energy Corporation | Mid-Tex Pipeline - Scurry County | natural gas pipeline - | Scurry County | TX | 0 | Scurry | CN602730319 | RN109630772 | cathodic protection additions. | The following property is used 100% for pollution control and is installed to meet or exceed federal or state regulations: cathodic protection additions. | 2014-02-14 | 309317 | 100
17541 | T1 | Atmos Energy Corporation | Mid-Tex Pipeline - Hill County | Natural Gas Pipeline - | Hill County | TX |  | Hill | CN602730319 | RN109630780 | cathodic protection additions. | The following property is used 100% for pollution control and is installed to meet or exceed federal or state regulations: cathodic protection additions. | 2014-02-14 | 291655 | 100
17542 | T1 | Atmos Energy Corporation | Mid-Tex Pipeline - Freestone County | Natural Gas Pipeline - | Freestone County | TX |  | Freestone | CN602730319 | RN109630798 | cathodic protection additions. | The following property is used 100% for pollution control and is installed to meet or exceed federal or state regulations: cathodic protection additions. | 2014-02-14 | 345768 | 100
17543 | T1 | Atmos Energy Corporation | Mid-Tex Pipeline - Franklin County | Natural Gas Pipeline - | Franklin County | TX |  | Franklin | CN602730319 | RN109630806 | cathodic protection additions. | The following property is used 100% for pollution control and is installed to meet or exceed federal or state regulations: cathodic protection additions. | 2014-02-14 | 114535 | 100
17544 | T1 | DCP Sand Hills Pipeline, LLC | Sand Hills Pipeline - Brazoria County | natural gas liquids pipeline - | Brazoria County | TX | 0 | Brazoria | CN604514109 | RN107099673 | sedimentation and erosion controls including slope breakers, silt fences, staked hay or straw bales, matting, and diking. | The following property is used 100% for pollution control and is installed to meet or exceed federal or state regulations: sedimentation and erosion controls including slope breakers, silt fences, staked hay or straw bales, matting, and diking. | 2014-02-18 | 16708691 | 100
17545 | T1 | DCP Sand Hills Pipeline, LLC | Sand Hills Pipeline - Bee County | natural gas liquids pipeline - | Bee County | TX | 0 | Bee | CN604514109 | RN107099673 | sedimentation and erosion controls including slope breakers, silt fences, staked hay or straw bales, matting, and diking. | The following property is used 100% for pollution control and is installed to meet or exceed federal or state regulations: sedimentation and erosion controls including slope breakers, silt fences, staked hay or straw bales, matting, and diking. | 2014-02-18 | 1045895 | 100
17546 | T1 | DCP Sand Hills Pipeline, LLC | Sand Hills Pipeline - Andrews County | natural gas liquids pipeline - | Andrews County | TX | 0 | Andrews | CN604514109 | RN107099673 | sedimentation and erosion controls including slope breakers, silt fences, staked hay or straw bales, matting, and diking. | The following property is used 100% for pollution control and is installed to meet or exceed federal or state regulations: sedimentation and erosion controls including slope breakers, silt fences, staked hay or straw bales, matting, and diking. | 2014-02-18 | 294537 | 100
17547 | T1 | DCP Sand Hills Pipeline, LLC | Sand Hills Pipeline - Schleicher County | natural gas liquids pipeline - | Schleicher County | TX | 0 | Schleicher | CN604514109 | RN107099673 | sedimentation and erosion controls including slope breakers, silt fences, staked hay or straw bales, matting, and diking. | The following property is used 100% for pollution control and is installed to meet or exceed federal or state regulations: sedimentation and erosion controls including slope breakers, silt fences, staked hay or straw bales, matting, and diking. | 2014-02-18 | 31072 | 100
17548 | T1 | DCP Sand Hills Pipeline, LLC | Sand Hills Pipeline - Sutton County | natural gas liquids pipeline - | Sutton County | TX | 0 | Sutton | CN604514109 | RN107099673 | sedimentation and erosion controls including slope breakers, silt fences, staked hay or straw bales, matting, and diking. | The following property is used 100% for pollution control and is installed to meet or exceed federal or state regulations: sedimentation and erosion controls including slope breakers, silt fences, staked hay or straw bales, matting, and diking. | 2014-02-18 | 2425119 | 100
17549 | T1 | DCP Sand Hills Pipeline, LLC | Sand Hills Pipeline - Upton County | natural gas liquids pipeline - | Upton County | TX | 0 | Upton | CN604514109 | RN107099673 | sedimentation and erosion controls including slope breakers, silt fences, staked hay or straw bales, matting, and diking. | The following property is used 100% for pollution control and is installed to meet or exceed federal or state regulations: sedimentation and erosion controls including slope breakers, silt fences, staked hay or straw bales, matting, and diking. | 2014-02-18 | 1703806 | 100
17550 | T1 | DCP Sand Hills Pipeline, LLC | Sand Hills Pipeline - Victoria County | natural gas liquids pipeline - | Victoria County | TX | 0 | Victoria | CN604514109 | RN107099673 | sedimentation and erosion controls including slope breakers, silt fences, staked hay or straw bales, matting, and diking. | The following property is used 100% for pollution control and is installed to meet or exceed federal or state regulations: sedimentation and erosion controls including slope breakers, silt fences, staked hay or straw bales, matting, and diking. | 2014-02-18 | 1924016 | 100
17551 | T1 | DCP Sand Hills Pipeline, LLC | Sand Hills Pipeline - Wharton County | natural gas liquids pipeline - | Wharton County | TX | 0 | Wharton | CN604514109 | RN107099673 | sedimentation and erosion controls including slope breakers, silt fences, staked hay or straw bales, matting, and diking. | The following property is used 100% for pollution control and is installed to meet or exceed federal or state regulations: sedimentation and erosion controls including slope breakers, silt fences, staked hay or straw bales, matting, and diking. | 2014-02-18 | 2248993 | 100
17552 | T1 | DCP Sand Hills Pipeline, LLC | Sand Hills Pipeline - Zavala County | natural gas liquids pipeline - | Zavala County | TX | 0 | Zavala | CN604514109 | RN107099673 | sedimentation and erosion controls including slope breakers, silt fences, staked hay or straw bales, matting, and diking. | The following property is used 100% for pollution control and is installed to meet or exceed federal or state regulations: sedimentation and erosion controls including slope breakers, silt fences, staked hay or straw bales, matting, and diking. | 2014-02-18 | 3170460 | 100
17553 | T1 | DCP Sand Hills Pipeline, LLC | Sand Hills Pipeline - Midland County | natural gas liquids pipeline - | Midland County | TX | 0 | Midland | CN604514109 | RN107099673 | sedimentation and erosion controls including slope breakers, silt fences, staked hay or straw bales, matting, and diking. | The following property is used 100% for pollution control and is installed to meet or exceed federal or state regulations: sedimentation and erosion controls including slope breakers, silt fences, staked hay or straw bales, matting, and diking. | 2014-02-18 | 687431 | 100
17554 | T1 | Atmos Energy Corporation | Mid-Tex Pipeline - Fisher County | Natural Gas Pipeline - | Fisher County | TX |  | Fisher | CN602730319 | RN109630814 | cathodic protection additions. | The following property is used 100% for pollution control and is installed to meet or exceed federal or state regulations: cathodic protection additions. | 2014-02-14 | 335014 | 100
17555 | T1 | Atmos Energy Corporation | Mid-Tex Pipeline | Natural Gas Pipeline - | Fannin County | TX | 0 | Fannin | CN602730319 | RN109122499 | cathodic protection additions. | The following property is used 100% for pollution control and is installed to meet or exceed federal or state regulations: cathodic protection additions. | 2014-02-14 | 937945 | 100
17556 | T1 | DCP Sand Hills Pipeline, LLC | Sand Hills Pipeline - McMullen County | natural gas liquids pipeline - | McMullen County | TX | 0 | McMullen | CN604514109 | RN107099673 | sedimentation and erosion controls including slope breakers, silt fences, staked hay or straw bales, matting, and diking. | The following property is used 100% for pollution control and is installed to meet or exceed federal or state regulations: sedimentation and erosion controls including slope breakers, silt fences, staked hay or straw bales, matting, and diking. | 2014-02-18 | 1584690 | 100
17557 | T1 | DCP Sand Hills Pipeline, LLC | Sand Hills Pipeline - Maverick County | natural gas liquids pipeline - | Maverick County | TX | 0 | Maverick | CN604514109 | RN107099673 | sedimentation and erosion controls including slope breakers, silt fences, staked hay or straw bales, matting, and diking. | The following property is used 100% for pollution control and is installed to meet or exceed federal or state regulations: sedimentation and erosion controls including slope breakers, silt fences, staked hay or straw bales, matting, and diking. | 2014-02-18 | 864671 | 100
17558 | T1 | DCP Sand Hills Pipeline, LLC | Sand Hills Pipeline - Matagorda County | natural gas liquids pipeline - | Matagorda County | TX | 0 | Matagorda | CN604514109 | RN107099673 | sedimentation and erosion controls including slope breakers, silt fences, staked hay or straw bales, matting, and diking. | The following property is used 100% for pollution control and is installed to meet or exceed federal or state regulations: sedimentation and erosion controls including slope breakers, silt fences, staked hay or straw bales, matting, and diking. | 2014-02-18 | 3348501 | 100
17559 | T1 | DCP Sand Hills Pipeline, LLC | Sand Hills Pipeline - Live Oak County | natural gas liquids pipeline - | Live Oak County | TX | 0 | Live Oak | CN604514109 | RN107099673 | sedimentation and erosion controls including slope breakers, silt fences, staked hay or straw bales, matting, and diking. | The following property is used 100% for pollution control and is installed to meet or exceed federal or state regulations: sedimentation and erosion controls including slope breakers, silt fences, staked hay or straw bales, matting, and diking. | 2014-02-18 | 982508 | 100
17560 | T1 | DCP Sand Hills Pipeline, LLC | Sand Hills Pipeline - LaSalle County | natural gas liquids pipeline - | LaSalle County | TX | 0 | La Salle | CN604514109 | RN107099673 | sedimentation and erosion controls including slope breakers, silt fences, staked hay or straw bales, matting, and diking. | The following property is used 100% for pollution control and is installed to meet or exceed federal or state regulations: sedimentation and erosion controls including slope breakers, silt fences, staked hay or straw bales, matting, and diking. | 2014-02-18 | 218687 | 100
17561 | T1 | Atmos Energy Corporation | Mid-Tex Pipeline - Brazos County | Natural Gas Pipeline - | Brazos County | TX | 0 | Brazos | CN602730319 | RN109630830 | cathodic protection additions. | The following property is used 100% for pollution control and is installed to meet or exceed federal or state regulations: cathodic protection additions. | 2014-02-14 | 185996 | 100
17562 | T1 | Atmos Energy Corporation | Mid-Tex Pipeline - Bosque County | Natural Gas Pipeline - | Bosque County | TX |  | Bosque | CN602730319 | RN109142331 | cathodic protection additions. | The following property is used 100% for pollution control and is installed to meet or exceed federal or state regulations: cathodic protection additions. | 2014-02-14 | 96341 | 100
17563 | T2 | DCP Sand Hills Pipeline, LLC | Sand Hills Pipeline - Crockett County | natural gas liquids pipeline - | Crockett County | TX | 0 | Crockett | CN604514109 | RN107099673 | noxious weed wash stations. | Withdrawn by applicant | 2014-03-17 | 1503848 | 100
17564 | T1 | Atmos Energy Corporation | Mid-Tex Pipeline | Natural Gas Pipeline - | Anderson County | TX | 0 | Anderson | CN602730319 | RN109142166 | cathodic protection additions. | The following property is used 100% for pollution control and is installed to meet or exceed federal or state regulations: cathodic protection additions. | 2014-02-14 | 148177 | 100
17565 | T1 | Atmos Energy Corporation | Mid-Tex Pipeline - Leon County | natural gas pipeline - | Leon County | TX |  | Leon | CN602730319 | RN109630863 | cathodic protection additions. | The following property is used 100% for pollution control and is installed to meet or exceed federal or state regulations: cathodic protection additions. | 2014-02-14 | 126782 | 100
17566 | T1 | Atmos Energy Corporation | Mid-Tex Pipeline - Lamar County | Natural Gas Pipeline - | Lamar County | TX | 0 | Lamar | CN602730319 | RN109126375 | cathodic protection additions. | The following property is used 100% for pollution control and is installed to meet or exceed federal or state regulations: cathodic protection additions. | 2014-02-14 | 649724 | 100
17567 | T1 | Atmos Energy Corporation | Mid-Tex Pipeline - Knox County | Natural Gas Pipeline - | Knox County | TX |  | Knox | CN602730319 | RN109630889 | cathodic protection additions. | The following property is used 100% for pollution control and is installed to meet or exceed federal or state regulations: cathodic protection additions. | 2014-02-14 | 182589 | 100
17568 | T1 | Atmos Energy Corporation | Mid-Tex Pipeline - Kaufman County | natural gas pipeline - | Kaufman County | TX | 0 | Kaufman | CN602730319 | RN109126318 | cathodic protection additions. | The following property is used 100% for pollution control and is installed to meet or exceed federal or state regulations: cathodic protection additions. | 2014-02-14 | 398565 | 100
17569 | T1 | Atmos Energy Corporation | Mid-Tex Pipeline - Jones County | natural gas pipeline - | Jones County | TX | 0 | Jones | CN602730319 | RN109124321 | cathodic protection additions. | The following property is used 100% for pollution control and is installed to meet or exceed federal or state regulations: cathodic protection additions. | 2014-02-14 | 511049 | 100
17570 | T1 | Atmos Energy Corporation | Mid-Tex Pipeline - Johnson County | Natural Gas Pipeline - | Johnson County | TX |  | Johnson | CN602730319 | RN109124297 | cathodic protection additions. | The following property is used 100% for pollution control and is installed to meet or exceed federal or state regulations: cathodic protection additions. | 2014-02-21 | 248550 | 100
17571 | T1 | Atmos Energy Corporation | Mid-Tex Pipeline - Hunt County | natural gas pipeline - | Hunt County | TX | 0 | Hunt | CN602730319 | RN109124180 | cathodic protection additions. | The following property is used 100% for pollution control and is installed to meet or exceed federal or state regulations: cathodic protection additions. | 2014-02-21 | 1642422 | 100
17572 | T1 | Atmos Energy Corporation | Mid-Tex Pipeline - Haskell County | Natural Gas Pipeline - | Haskell County | TX |  | Haskell | CN602730319 | RN109124123 | cathodic protection additions. | The following property is used 100% for pollution control and is installed to meet or exceed federal or state regulations: cathodic protection additions. | 2014-02-21 | 701216 | 100
17573 | T1 | Atmos Energy Corporation | Mid-Tex Pipeline - Hamilton County | Natural Gas Pipeline - | Hamilton County | TX |  | Hamilton | CN602730319 | RN109123901 | cathodic protection additions. | The following property is used 100% for pollution control and is installed to meet or exceed federal or state regulations: cathodic protection additions. | 2014-02-21 | 91729 | 100
17574 | T1 | Atmos Energy Corporation | Mid-Tex Pipeline - Grimes County | Natural Gas Pipeline - | Grimes County | TX |  | Grimes | CN602730319 | RN109166116 | cathodic protection additions. | The following property is used 100% for pollution control and is installed to meet or exceed federal or state regulations: cathodic protection additions. | 2014-02-21 | 270453 | 100
17575 | T1 | Atmos Energy Corporation | Mid-Tex Pipeline - Grayson County | Natural Gas Pipeline - | Grayson County | TX | 0 | Grayson | CN602730319 | RN109630962 | cathodic protection additions. | The following property is used 100% for pollution control and is installed to meet or exceed federal or state regulations: cathodic protection additions. | 2014-02-21 | 587851 | 100
17576 | T1 | Atmos Energy Corporation | Mid-Tex Pipeline - Hopkins County | natural gas pipeline - | Hopkins County | TX | 0 | Hopkins | CN602730319 | RN109124156 | cathodic protection additions. | The following property is used 100% for pollution control and is installed to meet or exceed federal or state regulations: cathodic protection additions. | 2014-02-21 | 357088 | 100
17577 | T1 | Atmos Energy Corporation | Mid-Tex Pipeline - Houston County | Natural Gas Pipeline - | Houston County | TX |  | Houston | CN602730319 | RN109630988 | cathodic protection additions. | The following property is used 100% for pollution control and is installed to meet or exceed federal or state regulations: cathodic protection additions. | 2014-02-21 | 73926 | 100
17578 | T1 | Atmos Energy Corporation | Mid-Tex Pipeline - Henderson County | natural gas pipeline - | Henderson County | TX | 0 | Henderson | CN602730319 | RN109144261 | cathodic protection additions. | The following property is used 100% for pollution control and is installed to meet or exceed federal or state regulations: cathodic protection additions. | 2014-02-21 | 898227 | 100
17579 | T1 | DCP Sand Hills Pipeline, LLC | Sand Hills Pipeline - Andrews County | natural gas liquids pipeline - | Andrews County | TX | 0 | Andrews | CN604514109 | RN107099673 | one intelligent pipeline inspection gauge (PIG) launcher. | The following property is used 100% for pollution control and is installed to meet or exceed federal or state regulations: one intelligent pipeline inspection gauge (PIG) launcher. | 2014-02-21 | 574674 | 100
17580 | T2 | DCP Sand Hills Pipeline, LLC | Sand Hills Pipeline - Midland County | natural gas liquids pipeline - | Midland County | TX | 0 | Midland | CN604514109 | RN107099673 | noxious weed wash stations. | Withdrawn by applicant | 2014-03-17 | 433777 | 100
17581 | T2 | DCP Sand Hills Pipeline, LLC | Sand Hills Pipeline - Reagan County | natural gas liquids pipeline - | Reagan County | TX | 0 | Reagan | CN604514109 | RN107099673 | noxious weed wash stations. | Withdrawn by applicant | 2014-03-17 | 1013705 | 100
17582 | T1 | DCP Sand Hills Pipeline, LLC | Sand Hills Pipeline - Goliad County | natural gas liquids pipeline - | Goliad County | TX | 0 | Goliad | CN604514109 | RN107099673 | one intelligent pipeline inspection gauge (PIG) launcher and receiver set. | The following property is used 100% for pollution control and is installed to meet or exceed federal or state regulations: one intelligent pipeline inspection gauge (PIG) launcher and receiver set. | 2014-02-21 | 93569 | 100
17583 | T2 | DCP Sand Hills Pipeline, LLC | Sand Hills Pipeline - Schleicher County | natural gas liquids pipeline - | Schleicher County | TX | 0 | Schleicher | CN604514109 | RN107099673 | noxious weed wash stations. | Withdrawn by applicant | 2014-03-17 | 22279 | 100
17584 | T2 | DCP Sand Hills Pipeline, LLC | Sand Hills Pipeline - Sutton County | natural gas liquids pipeline | Sutton County | TX | 0 | Sutton | CN604514109 | RN107099673 | noxious weed wash stations. | Withdrawn by applicant | 2014-03-17 | 977836 | 100
17585 | T1 | DCP Sand Hills Pipeline, LLC | Sand Hills Pipeline - Harris County | natural gas liquids pipeline - | Harris County | TX | 0 | Harris | CN604514109 | RN107099673 | two intelligent pipeline inspection gauge (PIG) launcher and receiver sets. | The following property is used 100% for pollution control and is installed to meet or exceed federal or state regulations: two intelligent pipeline inspection gauge (PIG) launcher and receiver sets. | 2014-02-21 | 2874755 | 100
17586 | T2 | DCP Sand Hills Pipeline, LLC | Sand Hills Pipeline - Upton County | natural gas liquids pipeline - | Upton County | TX | 0 | Upton | CN604514109 | RN107099673 | noxious weed wash stations. | Withdrawn by applicant | 2014-03-17 | 1221645 | 100
17587 | T1 | DCP Sand Hills Pipeline, LLC | Sand Hills Pipeline - Jackson County | natural gas liquids pipeline - | Jackson County | TX | 0 | Jackson | CN604514109 | RN107099673 | one intelligent pipeline inspection gauge (PIG) launcher and receiver set. | The following property is used 100% for pollution control and is installed to meet or exceed federal or state regulations: one intelligent pipeline inspection gauge (PIG) launcher and receiver set. | 2014-02-21 | 1293097 | 100
17588 | T1 | DCP Sand Hills Pipeline, LLC | Sand Hills Pipeline - Kinney County | natural gas liquids pipeline - | Kinney County | TX | 0 | Kinney | CN604514109 | RN107099673 | one intelligent pipeline inspection gauge (PIG) launcher and receiver set. | The following property is used 100% for pollution control and is installed to meet or exceed federal or state regulations: one intelligent pipeline inspection gauge (PIG) launcher and receiver set. | 2014-02-20 | 1131074 | 100
17589 | T1 | DCP Sand Hills Pipeline, LLC | Sand Hills Pipeline - Brazoria County | natural gas liquids pipeline - | Brazoria County | TX | 0 | Brazoria | CN604514109 | RN107099673 | reconstruction of 3.505 acres of wetlands, including the creation of berms, depressions, and restoration of pre-existing hydrology and plant community. | The following property is used 100% for pollution control and is installed to meet or exceed federal or state regulations: reconstruction of 3.505 acres of wetlands, including the creation of berms, depressions, and restoration of pre-existing hydrology and plant community. | 2014-04-30 | 168190 | 100
17590 | T1 | DCP Sand Hills Pipeline, LLC | Sand Hills Pipeline - Live Oak County | natural gas liquids pipeline - | Live Oak County | TX | 0 | Live Oak | CN604514109 | RN107099673 | one intelligent pipeline inspection gauge (PIG) launcher and receiver set. | The following property is used 100% for pollution control and is installed to meet or exceed federal or state regulations: one intelligent pipeline inspection gauge (PIG) launcher and receiver set. | 2014-02-21 | 960380 | 100
17591 | T1 | DCP Sand Hills Pipeline, LLC | Sand Hills Pipeline - Matagorda County | natural gas liquids pipeline - | Matagorda County | TX | 0 | Matagorda | CN604514109 | RN107099673 | one intelligent pipeline inspection gauge (PIG) launcher and receiver set. | The following property is used 100% for pollution control and is installed to meet or exceed federal or state regulations: one intelligent pipeline inspection gauge (PIG) launcher and receiver set. | 2014-02-21 | 1293097 | 100
17592 | T1 | DCP Sand Hills Pipeline, LLC | Sand Hills Pipeline - Midland County | natural gas liquids pipeline - | Midland County | TX | 0 | Midland | CN604514109 | RN107099673 | one intelligent pipeline inspection gauge (PIG) launcher and receiver set. | The following property is used 100% for pollution control and is installed to meet or exceed federal or state regulations: one intelligent pipeline inspection gauge (PIG) launcher and receiver set. | 2014-02-21 | 1407644 | 100
17593 | T1 | DCP Sand Hills Pipeline, LLC | Sand Hills Pipeline - Frio County | natural gas liquids pipeline - | Frio County | TX | 0 | Frio | CN604514109 | RN107099673 | one intelligent pipeline inspection gauge (PIG) launcher and receiver set. | The following property is used 100% for pollution control and is installed to meet or exceed federal or state regulations: one intelligent pipeline inspection gauge (PIG) launcher and receiver set. | 2014-02-21 | 1131074 | 100
17594 | T1 | DCP Sand Hills Pipeline, LLC | Sand Hills Pipeline - Sutton County | natural gas liquids pipeline - | Sutton County | TX | 0 | Sutton | CN604514109 | RN107099673 | one intelligent pipeline inspection gauge (PIG) launcher and receiver set. | The following property is used 100% for pollution control and is installed to meet or exceed federal or state regulations: one intelligent pipeline inspection gauge (PIG) launcher and receiver set. | 2014-02-21 | 1131074 | 100
17595 | T1 | DCP Sand Hills Pipeline, LLC | Sand Hills Pipeline - Andrews County | natural gas liquids pipeline - | Andrews County | TX | 0 | Andrews | CN604514109 | RN107099673 | cathodic protection; fusion-bonded epoxy (FBE) on the pipe surface; adhesive for top coat; and top coat consisting of polyethylene or polypropylene. | The following property is used 100% for pollution control and is installed to meet or exceed federal or state regulations: cathodic protection; fusion-bonded epoxy (FBE) on the pipe surface; adhesive for top coat; and top coat consisting of polyethylene or polypropylene. | 2014-02-25 | 1098692 | 100
17596 | T1 | DCP Sand Hills Pipeline, LLC | Sand Hills Pipeline - Chambers County | natural gas liquids pipeline - | Chambers County | TX | 0 | Chambers | CN604514109 | RN107099673 | reconstruction of 1.676 acres of wetlands, including the creation of berms, depressions, and restoration of pre-existing hydrology and plant community. | The following property is used 100% for pollution control and is installed to meet or exceed federal or state regulations: reconstruction of 1.676 acres of wetlands, including the creation of berms, depressions, and restoration of pre-existing hydrology and plant community. | 2014-04-30 | 137191 | 100
17597 | T1 | DCP Sand Hills Pipeline, LLC | Sand Hills Pipeline - Harris County | natural gas liquids pipeline - | Harris County | TX | 0 | Harris | CN604514109 | RN107099673 | reconstruction of 1.413 acres of wetlands, including the creation of berms, depressions, and restoration of pre-existing hydrology and plant community. | The following property is used 100% for pollution control and is installed to meet or exceed federal or state regulations: reconstruction of 1.413 acres of wetlands, including the creation of berms, depressions, and restoration of pre-existing hydrology and plant community. | 2014-04-30 | 162726 | 100
17598 | T1 | DCP Sand Hills Pipeline, LLC | Sand Hills Pipeline - Upton County | natural gas liquids pipeline - | Upton County | TX | 0 | Upton | CN604514109 | RN107099673 | dust suppression during pipeline construction. | The following property is used 100% for pollution control and is installed to meet or exceed federal or state regulations: dust suppression during pipeline construction. | 2014-04-29 | 478782 | 100
17599 | T1 | DCP Sand Hills Pipeline, LLC | Sand Hills Pipeline - Victoria County | natural gas liquids pipeline - | Victoria County | TX | 0 | Victoria | CN604514109 | RN107099673 | dust suppression during pipeline construction. | The following property is used 100% for pollution control and is installed to meet or exceed federal or state regulations: dust suppression during pipeline construction. | 2014-04-29 | 46228 | 100
17600 | T1 | DCP Sand Hills Pipeline, LLC | Sand Hills Pipeline - Wharton County | natural gas liquids pipeline - | Wharton County | TX | 0 | Wharton | CN604514109 | RN107099673 | dust suppression during pipeline construction. | The following property is used 100% for pollution control and is installed to meet or exceed federal or state regulations: dust suppression during pipeline construction. | 2014-04-29 | 1381 | 100
17601 | T1 | DCP Sand Hills Pipeline, LLC | Sand Hills Pipeline - Zavala County | natural gas liquids pipeline - | Zavala County | TX | 0 | Zavala | CN604514109 | RN107099673 | dust suppression during pipeline construction. | The following property is used 100% for pollution control and is installed to meet or exceed federal or state regulations: dust suppression during pipeline construction. | 2014-04-29 | 156082 | 100
17602 | T1 | DCP Sand Hills Pipeline, LLC | Sand Hills Pipeline - Jackson County | natural gas liquids pipeline - | Jackson County | TX | 0 | Jackson | CN604514109 | RN107099673 | dust suppression during pipeline construction. | The following property is used 100% for pollution control and is installed to meet or exceed federal or state regulations: dust suppression during pipeline construction. | 2014-04-29 | 26978 | 100
17603 | T1 | DCP Sand Hills Pipeline, LLC | Sand Hills Pipeline - Harris County | natural gas liquids pipeline - | Harris County | TX | 0 | Harris | CN604514109 | RN107099673 | dust suppression during pipeline construction. | The following property is used 100% for pollution control and is installed to meet or exceed federal or state regulations: dust suppression during pipeline construction. | 2014-04-29 | 9228 | 100
17604 | T1 | DCP Sand Hills Pipeline, LLC | Sand Hills Pipeline - Bee County | natural gas liquids pipeline - | Bee County | TX | 0 | Bee | CN604514109 | RN107099673 | dust suppression during pipeline construction. | The following property is used 100% for pollution control and is installed to meet or exceed federal or state regulations: dust suppression during pipeline construction. | 2014-04-29 | 3089 | 100
17605 | T1 | DCP Sand Hills Pipeline, LLC | Sand Hills Pipeline - Brazoria County | natural gas liquids pipeline - | Brazoria County | TX | 0 | Brazoria | CN604514109 | RN107099673 | dust suppression during pipeline construction. | The following property is used 100% for pollution control and is installed to meet or exceed federal or state regulations: dust suppression during pipeline construction. | 2014-04-29 | 11559 | 100
17606 | T1 | DCP Sand Hills Pipeline, LLC | Sand Hills Pipeline - Chambers County | natural gas liquids pipeline - | Chambers County | TX | 0 | Chambers | CN604514109 | RN107099673 | dust suppression during pipeline construction. | The following property is used 100% for pollution control and is installed to meet or exceed federal or state regulations: dust suppression during pipeline construction. | 2014-04-29 | 4170 | 100
17607 | T1 | DCP Sand Hills Pipeline, LLC | Sand Hills Pipeline - Crockett County | natural gas liquids pipeline - | Crockett County | TX | 0 | Crockett | CN604514109 | RN107099673 | dust suppression during pipeline construction. | The following property is used 100% for pollution control and is installed to meet or exceed federal or state regulations: dust suppression during pipeline construction. | 2014-04-29 | 589382 | 100
17608 | T1 | DCP Sand Hills Pipeline, LLC | Sand Hills Pipeline - Ector County | natural gas liquids pipeline - | Ector County | TX | 0 | Ector | CN604514109 | RN107099673 | dust suppression during pipeline construction. | The following property is used 100% for pollution control and is installed to meet or exceed federal or state regulations: dust suppression during pipeline construction. | 2014-04-29 | 9841 | 100
17609 | T1 | DCP Sand Hills Pipeline, LLC | Sand Hills Pipeline - Edwards County | natural gas liquids pipeline - | Edwards County | TX | 0 | Edwards | CN604514109 | RN107099673 | dust suppression during pipeline construction. | The following property is used 100% for pollution control and is installed to meet or exceed federal or state regulations: dust suppression during pipeline construction. | 2014-04-29 | 197298 | 100
17610 | T1 | DCP Sand Hills Pipeline, LLC | Sand Hills Pipeline - Frio County | natural gas liquids pipeline - | Frio County | TX | 0 | Frio | CN604514109 | RN107099673 | dust suppression during pipeline construction. | The following property is used 100% for pollution control and is installed to meet or exceed federal or state regulations: dust suppression during pipeline construction. | 2014-04-29 | 46530 | 100
17611 | T1 | DCP Sand Hills Pipeline, LLC | Sand Hills Pipeline - Goliad County | natural gas liquids pipeline - | Goliad County | TX | 0 | Goliad | CN604514109 | RN107099673 | dust suppression during pipeline construction. | The following property is used 100% for pollution control and is installed to meet or exceed federal or state regulations: dust suppression during pipeline construction. | 2014-04-29 | 60149 | 100
17612 | T1 | DCP Sand Hills Pipeline, LLC | Sand Hills Pipeline - Andrews County | natural gas liquids pipeline - | Andrews County | TX | 0 | Andrews | CN604514109 | RN107099673 | dust suppression during pipeline construction. | The following property is used 100% for pollution control and is installed to meet or exceed federal or state regulations: dust suppression during pipeline construction. | 2014-04-29 | 8648 | 100
17613 | T1 | DCP Sand Hills Pipeline, LLC | Sand Hills Pipeline - Sutton County | natural gas liquids pipeline - | Sutton County | TX | 0 | Sutton | CN604514109 | RN107099673 | dust suppression during pipeline construction. | The following property is used 100% for pollution control and is installed to meet or exceed federal or state regulations: dust suppression during pipeline construction. | 2014-04-29 | 435480 | 100
17614 | T1 | DCP Sand Hills Pipeline, LLC | Sand Hills Pipeline - Schleicher County | natural gas liquids pipeline - | Schleicher County | TX | 0 | Schleicher | CN604514109 | RN107099673 | dust suppression during pipeline construction. | The following property is used 100% for pollution control and is installed to meet or exceed federal or state regulations: dust suppression during pipeline construction. | 2014-04-29 | 8732 | 100
17615 | T1 | DCP Sand Hills Pipeline, LLC | Sand Hills Pipeline - Reagan County | natural gas liquids pipeline - | Reagan County | TX | 0 | Reagan | CN604514109 | RN107099673 | dust suppression during pipeline construction. | The following property is used 100% for pollution control and is installed to meet or exceed federal or state regulations: dust suppression during pipeline construction. | 2014-04-29 | 397287 | 100
17616 | T1 | DCP Sand Hills Pipeline, LLC | Sand Hills Pipeline - Midland County | natural gas liquids pipeline - | Midland County | TX | 0 | Midland | CN604514109 | RN107099673 | dust suppression during pipeline construction. | The following property is used 100% for pollution control and is installed to meet or exceed federal or state regulations: dust suppression during pipeline construction. | 2014-04-29 | 172425 | 100
17617 | T1 | DCP Sand Hills Pipeline, LLC | Sand Hills Pipeline - McMullen County | natural gas liquids pipeline - | McMullen County | TX | 0 | McMullen | CN604514109 | RN107099673 | dust suppression during pipeline construction. | The following property is used 100% for pollution control and is installed to meet or exceed federal or state regulations: dust suppression during pipeline construction. | 2014-04-29 | 4681 | 100
17618 | T1 | DCP Sand Hills Pipeline, LLC | Sand Hills Pipeline - Maverick County | natural gas liquids pipeline - | Maverick County | TX | 0 | Maverick | CN604514109 | RN107099673 | dust suppression during pipeline construction. | The following property is used 100% for pollution control and is installed to meet or exceed federal or state regulations: dust suppression during pipeline construction. | 2014-04-29 | 42568 | 100
17619 | T1 | DCP Sand Hills Pipeline, LLC | Sand Hills Pipeline - Matagorda County | natural gas liquids pipeline - | Matagorda County | TX | 0 | Matagorda | CN604514109 | RN107099673 | dust suppression during pipeline construction. | The following property is used 100% for pollution control and is installed to meet or exceed federal or state regulations: dust suppression during pipeline construction. | 2014-04-29 | 2057 | 100
17620 | T1 | DCP Sand Hills Pipeline, LLC | Sand Hills Pipeline - Live Oak County | natural gas liquids pipeline - | Live Oak County | TX | 0 | Live Oak | CN604514109 | RN107099673 | dust suppression during pipeline construction. | The following property is used 100% for pollution control and is installed to meet or exceed federal or state regulations: dust suppression during pipeline construction. | 2014-04-29 | 2902 | 100
17621 | T1 | DCP Sand Hills Pipeline, LLC | Sand Hills Pipeline - LaSalle County | natural gas liquids pipeline - | LaSalle County | TX | 0 | La Salle | CN604514109 | RN107099673 | dust suppression during pipeline construction. | The following property is used 100% for pollution control and is installed to meet or exceed federal or state regulations: dust suppression during pipeline construction. | 2014-04-29 | 646 | 100
17622 | T1 | DCP Sand Hills Pipeline, LLC | Sand Hills Pipeline - Kinney County | natural gas liquids pipeline - | Kinney County | TX | 0 | Kinney | CN604514109 | RN107099673 | dust suppression during pipeline construction. | The following property is used 100% for pollution control and is installed to meet or exceed federal or state regulations: dust suppression during pipeline construction. | 2014-04-29 | 160474 | 100
17623 | T1 | Chaparral Pipeline Company LLC | Seminole Booster Pump Station | N32 33.337 W 102 44.976 | Near Andrews | TX |  | Gaines | CN601092497 | Insufficient Information | portable flare unit. | The following property is used 100% for pollution control and is installed to meet or exceed federal or state regulations: portable flare unit. | 2014-02-28 | 508000 | 100
17624 | T1 | Enterprise Hydrocarbons, LP | Yoakum Gas Plant Train 1 | 3721 US Highway 77A North | Yoakum | TX | 77995 | Lavaca | CN602718553 | RN106059777 | thermal oxidizer including knockout drum and drum pump. | The following property is used 100% for pollution control and is installed to meet or exceed federal or state regulations: thermal oxidizer including knockout drum and drum pump. | 2014-02-28 | 5602131 | 100
17625 | T1 | Enterprise Hydrocarbons, LP | Yoakum Gas Plant Train 2 | 3721 US Highway 77A North | Yoakum | TX | 77995 | Lavaca | CN602718553 | RN106059777 | thermal oxidizer including knockout drum and drum pump. | The following property is used 100% for pollution control and is installed to meet or exceed federal or state regulations: thermal oxidizer including knockout drum and drum pump. | 2014-02-28 | 5602131 | 100
17626 | T1 | Enterprise Hydrocarbons, LP | Yoakum Gas Plant Train 3 | 3721 US Highway 77A North | Yoakum | TX | 77995 | Lavaca | CN602718553 | RN106059777 | thermal oxidizer including knockout drum and drum pump. | The following property is used 100% for pollution control and is installed to meet or exceed federal or state regulations: thermal oxidizer including knockout drum and drum pump. | 2014-02-28 | 5602131 | 100
17627 | T1 | Enterprise Products Operating, LLC | East Storage/Splitter III Facility | 316 South Main Street | Mont Belvieu | TX | 77580 | Chambers | CN603211277 | RN102984911 | HRVOC analyzer system. | The following property is used 100% for pollution control and is installed to meet or exceed federal or state regulations: HRVOC analyzer system. | 2014-02-28 | 475000 | 100
17628 | T1 | Enterprise Products Operating, LLC | Pasadena Plant | 1500 North South Avenue | Pasadena | TX | 77503 | Harris | CN603211277 | RN102528197 | HRVOC analyzer system. | The following property is used 100% for pollution control and is installed to meet or exceed federal or state regulations: HRVOC analyzer system. | 2014-02-28 | 475000 | 100
17629 | T1 | DCP Sand Hills Pipeline, LLC | Sand Hills Pipeline - Bee County | natural gas liquids pipeline - | Bee County | TX | 0 | Bee | CN604514109 | RN107099673 | cathodic protection; fusion-bonded epoxy (FBE) on the pipe surface; adhesive for top coat; and top coat consisting of polyethylene or polypropylene. | The following property is used 100% for pollution control and is installed to meet or exceed federal or state regulations: cathodic protection; fusion-bonded epoxy (FBE) on the pipe surface; adhesive for top coat; and top coat consisting of polyethylene or polypropylene. | 2014-02-21 | 723743 | 100
17630 | T1 | DCP Sand Hills Pipeline, LLC | Sand Hills Pipeline - Brazoria County | natural gas liquids pipeline - | Brazoria County | TX | 0 | Brazoria | CN604514109 | RN107099673 | cathodic protection; fusion-bonded epoxy (FBE) on the pipe surface; adhesive for top coat; and top coat consisting of polyethylene or polypropylene. | The following property is used 100% for pollution control and is installed to meet or exceed federal or state regulations: cathodic protection; fusion-bonded epoxy (FBE) on the pipe surface; adhesive for top coat; and top coat consisting of polyethylene or polypropylene. | 2014-02-25 | 3243953 | 100
17631 | T1 | DCP Sand Hills Pipeline, LLC | Sand Hills Pipeline - Chambers County | Natural Gas Liquids Pipeline - | Chambers County | TX |  | Chambers | CN604514109 | RN107099673 | cathodic protection; fusion-bonded epoxy (FBE) on the pipe surface; adhesive for top coat; and top coat consisting of polyethylene or polypropylene. | The following property is used 100% for pollution control and is installed to meet or exceed federal or state regulations: cathodic protection; fusion-bonded epoxy (FBE) on the pipe surface; adhesive for top coat; and top coat consisting of polyethylene or polypropylene. | 2014-02-25 | 588989 | 100
17632 | T1 | DCP Sand Hills Pipeline, LLC | Sand Hills Pipeline - Crockett County | natural gas liquids pipeline - | Crockett County | TX | 0 | Crockett | CN604514109 | RN107099673 | cathodic protection; fusion-bonded epoxy (FBE) on the pipe surface; adhesive for top coat; and top coat consisting of polyethylene or polypropylene. | The following property is used 100% for pollution control and is installed to meet or exceed federal or state regulations: cathodic protection; fusion-bonded epoxy (FBE) on the pipe surface; adhesive for top coat; and top coat consisting of polyethylene or polypropylene. | 2014-02-25 | 2338869 | 100
17633 | T1 | DCP Sand Hills Pipeline, LLC | Sand Hills Pipeline - Ector County | natural gas liquids pipeline - | Ector County | TX | 0 | Ector | CN604514109 | RN107099673 | cathodic protection; fusion-bonded epoxy (FBE) on the pipe surface; adhesive for top coat; and top coat consisting of polyethylene or polypropylene. | The following property is used 100% for pollution control and is installed to meet or exceed federal or state regulations: cathodic protection; fusion-bonded epoxy (FBE) on the pipe surface; adhesive for top coat; and top coat consisting of polyethylene or polypropylene. | 2014-02-25 | 1250236 | 100
17634 | T1 | DCP Sand Hills Pipeline, LLC | Sand Hills Pipeline - Maverick County | natural gas liquids pipeline - | Maverick County | TX | 0 | Maverick | CN604514109 | RN107099673 | cathodic protection; fusion-bonded epoxy (FBE) on the pipe surface; adhesive for top coat; and top coat consisting of polyethylene or polypropylene. | The following property is used 100% for pollution control and is installed to meet or exceed federal or state regulations: cathodic protection; fusion-bonded epoxy (FBE) on the pipe surface; adhesive for top coat; and top coat consisting of polyethylene or polypropylene. | 2014-02-25 | 645547 | 100
17635 | T1 | DCP Sand Hills Pipeline, LLC | Sand Hills Pipeline - Edwards County | natural gas liquids pipeline - | Edwards County | TX | 0 | Edwards | CN604514109 | RN107099673 | cathodic protection; fusion-bonded epoxy (FBE) on the pipe surface; adhesive for top coat; and top coat consisting of polyethylene or polypropylene. | The following property is used 100% for pollution control and is installed to meet or exceed federal or state regulations: cathodic protection; fusion-bonded epoxy (FBE) on the pipe surface; adhesive for top coat; and top coat consisting of polyethylene or polypropylene. | 2014-02-25 | 2992060 | 100
17636 | T1 | DCP Sand Hills Pipeline, LLC | Sand Hills Pipeline - Frio County | natural gas liquids pipeline - | Frio County | TX | 0 | Frio | CN604514109 | RN107099673 | cathodic protection; fusion-bonded epoxy (FBE) on the pipe surface; adhesive for top coat; and top coat consisting of polyethylene or polypropylene. | The following property is used 100% for pollution control and is installed to meet or exceed federal or state regulations: cathodic protection; fusion-bonded epoxy (FBE) on the pipe surface; adhesive for top coat; and top coat consisting of polyethylene or polypropylene. | 2014-02-26 | 1591599 | 100
17637 | T1 | DCP Sand Hills Pipeline, LLC | Sand Hills Pipeline - Goliad County | natural gas liquids pipeline - | Goliad County | TX | 0 | Goliad | CN604514109 | RN107099673 | cathodic protection; fusion-bonded epoxy (FBE) on the pipe surface; adhesive for top coat; and top coat consisting of polyethylene or polypropylene. | The following property is used 100% for pollution control and is installed to meet or exceed federal or state regulations: cathodic protection; fusion-bonded epoxy (FBE) on the pipe surface; adhesive for top coat; and top coat consisting of polyethylene or polypropylene. | 2014-02-26 | 2166258 | 100
17638 | T1 | DCP Sand Hills Pipeline, LLC | Sand Hills Pipeline - Harris County | natural gas liquids pipeline - | Harris County | TX | 0 | Harris | CN604514109 | RN107099673 | cathodic protection; fusion-bonded epoxy (FBE) on the pipe surface; adhesive for top coat; and top coat consisting of polyethylene or polypropylene. | The following property is used 100% for pollution control and is installed to meet or exceed federal or state regulations: cathodic protection; fusion-bonded epoxy (FBE) on the pipe surface; adhesive for top coat; and top coat consisting of polyethylene or polypropylene. | 2014-02-26 | 2299708 | 100
17639 | T1 | DCP Sand Hills Pipeline, LLC | Sand Hills Pipeline - Jackson County | natural gas liquids pipeline - | Jackson County | TX | 0 | Jackson | CN604514109 | RN107099673 | cathodic protection; fusion-bonded epoxy (FBE) on the pipe surface; adhesive for top coat; and top coat consisting of polyethylene or polypropylene. | The following property is used 100% for pollution control and is installed to meet or exceed federal or state regulations: cathodic protection; fusion-bonded epoxy (FBE) on the pipe surface; adhesive for top coat; and top coat consisting of polyethylene or polypropylene. | 2014-02-26 | 1660626 | 100
17640 | T1 | DCP Sand Hills Pipeline, LLC | Sand Hills Pipeline - Kinney County | natural gas liquids pipeline - | Kinney County | TX | 0 | Kinney | CN604514109 | RN107099673 | cathodic protection; fusion-bonded epoxy (FBE) on the pipe surface; adhesive for top coat; and top coat consisting of polyethylene or polypropylene. | The following property is used 100% for pollution control and is installed to meet or exceed federal or state regulations: cathodic protection; fusion-bonded epoxy (FBE) on the pipe surface; adhesive for top coat; and top coat consisting of polyethylene or polypropylene. | 2014-02-26 | 2433610 | 100
17641 | T1 | DCP Sand Hills Pipeline, LLC | Sand Hills Pipeline - LaSalle County | natural gas liquids pipeline - | LaSalle County | TX | 0 | La Salle | CN604514109 | RN107099673 | cathodic protection; fusion-bonded epoxy (FBE) on the pipe surface; adhesive for top coat; and top coat consisting of polyethylene or polypropylene. | The following property is used 100% for pollution control and is installed to meet or exceed federal or state regulations: cathodic protection; fusion-bonded epoxy (FBE) on the pipe surface; adhesive for top coat; and top coat consisting of polyethylene or polypropylene. | 2014-02-26 | 151328 | 100
17642 | T1 | DCP Sand Hills Pipeline, LLC | Sand Hills Pipeline - Live Oak County | natural gas liquids pipeline - | Live Oak County | TX | 0 | Live Oak | CN604514109 | RN107099673 | cathodic protection; fusion-bonded epoxy (FBE) on the pipe surface; adhesive for top coat; and top coat consisting of polyethylene or polypropylene. | The following property is used 100% for pollution control and is installed to meet or exceed federal or state regulations: cathodic protection; fusion-bonded epoxy (FBE) on the pipe surface; adhesive for top coat; and top coat consisting of polyethylene or polypropylene. | 2014-02-26 | 679880 | 100
17643 | T1 | DCP Sand Hills Pipeline, LLC | Sand Hills Pipeline - Matagorda County | natural gas liquids pipeline - | Matagorda County | TX | 0 | Matagorda | CN604514109 | RN107099673 | cathodic protection; fusion-bonded epoxy (FBE) on the pipe surface; adhesive for top coat; and top coat consisting of polyethylene or polypropylene. | The following property is used 100% for pollution control and is installed to meet or exceed federal or state regulations: cathodic protection; fusion-bonded epoxy (FBE) on the pipe surface; adhesive for top coat; and top coat consisting of polyethylene or polypropylene. | 2014-02-26 | 2033232 | 100
17644 | T1 | DCP Sand Hills Pipeline, LLC | Sand Hills Pipeline - McMullen County | natural gas liquids pipeline - | McMullen County | TX | 0 | McMullen | CN604514109 | RN107099673 | cathodic protection; fusion-bonded epoxy (FBE) on the pipe surface; adhesive for top coat; and top coat consisting of polyethylene or polypropylene. | The following property is used 100% for pollution control and is installed to meet or exceed federal or state regulations: cathodic protection; fusion-bonded epoxy (FBE) on the pipe surface; adhesive for top coat; and top coat consisting of polyethylene or polypropylene. | 2014-02-26 | 1096580 | 100
17645 | T1 | DCP Sand Hills Pipeline, LLC | Sand Hills Pipeline - Midland County | natural gas liquids pipeline - | Midland County | TX | 0 | Midland | CN604514109 | RN107099673 | cathodic protection; fusion-bonded epoxy (FBE) on the pipe surface; adhesive for top coat; and top coat consisting of polyethylene or polypropylene. | The following property is used 100% for pollution control and is installed to meet or exceed federal or state regulations: cathodic protection; fusion-bonded epoxy (FBE) on the pipe surface; adhesive for top coat; and top coat consisting of polyethylene or polypropylene. | 2014-02-26 | 982192 | 100
17646 | T1 | DCP Sand Hills Pipeline, LLC | Sand Hills Pipeline - Reagan County | natural gas liquids pipeline - | Reagan County | TX | 0 | Reagan | CN604514109 | RN107099673 | cathodic protection; fusion-bonded epoxy (FBE) on the pipe surface; adhesive for top coat; and top coat consisting of polyethylene or polypropylene. | The following property is used 100% for pollution control and is installed to meet or exceed federal or state regulations: cathodic protection; fusion-bonded epoxy (FBE) on the pipe surface; adhesive for top coat; and top coat consisting of polyethylene or polypropylene. | 2014-02-26 | 1576571 | 100
17647 | T1 | DCP Sand Hills Pipeline, LLC | Sand Hills Pipeline - Schleicher County | natural gas liquids pipeline - | Schleicher County | TX | 0 | Schleicher | CN604514109 | RN107099673 | cathodic protection; fusion-bonded epoxy (FBE) on the pipe surface; adhesive for top coat; and top coat consisting of polyethylene or polypropylene. | The following property is used 100% for pollution control and is installed to meet or exceed federal or state regulations: cathodic protection; fusion-bonded epoxy (FBE) on the pipe surface; adhesive for top coat; and top coat consisting of polyethylene or polypropylene. | 2014-02-27 | 34650 | 100
17648 | T1 | DCP Sand Hills Pipeline, LLC | Sand Hills Pipeline - Sutton County | natural gas liquids pipeline - | Sutton County | TX | 0 | Sutton | CN604514109 | RN107099673 | cathodic protection; fusion-bonded epoxy (FBE) on the pipe surface; adhesive for top coat; and top coat consisting of polyethylene or polypropylene. | The following property is used 100% for pollution control and is installed to meet or exceed federal or state regulations: cathodic protection; fusion-bonded epoxy (FBE) on the pipe surface; adhesive for top coat; and top coat consisting of polyethylene or polypropylene. | 2014-02-27 | 2313168 | 100
17649 | T1 | DCP Sand Hills Pipeline, LLC | Sand Hills Pipeline - Upton County | natural gas liquids pipeline - | Upton County | TX | 0 | Upton | CN604514109 | RN107099673 | cathodic protection; fusion-bonded epoxy (FBE) on the pipe surface; adhesive for top coat; and top coat consisting of polyethylene or polypropylene. | The following property is used 100% for pollution control and is installed to meet or exceed federal or state regulations: cathodic protection; fusion-bonded epoxy (FBE) on the pipe surface; adhesive for top coat; and top coat consisting of polyethylene or polypropylene. | 2014-02-27 | 1899970 | 100
17650 | T1 | DCP Sand Hills Pipeline, LLC | Sand Hills Pipeline - Victoria County | natural gas liquids pipeline - | Victoria County | TX | 0 | Victoria | CN604514109 | RN107099673 | cathodic protection; fusion-bonded epoxy (FBE) on the pipe surface; adhesive for top coat; and top coat consisting of polyethylene or polypropylene. | The following property is used 100% for pollution control and is installed to meet or exceed federal or state regulations: cathodic protection; fusion-bonded epoxy (FBE) on the pipe surface; adhesive for top coat; and top coat consisting of polyethylene or polypropylene. | 2014-02-27 | 1536991 | 100
17651 | T1 | DCP Sand Hills Pipeline, LLC | Sand Hills Pipeline - Wharton County | natural gas liquids pipeline - | Wharton County | TX | 0 | Wharton | CN604514109 | RN107099673 | cathodic protection; fusion-bonded epoxy (FBE) on the pipe surface; adhesive for top coat; and top coat consisting of polyethylene or polypropylene. | The following property is used 100% for pollution control and is installed to meet or exceed federal or state regulations: cathodic protection; fusion-bonded epoxy (FBE) on the pipe surface; adhesive for top coat; and top coat consisting of polyethylene or polypropylene. | 2014-02-27 | 1365603 | 100
17652 | T1 | DCP Sand Hills Pipeline, LLC | Sand Hills Pipeline - Zavala County | Natural Gas Liquids Pipeline - | Zavala County | TX |  | Zavala | CN604514109 | RN107099673 | cathodic protection; fusion-bonded epoxy (FBE) on the pipe surface; adhesive for top coat; and top coat consisting of polyethylene or polypropylene. | The following property is used 100% for pollution control and is installed to meet or exceed federal or state regulations: cathodic protection; fusion-bonded epoxy (FBE) on the pipe surface; adhesive for top coat; and top coat consisting of polyethylene or polypropylene. | 2014-02-27 | 2367006 | 100
17653 | T1 | DCP Sand Hills Pipeline, LLC | Sand Hills Pipeline - Kinney County | natural gas liquids pipeline - | Kinney County | TX | 0 | Kinney | CN604514109 | RN107099673 | sedimentation and erosion controls including slope breakers, silt fences, staked hay or straw bales, matting, and diking. | The following property is used 100% for pollution control and is installed to meet or exceed federal or state regulations: sedimentation and erosion controls including slope breakers, silt fences, staked hay or straw bales, matting, and diking. | 2014-02-27 | 3259672 | 100
17654 | T1 | DCP Sand Hills Pipeline, LLC | Sand Hills Pipeline - Jackson County | natural gas liquids pipeline - | Jackson County | TX | 0 | Jackson | CN604514109 | RN107099673 | sedimentation and erosion controls including slope breakers, silt fences, staked hay or straw bales, matting, and diking. | The following property is used 100% for pollution control and is installed to meet or exceed federal or state regulations: sedimentation and erosion controls including slope breakers, silt fences, staked hay or straw bales, matting, and diking. | 2014-02-27 | 2390986 | 100
17655 | T1 | Enterprise Products Operating, LLC | Pasadena Plant | 1500 North South Avenue | Pasadena | TX | 77503 | Harris | CN603211277 | RN102528197 | cooling tower HRVOC analyzer system. | The following property is used 100% for pollution control and is installed to meet or exceed federal or state regulations: cooling tower HRVOC analyzer system. | 2014-03-05 | 475000 | 100
17656 | T1 | Fritz Industries Inc. | Greenville North | 6902 Highway 66 | Greenville | TX | 75402 | Hunt | CN600386585 | RN105690713 | sixteen dust collectors and a regenerative thermal oxidizer. | The following property is used 100% for pollution control and is installed to meet or exceed federal or state regulations: sixteen dust collectors and a regenerative thermal oxidizer. | 2014-03-05 | 1420922 | 100
17657 | T1 | Southwestern Public Service Company | Harrington Station | 8300 Lakeside Drive | Amarillo | TX | 79108 | Potter | CN601481336 | RN100224849 | injection well booster pump and actuators. | The following property is used 100% for pollution control and is installed to meet or exceed federal or state regulations: injection well booster pump and actuators. | 2014-03-05 | 96136 | 100
17658 | T1 | Southwestern Public Service Company | Harrington Station | 8300 Lakeside Drive | Amarillo | TX | 79108 | Potter | CN601481336 | RN100224849 | baghouse bags for Units #2 and #3 and continuous opacity monitor for Unit #2. | The following property is used 100% for pollution control and is installed to meet or exceed federal or state regulations: baghouse bags for Units #2 and #3 and continuous opacity monitor for Unit #2. | 2014-03-05 | 479120 | 100
17659 | T1 | Southwestern Public Service Company | Jones Station | 5721 FM 3020 | Lubbock | TX | 79404 | Lubbock | CN601481336 | RN100224765 | air conditioner for continuous emission monitoring system shelter. | The following property is used 100% for pollution control and is installed to meet or exceed federal or state regulations: air conditioner for continuous emission monitoring system shelter. | 2014-03-05 | 6933 | 100
17660 | T1 | Southwestern Public Service Company | Tolk Station | 970 CR 65 | Earth | TX | 79031 | Lamb | CN601481336 | RN100224534 | landfill for nonhazardous lime sludge. | The following property is used 100% for pollution control and is installed to meet or exceed federal or state regulations: landfill for nonhazardous lime sludge. | 2014-03-05 | 648569 | 100
17661 | T1 | WGR Operating LP | Brasada Gas Processing Plant | 513 Cochina Ranch Road | Cotulla | TX | 78014 | La Salle | CN604015925 | RN106310584 | two sour gas regenerative thermal oxidizers, flare, vapor combustor, and a two acre storm water retention pond. | The following property is used 100% for pollution control and is installed to meet or exceed federal or state regulations: two sour gas regenerative thermal oxidizers, plant flare, and a vapor combustor. | 2014-04-28 | 2959450 | 100
17662 | T1 | Chevron Phillips Chemical Company LP | Borger Plant | Hwy Spur 119 N | Borger | TX | 79008 | Hutchinson | CN600303614 | RN105915854 | feed line and necessary instrumentation for Wash Scrubber’s NMP loop. | The following property is used 100% for pollution control and is installed to meet or exceed federal or state regulations: feed line and necessary instrumentation for Wash Scrubber’s NMP loop. | 2014-03-06 | 175000 | 100
17663 | T1 | Chevron Phillips Chemical Company LP | Pasadena Plastics Complex | 1400 Jefferson Road | Pasadena | TX | 77506 | Harris | CN600303614 | RN102018322 | flare thermocouples and monitor camera. | The following property is used 100% for pollution control and is installed to meet or exceed federal or state regulations: flare thermocouples and monitor camera. | 2014-03-06 | 165000 | 100
17664 | T1 | Chevron Phillips Chemical Company LP | Cedar Bayou Chemical Complex | 9500 I-10 East, Exit 796 | Baytown | TX | 77521 | Harris | CN600303614 | RN100825249 | U56 16” wastewater line. | Returned for failure to respond to a deficiency letter. | 2014-04-07 | 420000 | 100
17665 | T1 | Chevron Phillips Chemical Company LP | Pasadena Plastics Complex | 1400 Jefferson Road | Pasadena | TX | 77506 | Harris | CN600303614 | RN102018322 | BTU analyzer for the PE8 Flare. | The following property is used 100% for pollution control and is installed to meet or exceed federal or state regulations: BTU analyzer for the PE8 Flare. | 2014-03-06 | 180000 | 100
17666 | T1 | Chevron Phillips Chemical Company LP | Cedar Bayou Chemical Complex | 9500 I-10 East, Exit 796 | Baytown | TX | 77521 | Harris | CN600303614 | RN100825249 | 1092-AD-919 sump pump. | The following property is used 100% for pollution control and is installed to meet or exceed federal or state regulations: 1092-AD-919 sump pump. | 2014-03-06 | 360000 | 100
17667 | T1 | Chevron Phillips Chemical Company LP | Port Arthur Facility | 2001 South Gulfway Dr. | Port Arthur | TX | 77640 | Jefferson | CN600303614 | RN100215615 | EJR3372 Flare 40 air connections for steam assist. | The following property is used 100% for pollution control and is installed to meet or exceed federal or state regulations: EJR3372 Flare 40 air connections for steam assist. | 2014-03-06 | 153900 | 100
17668 | T1 | Chevron Phillips Chemical Company LP | Cedar Bayou Chemical Complex | 9500 I-10 East, Exit 796 | Baytown | TX | 77521 | Harris | CN600303614 | RN103919817 | deinventory drain headers for MSS 1797 and 1798. | The following property is used 100% for pollution control and is installed to meet or exceed federal or state regulations: deinventory drain headers for MSS 1797 and 1798. | 2014-06-27 | 490000 | 100
17669 | T1 | Chevron Phillips Chemical Company LP | Cedar Bayou Chemical Complex | 9500 I-10 East, Exit 796 | Baytown | TX | 77521 | Harris | CN600303614 | RN103919817 | sanitary digester 1092. | The following property is used 100% for pollution control and is installed to meet or exceed federal or state regulations: sanitary digester 1092. | 2014-06-27 | 1310000 | 100
17670 | T1 | Chevron Phillips Chemical Company LP | Borger Plant | Hwy Spur 119 N | Borger | TX | 79008 | Hutchinson | CN600303614 | RN105915854 | three-foot concrete containment wall for N-methl-2-pyrollidone tank. | The following property is used 100% for pollution control and is installed to meet or exceed federal or state regulations: three-foot concrete containment wall for N-methl-2-pyrollidone tank. | 2014-03-06 | 95900 | 100
17671 | T1 | Chevron Phillips Chemical Company LP | Borger Plant | Hwy Spur 119 N | Borger | TX | 79008 | Hutchinson | CN600303614 | RN105915854 | steam purge system for caustic scrubber sodium hydrosulfide line. | The following property is used 100% for pollution control and is installed to meet or exceed federal or state regulations: steam purge system for caustic scrubber sodium hydrosulfide line. | 2014-03-06 | 61000 | 100
17672 | T1 | Chevron Phillips Chemical Company LP | Sweeny Complex | Highway 35 South @ FM 5 | Sweeny | TX | 77463 | Brazoria | CN600303614 | RN100825249 | supplemental pilots with dual thermocouples for Unit 10D Flare #4, Unit 24 Flare #14, and Unit 22/21 Flares #15 and #10. | The following property is used 100% for pollution control and is installed to meet or exceed federal or state regulations: supplemental pilots with dual thermocouples for Unit 10D Flare #4, Unit 24 Flare #14, and Unit 22/21 Flares #15 and #10. | 2014-03-06 | 1175000 | 100
17673 | T1 | Owens-Brockway Glass Container, Inc. | Waco Plant #4015 | 5200 Beverly Drive | Waco | TX | 76711 | McLennan | CN600128904 | RN100216969 | dry scrubber system for Furnace A. | The following property is used 100% for pollution control and is installed to meet or exceed federal or state regulations: dry scrubber system for Furnace A. | 2014-04-28 | 478571 | 100
17674 | T1 | Owens-Brockway Glass Container, Inc. | Waco Plant #4015 | 5200 Beverly Drive | Waco | TX | 76711 | McLennan | CN600128904 | RN100216969 | selective catalytic reduction system and associated ammonia handling system. | The following property is used 100% for pollution control and is installed to meet or exceed federal or state regulations: selective catalytic reduction system and associated ammonia handling system. | 2014-04-24 | 1098028 | 100
17675 | T1 | Owens-Brockway Glass Container, Inc. | Waco Plant #4015 | 5200 Beverly Drive | Waco | TX | 76711 | McLennan | CN600128904 | RN100216969 | Furnace A stack including testing and sampling ports, and platforms. | The following property is used 100% for pollution control and is installed to meet or exceed federal or state regulations: Furnace A stack including testing and sampling ports, and platforms. | 2014-03-06 | 531960 | 100
17676 | T1 | Owens-Brockway Glass Container, Inc. | Waco Plant #4015 | 5200 Beverly Drive | Waco | TX | 76711 | McLennan | CN600128904 | RN100216969 | Furnace A electrostatic precipitator system including flue gas ducting, blowers, and waste handling system. | The following property is used 100% for pollution control and is installed to meet or exceed federal or state regulations: Furnace A electrostatic precipitator system including flue gas ducting, blowers, and waste handling system. | 2014-03-06 | 7546384 | 100
17677 | T1 | Owens-Brockway Glass Container, Inc. | Waco Plant #4015 | 5200 Beverly Drive | Waco | TX | 76711 | McLennan | CN600128904 | RN100216969 | continuous emission monitoring system for Furnace A. | The following property is used 100% for pollution control and is installed to meet or exceed federal or state regulations: continuous emission monitoring system for Furnace A. | 2014-03-06 | 406000 | 100
17678 | T1 | Owens-Brockway Glass Container, Inc. | Waco Plant #4015 | 5200 Beverly Drive | Waco | TX | 76711 | McLennan | CN600128904 | RN100216969 | dry scrubber system for Furnace D. | The following property is used 100% for pollution control and is installed to meet or exceed federal or state regulations: dry scrubber system for Furnace D. | 2014-04-28 | 386673 | 100
17679 | T1 | Owens-Brockway Glass Container, Inc. | Waco Plant #4015 | 5200 Beverly Drive | Waco | TX | 76711 | McLennan | CN600128904 | RN100216969 | selective catalytic reduction system and associated ammonia handling system. | The following property is used 100% for pollution control and is installed to meet or exceed federal or state regulations: selective catalytic reduction system and associated ammonia handling system. | 2014-04-24 | 817683 | 100
17680 | T1 | Enterprise Products Operating, LLC | Morgan's Point Complex | 1200 North Broadway | La Porte | TX | 77571 | Harris | CN603211277 | RN100210665 | HRVOC analyzer system. | The following property is used 100% for pollution control and is installed to meet or exceed federal or state regulations: HRVOC analyzer system. | 2014-03-14 | 475000 | 100
17681 | T1 | Equistar Chemicals LP | Equistar Victoria | Old Bloomington Hwy | Victoria | TX | 77902 | Victoria | CN600124705 | RN100215276 | Installed vent controls on four catalyst mixing tanks which will route hexane emissions to the plant flare. Also installed an internal floating roof on one hexane storage tank. | A positive use determination of 100% for the vent controls and piping to the flare and the internal floating tank roof. | 2014-05-27 | 1457000 | 100
17682 | T1 | Oncor Electric Delivery Company, LLC | Killeen Substation | 1607 Florence Road | Killeen | TX | 76541 | Bell | CN603313842 | RN109631010 | leaker management and secondary containment comprised of a concrete pad poured around the transformer and extending approximately 4 feet outside of the transformer radiators; an oil water separator incorporated into the concrete pad; and a metal railing installed around the concrete pad to channel leaked oil to the oil water separator. | The following property is used 100% for pollution control and is installed to meet or exceed federal or state regulations: leaker management and secondary containment comprised of a concrete pad poured around the transformer and extending approximately 4 feet outside of the transformer radiators; an oil water separator incorporated into the concrete pad; and a metal railing installed around the concrete pad to channel leaked oil to the oil water separator. | 2014-03-14 | 41673 | 100
17683 | T1 | Dynalyst Corporation | Dynalyst Corporation | 1008 Carlos Parker Blvd. SW | Taylor | TX | 76574 | Williamson | CN601704158 | RN101634053 | wastewater treatment plant equipment used to treat water that is discharged to the publicly owned treatment works (POTW); and the following features of the storage and containment facility: epoxy coating of concrete, berms, and drains connected to wastewater treatment. | The following property is used 100% for pollution control and is installed to meet or exceed federal or state regulations: wastewater treatment plant equipment used to treat water that is discharged to the publicly owned treatment works (POTW); and the following features of the storage and containment facility: epoxy coating of concrete, berms, and drains connected to wastewater treatment. | 2014-06-27 | 62017 | 100
17684 | T1 | Oncor Electric Delivery Company, LLC | Lavon Substation | 951 HWY 78 North | Wylie | TX | 75098 | Collin | CN603313842 | RN109631028 | leaker management and secondary containment comprised of a concrete pad poured around the transformer and extending approximately 4 feet outside of the transformer radiators; an oil water separator incorporated into the concrete pad; and a metal railing installed around the concrete pad to channel leaked oil to the oil water separator. | The following property is used 100% for pollution control and is installed to meet or exceed federal or state regulations: leaker management and secondary containment comprised of a concrete pad poured around the transformer and extending approximately 4 feet outside of the transformer radiators; an oil water separator incorporated into the concrete pad; and a metal railing installed around the concrete pad to channel leaked oil to the oil water separator. | 2014-03-14 | 11411 | 100
17685 | T1 | Oncor Electric Delivery Company, LLC | Collville Substation | 6618 Collville Ave | Dallas | TX | 75235 | Dallas | CN603313842 | RN109628669 | polymer drain catastrophic containment project consisting of an earthen berm and drains containing expandable polymer. | The following property is used 100% for pollution control and is installed to meet or exceed federal or state regulations: polymer drain catastrophic containment project consisting of an earthen berm and drains containing expandable polymer. | 2014-03-14 | 13000 | 100
17686 | T1 | Oncor Electric Delivery Company, LLC | Eagle Ford Substation | 5951 Eagle Ford Road | Dallas | TX | 75249 | Dallas | CN603313842 | RN109631044 | polymer drain catastrophic containment project consisting of an earthen berm and drains containing expandable polymer. | The following property is used 100% for pollution control and is installed to meet or exceed federal or state regulations: polymer drain catastrophic containment project consisting of an earthen berm and drains containing expandable polymer. | 2014-03-14 | 24000 | 100
17687 | T1 | Oncor Electric Delivery Company, LLC | Eagle Ford Substation | 5951 Eagle Ford Road | Dallas | TX | 75249 | Dallas | CN603313842 | RN109631044 | leaker management and secondary containment comprised of a concrete pad poured around the transformer and extending approximately 4 feet outside of the transformer radiators; an oil water separator incorporated into the concrete pad; and a metal railing installed around the concrete pad to channel leaked oil to the oil water separator. | The following property is used 100% for pollution control and is installed to meet or exceed federal or state regulations: leaker management and secondary containment comprised of a concrete pad poured around the transformer and extending approximately 4 feet outside of the transformer radiators; an oil water separator incorporated into the concrete pad; and a metal railing installed around the concrete pad to channel leaked oil to the oil water separator. | 2014-03-14 | 21317 | 100
17688 | T1 | DCP Eagle Plant, LLC | Eagle Gas Plant | 3048 County Road 282 | Edna | TX | 77957 | Jackson | CN601229917 | RN106037690 | incremental cost difference for low NOx burners. | The following property is used 100% for pollution control and is installed to meet or exceed federal or state regulations: incremental cost difference for low NOx burners. | 2014-07-17 | 650000 | 100
17689 | T1 | Oncor Electric Delivery Company, LLC | East Network Substation | 101 North 2nd Street | Dallas | TX | 75226 | Dallas | CN603313842 | RN109631051 | leaker management and secondary containment comprised of a concrete pad poured around the transformer and extending approximately 4 feet outside of the transformer radiators; an oil water separator incorporated into the concrete pad; and a metal railing installed around the concrete pad to channel leaked oil to the oil water separator. | The following property is used 100% for pollution control and is installed to meet or exceed federal or state regulations: leaker management and secondary containment comprised of a concrete pad poured around the transformer and extending approximately 4 feet outside of the transformer radiators; an oil water separator incorporated into the concrete pad; and a metal railing installed around the concrete pad to channel leaked oil to the oil water separator. | 2014-03-14 | 100360 | 100
17690 | T1 | DCP Eagle Plant, LLC | Eagle Gas Plant | 3048 County Road 282 | Edna | TX | 77957 | Jackson | CN601229917 | RN106037690 | air/fuel ratio controllers for combustion engines. | The following property is used 100% for pollution control and is installed to meet or exceed federal or state regulations: air/fuel ratio controllers for combustion engines. | 2014-07-17 | 810000 | 100
17691 | T1 | Oncor Electric Delivery Company, LLC | Forestview Substation | 9545 Forestview | Dallas | TX | 75243 | Dallas | CN603313842 | RN109627109 | polymer drain catastrophic containment project consisting of an earthen berm and drains containing expandable polymer. | The following property is used 100% for pollution control and is installed to meet or exceed federal or state regulations: polymer drain catastrophic containment project consisting of an earthen berm and drains containing expandable polymer. | 2014-03-14 | 24675 | 100
17692 | T1 | DCP Eagle Plant, LLC | Eagle Gas Plant | 3048 County Road 282 | Edna | TX | 77957 | Jackson | CN601229917 | RN106037690 | thermal oxidizer. | The following property is used 100% for pollution control and is installed to meet or exceed federal or state regulations: thermal oxidizer. | 2014-07-17 | 2758425 | 100
17693 | T1 | Oncor Electric Delivery Company, LLC | Lomo Alto Substation | 6921 Lomo Alto Drive | Dallas | TX | 75205 | Dallas | CN603313842 | RN109631077 | polymer drain catastrophic containment project consisting of an earthen berm and drains containing expandable polymer. | The following property is used 100% for pollution control and is installed to meet or exceed federal or state regulations: polymer drain catastrophic containment project consisting of an earthen berm and drains containing expandable polymer. | 2014-03-14 | 11100 | 100
17694 | T1 | DCP Eagle Plant, LLC | Eagle Gas Plant | 3048 County Road 282 | Edna | TX | 77957 | Jackson | CN601229917 | RN106037690 | flare. | The following property is used 100% for pollution control and is installed to meet or exceed federal or state regulations: flare. | 2014-07-17 | 5121062.5 | 100
17695 | T1 | DCP Eagle Plant, LLC | Eagle Gas Plant | 3048 County Road 282 | Edna | TX | 77957 | Jackson | CN601229917 | RN106037690 | stormwater impoundments. | The following property is used 100% for pollution control and is installed to meet or exceed federal or state regulations: stormwater impoundments. | 2014-07-31 | 1286209 | 100
17696 | T1 | DCP Eagle Plant, LLC | Eagle Gas Plant | 3048 County Road 282 | Edna | TX | 77957 | Jackson | CN601229917 | RN106037690 | cathodic protection installed on residue outlet piping. | The following property is used 100% for pollution control and is installed to meet or exceed federal or state regulations: cathodic protection installed on residue outlet piping. | 2014-07-17 | 106250 | 100
17697 | T1 | DCP Eagle Plant, LLC | Eagle Gas Plant | 3048 County Road 282 | Edna | TX | 77957 | Jackson | CN601229917 | RN106037690 | the difference between cost of single walled tanks and the cost of double walled tanks. | The following property is used 100% for pollution control and is installed to meet or exceed federal or state regulations: incremental cost difference between a double-walled tank and single-walled tank used to store lube oil. | 2014-07-17 | 54025 | 100
17698 | T1 | DCP Eagle Plant, LLC | Eagle Gas Plant | 3048 County Road 282 | Edna | TX | 77957 | Jackson | CN601229917 | RN106037690 | catalytic converters for stationary compressors. | The following property is used 100% for pollution control and is installed to meet or exceed federal or state regulations: catalytic converters for stationary compressors. | 2014-07-17 | 710347.5 | 100
17699 | T1 | DCP Midstream | Rawhide Gas Plant | North McDonald Road | Garden City | TX | 79739 | Glasscock | CN601229917 | RN106120413 | incremental cost difference between low-NOx burners and similarly sized burners without NOx controls installed on 3 heaters. | The following property is used 100% for pollution control and is installed to meet or exceed federal or state regulations: incremental cost difference between low-NOx burners and similarly sized burners without NOx controls installed on 3 heaters. | 2014-07-11 | 225000 | 100
17700 | T1 | DCP Midstream | Rawhide Gas Plant | North McDonald Road | Garden City | TX | 79739 | Glasscock | CN601229917 | RN106120413 | flare. | The following property is used 100% for pollution control and is installed to meet or exceed federal or state regulations: flare. | 2014-07-11 | 1327094 | 100
17701 | T1 | Oncor Electric Delivery Company, LLC | Mesquite Western Electric Substation | 2950 Skyline | Mesquite | TX | 75149 | Dallas | CN603313842 | RN109631085 | polymer drain catastrophic containment project consisting of an earthen berm and drains containing expandable polymer. | The following property is used 100% for pollution control and is installed to meet or exceed federal or state regulations: polymer drain catastrophic containment project consisting of an earthen berm and drains containing expandable polymer. | 2014-03-14 | 18950 | 100
17702 | T1 | Oncor Electric Delivery Company, LLC | Morrison Lane Substation | 11064 Morrison Lane | Dallas | TX | 75229 | Dallas | CN603313842 | RN109631093 | leaker management and secondary containment comprised of a concrete pad poured around the transformer and extending approximately 4 feet outside of the transformer radiators; an oil water separator incorporated into the concrete pad; and a metal railing installed around the concrete pad to channel leaked oil to the oil water separator. | The following property is used 100% for pollution control and is installed to meet or exceed federal or state regulations: leaker management and secondary containment comprised of a concrete pad poured around the transformer and extending approximately 4 feet outside of the transformer radiators; an oil water separator incorporated into the concrete pad; and a metal railing installed around the concrete pad to channel leaked oil to the oil water separator. | 2014-03-07 | 38127 | 100
17703 | T1 | Oncor Electric Delivery Company, LLC | Richardson Substation | 1019 North Floyd | Richardson | TX | 75080 | Dallas | CN603313842 | RN109631101 | polymer drain catastrophic containment project consisting of an earthen berm and drains containing expandable polymer. | The following property is used 100% for pollution control and is installed to meet or exceed federal or state regulations: polymer drain catastrophic containment project consisting of an earthen berm and drains containing expandable polymer. | 2014-03-14 | 37000 | 100
17704 | T1 | Oncor Electric Delivery Company, LLC | Richardson Substation | 1019 North Floyd | Richardson | TX | 75080 | Dallas | CN603313842 | RN109631101 | leaker management and secondary containment comprised of a concrete pad poured around the transformer and extending approximately 4 feet outside of the transformer radiators; an oil water separator incorporated into the concrete pad; and a metal railing installed around the concrete pad to channel leaked oil to the oil water separator. | The following property is used 100% for pollution control and is installed to meet or exceed federal or state regulations: leaker management and secondary containment comprised of a concrete pad poured around the transformer and extending approximately 4 feet outside of the transformer radiators; an oil water separator incorporated into the concrete pad; and a metal railing installed around the concrete pad to channel leaked oil to the oil water separator. | 2014-03-14 | 39234 | 100
17705 | T1 | Oncor Electric Delivery Company, LLC | Forsan Substation | 2321 Overton Road | Big Spring | TX | 79720 | Glasscock | CN603313842 | RN109631119 | leaker management and secondary containment comprised of a concrete pad poured around the transformer and extending approximately 4 feet outside of the transformer radiators; an oil water separator incorporated into the concrete pad; and a metal railing installed around the concrete pad to channel leaked oil to the oil water separator. | The following property is used 100% for pollution control and is installed to meet or exceed federal or state regulations: leaker management and secondary containment comprised of a concrete pad poured around the transformer and extending approximately 4 feet outside of the transformer radiators; an oil water separator incorporated into the concrete pad; and a metal railing installed around the concrete pad to channel leaked oil to the oil water separator. | 2014-03-14 | 28396 | 100
17706 | T1 | Oncor Electric Delivery Company, LLC | Garden City Substation | 1097 CR 110 | Garden City | TX | 79739 | Glasscock | CN603313842 | RN109631127 | leaker management and secondary containment comprised of a concrete pad poured around the transformer and extending approximately 4 feet outside of the transformer radiators; an oil water separator incorporated into the concrete pad; and a metal railing installed around the concrete pad to channel leaked oil to the oil water separator. | The following property is used 100% for pollution control and is installed to meet or exceed federal or state regulations: leaker management and secondary containment comprised of a concrete pad poured around the transformer and extending approximately 4 feet outside of the transformer radiators; an oil water separator incorporated into the concrete pad; and a metal railing installed around the concrete pad to channel leaked oil to the oil water separator. | 2014-03-14 | 18667 | 100
17707 | T1 | Oncor Electric Delivery Company, LLC | Carroll Springs Substation | 21000 North SH 19 | Athens | TX | 75752 | Henderson | CN603313842 | RN109631135 | secondary containment system consisting of an earthen berm sized to contain all of the oil in the largest piece of equipment and an oil water separator installed within the bermed area. | The following property is used 100% for pollution control and is installed to meet or exceed federal or state regulations: secondary containment system consisting of an earthen berm sized to contain all of the oil in the largest piece of equipment and an oil water separator installed within the bermed area. | 2014-03-14 | 29811 | 100
17708 | T1 | Oncor Electric Delivery Company, LLC | Carroll Springs Substation | 21000 North SH 19 | Athens | TX | 75752 | Henderson | CN603313842 | RN109631135 | leaker management and secondary containment comprised of a concrete pad poured around the transformer and extending approximately 4 feet outside of the transformer radiators; an oil water separator incorporated into the concrete pad; and a metal railing installed around the concrete pad to channel leaked oil to the oil water separator. | The following property is used 100% for pollution control and is installed to meet or exceed federal or state regulations: leaker management and secondary containment comprised of a concrete pad poured around the transformer and extending approximately 4 feet outside of the transformer radiators; an oil water separator incorporated into the concrete pad; and a metal railing installed around the concrete pad to channel leaked oil to the oil water separator. | 2014-03-14 | 23267 | 100
17709 | T1 | Oncor Electric Delivery Company, LLC | Terrell South Substation | 9951 CR 301 | Terrell | TX | 75160 | Kaufman | CN603313842 | RN109631838 | secondary containment system consisting of an earthen berm sized to contain all of the oil in the largest piece of equipment and an oil water separator installed within the bermed area. | The following property is used 100% for pollution control and is installed to meet or exceed federal or state regulations: secondary containment system consisting of an earthen berm sized to contain all of the oil in the largest piece of equipment and an oil water separator installed within the bermed area. | 2014-03-14 | 31740 | 100
17710 | T1 | Oncor Electric Delivery Company, LLC | Midland Airport Substation | 1788 1.5 Mi North of I-20 | Midland | TX | 79706 | Midland | CN603313842 | RN109631150 | leaker management and secondary containment comprised of a concrete pad poured around the transformer and extending approximately 4 feet outside of the transformer radiators; an oil water separator incorporated into the concrete pad; and a metal railing installed around the concrete pad to channel leaked oil to the oil water separator. | The following property is used 100% for pollution control and is installed to meet or exceed federal or state regulations: leaker management and secondary containment comprised of a concrete pad poured around the transformer and extending approximately 4 feet outside of the transformer radiators; an oil water separator incorporated into the concrete pad; and a metal railing installed around the concrete pad to channel leaked oil to the oil water separator. | 2014-03-14 | 28820 | 100
17711 | T1 | Oncor Electric Delivery Company, LLC | Bowen Substation | 2618 West Division Street | Arlington | TX | 76012 | Tarrant | CN603313842 | RN109631168 | polymer drain catastrophic containment project consisting of an earthen berm and drains containing expandable polymer. | The following property is used 100% for pollution control and is installed to meet or exceed federal or state regulations: polymer drain catastrophic containment project consisting of an earthen berm and drains containing expandable polymer. | 2014-03-14 | 11600 | 100
17712 | T1 | Oncor Electric Delivery Company, LLC | Bowen Substation | 2618 West Division Street | Arlington | TX | 76012 | Tarrant | CN603313842 | RN109631168 | leaker management and secondary containment comprised of a concrete pad poured around the transformer and extending approximately 4 feet outside of the transformer radiators; an oil water separator incorporated into the concrete pad; and a metal railing installed around the concrete pad to channel leaked oil to the oil water separator. | The following property is used 100% for pollution control and is installed to meet or exceed federal or state regulations: leaker management and secondary containment comprised of a concrete pad poured around the transformer and extending approximately 4 feet outside of the transformer radiators; an oil water separator incorporated into the concrete pad; and a metal railing installed around the concrete pad to channel leaked oil to the oil water separator. | 2014-03-14 | 38554 | 100
17713 | T1 | Oncor Electric Delivery Company, LLC | Calmont Substation | 7800 Calmont Avenue | Fort Worth | TX | 76116 | Tarrant | CN603313842 | RN109631176 | leaker management and secondary containment comprised of a concrete pad poured around the transformer and extending approximately 4 feet outside of the transformer radiators; an oil water separator incorporated into the concrete pad; and a metal railing installed around the concrete pad to channel leaked oil to the oil water separator. | The following property is used 100% for pollution control and is installed to meet or exceed federal or state regulations: leaker management and secondary containment comprised of a concrete pad poured around the transformer and extending approximately 4 feet outside of the transformer radiators; an oil water separator incorporated into the concrete pad; and a metal railing installed around the concrete pad to channel leaked oil to the oil water separator. | 2014-03-14 | 38705 | 100
17714 | T1 | Oncor Electric Delivery Company, LLC | Crane East Substation | 2003 CR 203-A | Rankin | TX | 79778 | Upton | CN603313842 | RN109631184 | leaker management and secondary containment comprised of a concrete pad poured around the transformer and extending approximately 4 feet outside of the transformer radiators; an oil water separator incorporated into the concrete pad; and a metal railing installed around the concrete pad to channel leaked oil to the oil water separator. | The following property is used 100% for pollution control and is installed to meet or exceed federal or state regulations: leaker management and secondary containment comprised of a concrete pad poured around the transformer and extending approximately 4 feet outside of the transformer radiators; an oil water separator incorporated into the concrete pad; and a metal railing installed around the concrete pad to channel leaked oil to the oil water separator. | 2014-03-14 | 28820 | 100
17715 | T1 | DCP Eagle Plant, LLC | Eagle Gas Plant | 3048 County Road 282 | Edna | TX | 77957 | Jackson | CN601229917 | RN106037690 | solvent recovery systems. | Withdrawn/Returned | 2014-07-08 | 526205 | 100
17716 | T1 | Oncor Electric Delivery Company, LLC | Parkway Substation | 6224 Southwest Parkway | Wichita Falls | TX | 76310 | Wichita | CN603313842 | RN109628933 | leaker management and secondary containment comprised of a concrete pad poured around the transformer and extending approximately 4 feet outside of the transformer radiators; an oil water separator incorporated into the concrete pad; and a metal railing installed around the concrete pad to channel leaked oil to the oil water separator. | The following property is used 100% for pollution control and is installed to meet or exceed federal or state regulations: leaker management and secondary containment comprised of a concrete pad poured around the transformer and extending approximately 4 feet outside of the transformer radiators; an oil water separator incorporated into the concrete pad; and a metal railing installed around the concrete pad to channel leaked oil to the oil water separator. | 2014-03-14 | 7424 | 100
17717 | T1 | Oncor Electric Delivery Company, LLC | Taylor Substation | 101 South Dolan Avenue | Taylor | TX | 76574 | Williamson | CN603313842 | RN109631200 | leaker management and secondary containment comprised of a concrete pad poured around the transformer and extending approximately 4 feet outside of the transformer radiators; an oil water separator incorporated into the concrete pad; and a metal railing installed around the concrete pad to channel leaked oil to the oil water separator. | The following property is used 100% for pollution control and is installed to meet or exceed federal or state regulations: leaker management and secondary containment comprised of a concrete pad poured around the transformer and extending approximately 4 feet outside of the transformer radiators; an oil water separator incorporated into the concrete pad; and a metal railing installed around the concrete pad to channel leaked oil to the oil water separator. | 2014-03-14 | 44977 | 100
17718 | T1 | Oncor Electric Delivery Company, LLC | Willow Valley Switch Substation | 4351 Willow Valley Road | Gail | TX | 79738 | Borden | CN603313842 | RN109631218 | secondary containment system consisting of an earthen berm sized to contain all of the oil in the largest piece of equipment and an oil water separator installed within the bermed area. | The following property is used 100% for pollution control and is installed to meet or exceed federal or state regulations: secondary containment system consisting of an earthen berm sized to contain all of the oil in the largest piece of equipment and an oil water separator installed within the bermed area. | 2014-03-14 | 33740 | 100
17719 | T1 | DCP Midstream | Rawhide Gas Plant | North McDonald Road | Garden City | TX | 79739 | Glasscock | CN601229917 | RN106120413 | thermal oxidizer. | The following property is used 100% for pollution control and is installed to meet or exceed federal or state regulations: thermal oxidizer. | 2014-07-11 | 414027 | 100
17720 | T1 | Oncor Electric Delivery Company, LLC | Willow Valley Switch Substation | 4351 Willow Valley Road | Gail | TX | 79738 | Borden | CN603313842 | RN109631218 | leaker management and secondary containment comprised of a concrete pad poured around the transformer and extending approximately 4 feet outside of the transformer radiators; an oil water separator incorporated into the concrete pad; and a metal railing installed around the concrete pad to channel leaked oil to the oil water separator. | The following property is used 100% for pollution control and is installed to meet or exceed federal or state regulations: leaker management and secondary containment comprised of a concrete pad poured around the transformer and extending approximately 4 feet outside of the transformer radiators; an oil water separator incorporated into the concrete pad; and a metal railing installed around the concrete pad to channel leaked oil to the oil water separator. | 2014-03-14 | 37372 | 100
17721 | T1 | Oncor Electric Delivery Company, LLC | Brown Switch Substation | 12416 County Road 222 | Brookesmith | TX | 76827 | Brown | CN603313842 | RN109628958 | secondary containment system consisting of an earthen berm sized to contain all of the oil in the largest piece of equipment and an oil water separator installed within the bermed area. | The following property is used 100% for pollution control and is installed to meet or exceed federal or state regulations: secondary containment system consisting of an earthen berm sized to contain all of the oil in the largest piece of equipment and an oil water separator installed within the bermed area. | 2014-03-14 | 34375 | 100
17722 | T1 | Oncor Electric Delivery Company, LLC | Brown Switch Substation | 12416 County Road 222 | Brookesmith | TX | 76827 | Brown | CN603313842 | RN109628958 | leaker management and secondary containment comprised of a concrete pad poured around the transformer and extending approximately 4 feet outside of the transformer radiators; an oil water separator incorporated into the concrete pad; and a metal railing installed around the concrete pad to channel leaked oil to the oil water separator. | The following property is used 100% for pollution control and is installed to meet or exceed federal or state regulations: leaker management and secondary containment comprised of a concrete pad poured around the transformer and extending approximately 4 feet outside of the transformer radiators; an oil water separator incorporated into the concrete pad; and a metal railing installed around the concrete pad to channel leaked oil to the oil water separator. | 2014-03-14 | 91481 | 100
17723 | T1 | DCP Midstream | Rawhide Gas Plant | North McDonald Road | Garden City | TX | 79739 | Glasscock | CN601229917 | RN106120413 | stormwater impoundments. | see cover letter saved with 17723 rev 2. | 2014-07-03 | 1532588 | 100
17724 | T1 | Oncor Electric Delivery Company, LLC | Copperas Cove East Substation | 602 Constitution Drive | Copperas Cove | TX | 76522 | Coryell | CN603313842 | RN109631234 | secondary containment system consisting of an earthen berm sized to contain all of the oil in the largest piece of equipment and an oil water separator installed within the bermed area. | The following property is used 100% for pollution control and is installed to meet or exceed federal or state regulations: secondary containment system consisting of an earthen berm sized to contain all of the oil in the largest piece of equipment and an oil water separator installed within the bermed area. | 2014-03-14 | 36307 | 100
17725 | T1 | DCP Midstream | Rawhide Gas Plant | North McDonald Road | Garden City | TX | 79739 | Glasscock | CN601229917 | RN106120413 | cathodic protection installed on the residue outlet piping. | The following property is used 100% for pollution control and is installed to meet or exceed federal or state regulations: cathodic protection installed on the residue outlet piping. | 2014-07-11 | 20000 | 100
17726 | T1 | Oncor Electric Delivery Company, LLC | Copperas Cove East Substation | 602 Constitution Drive | Copperas Cove | TX | 76522 | Coryell | CN603313842 | RN109631234 | leaker management and secondary containment comprised of a concrete pad poured around the transformer and extending approximately 4 feet outside of the transformer radiators; an oil water separator incorporated into the concrete pad; and a metal railing installed around the concrete pad to channel leaked oil to the oil water separator. | The following property is used 100% for pollution control and is installed to meet or exceed federal or state regulations: leaker management and secondary containment comprised of a concrete pad poured around the transformer and extending approximately 4 feet outside of the transformer radiators; an oil water separator incorporated into the concrete pad; and a metal railing installed around the concrete pad to channel leaked oil to the oil water separator. | 2014-03-14 | 28227 | 100
17727 | T1 | Oncor Electric Delivery Company, LLC | Riverfront Substation | 919 North Riverfront Blvd. | Dallas | TX | 75207 | Dallas | CN603313842 | RN109631739 | leaker management and secondary containment comprised of a concrete pad poured around the transformer and extending approximately 4 feet outside of the transformer radiators; an oil water separator incorporated into the concrete pad; and a metal railing installed around the concrete pad to channel leaked oil to the oil water separator. | The following property is used 100% for pollution control and is installed to meet or exceed federal or state regulations: leaker management and secondary containment comprised of a concrete pad poured around the transformer and extending approximately 4 feet outside of the transformer radiators; an oil water separator incorporated into the concrete pad; and a metal railing installed around the concrete pad to channel leaked oil to the oil water separator. | 2014-03-14 | 23267 | 100
17728 | T1 | Oncor Electric Delivery Company, LLC | Moss Switch Substation | 10814 West 3rd Street | Odessa | TX | 79763 | Ector | CN603313842 | RN109631259 | Leaker management and secondary containment comprised of a concrete pad poured around the transformer and extending approximately 4 feet outside of the transformer radiators; an oil water separator incorporated into the concrete pad; and a metal railing installed around the concrete pad to channel leaked oil to the oil water separator. | The following property is used 100% for pollution control and is installed to meet or exceed federal or state regulations: leaker management and secondary containment comprised of a concrete pad poured around the transformer and extending approximately 4 feet outside of the transformer radiators; an oil water separator incorporated into the concrete pad; and a metal railing installed around the concrete pad to channel leaked oil to the oil water separator. | 2014-03-14 | 28820 | 100
17729 | T1 | Oncor Electric Delivery Company, LLC | Odessa North Substation | 3400 North CR West | Odessa | TX | 79764 | Ector | CN603313842 | RN109631267 | leaker management and secondary containment comprised of a concrete pad poured around the transformer and extending approximately 4 feet outside of the transformer radiators; an oil water separator incorporated into the concrete pad; and a metal railing installed around the concrete pad to channel leaked oil to the oil water separator. | The following property is used 100% for pollution control and is installed to meet or exceed federal or state regulations: leaker management and secondary containment comprised of a concrete pad poured around the transformer and extending approximately 4 feet outside of the transformer radiators; an oil water separator incorporated into the concrete pad; and a metal railing installed around the concrete pad to channel leaked oil to the oil water separator. | 2014-03-14 | 28820 | 100
17730 | T1 | Oncor Electric Delivery Company, LLC | Sterrett Substation | 1001 Loftland Drive | Waxahachie | TX | 75165 | Ellis | CN603313842 | RN109631275 | leaker management and secondary containment comprised of a concrete pad poured around the transformer and extending approximately 4 feet outside of the transformer radiators; an oil water separator incorporated into the concrete pad; and a metal railing installed around the concrete pad to channel leaked oil to the oil water separator. | The following property is used 100% for pollution control and is installed to meet or exceed federal or state regulations: leaker management and secondary containment comprised of a concrete pad poured around the transformer and extending approximately 4 feet outside of the transformer radiators; an oil water separator incorporated into the concrete pad; and a metal railing installed around the concrete pad to channel leaked oil to the oil water separator. | 2014-03-14 | 19215 | 100
17731 | T1 | DCP Midstream | Rawhide Gas Plant | North McDonald Road | Garden City | TX | 79739 | Glasscock | CN601229917 | RN106120413 | incremental cost difference between a double-walled tank and single-walled tank used to store lube oil. | The following property is used 100% for pollution control and is installed to meet or exceed federal or state regulations: incremental cost difference between a double-walled tank and single-walled tank used to store lube oil. | 2014-07-11 | 5000 | 100
17732 | T1 | Oncor Electric Delivery Company, LLC | Kerens Substation | 824 North Goodman | Kerens | TX | 75144 | Navarro | CN603313842 | RN109631283 | leaker management and secondary containment comprised of a concrete pad poured around the transformer and extending approximately 4 feet outside of the transformer radiators; an oil water separator incorporated into the concrete pad; and a metal railing installed around the concrete pad to channel leaked oil to the oil water separator. | The following property is used 100% for pollution control and is installed to meet or exceed federal or state regulations: leaker management and secondary containment comprised of a concrete pad poured around the transformer and extending approximately 4 feet outside of the transformer radiators; an oil water separator incorporated into the concrete pad; and a metal railing installed around the concrete pad to channel leaked oil to the oil water separator. | 2014-03-14 | 24127 | 100
17733 | T1 | DCP Midstream | Rawhide Gas Plant | North McDonald Road | Garden City | TX | 79739 | Glasscock | CN601229917 | RN106120413 | catalytic converters installed on stationary compressors. | The following property is used 100% for pollution control and is installed to meet or exceed federal or state regulations: catalytic converters installed on stationary compressors. | 2014-07-11 | 230000 | 100
17734 | T1 | DCP Midstream | Rawhide Gas Plant | North McDonald Road | Garden City | TX | 79739 | Glasscock | CN601229917 | RN106120413 | air/fuel ratio controllers for internal combustion engines. | The following property is used 100% for pollution control and is installed to meet or exceed federal or state regulations: air/fuel ratio controllers for internal combustion engines. | 2014-07-11 | 300000 | 100
17735 | T1 | Oncor Electric Delivery Company, LLC | Oran Switch Substation | 14010 HWY 254 | Graford | TX | 76449 | Palo Pinto | CN603313842 | RN109631291 | polymer drain catastrophic containment project consisting of an earthen berm and drains containing expandable polymer. | The following property is used 100% for pollution control and is installed to meet or exceed federal or state regulations: polymer drain catastrophic containment project consisting of an earthen berm and drains containing expandable polymer. | 2014-03-14 | 13000 | 100
17736 | T1 | Oncor Electric Delivery Company, LLC | Oran Switch Substation | 14010 HWY 254 | Graford | TX | 76449 | Palo Pinto | CN603313842 | RN109631291 | leaker management and secondary containment comprised of a concrete pad poured around the transformer and extending approximately 4 feet outside of the transformer radiators; an oil water separator incorporated into the concrete pad; and a metal railing installed around the concrete pad to channel leaked oil to the oil water separator. | The following property is used 100% for pollution control and is installed to meet or exceed federal or state regulations: leaker management and secondary containment comprised of a concrete pad poured around the transformer and extending approximately 4 feet outside of the transformer radiators; an oil water separator incorporated into the concrete pad; and a metal railing installed around the concrete pad to channel leaked oil to the oil water separator. | 2014-03-14 | 23111 | 100
17737 | T1 | Oncor Electric Delivery Company, LLC | Wickett Substation | Freona Road | Monahans | TX | 79756 | Ward | CN603313842 | RN109631309 | leaker management and secondary containment comprised of a concrete pad poured around the transformer and extending approximately 4 feet outside of the transformer radiators; an oil water separator incorporated into the concrete pad; and a metal railing installed around the concrete pad to channel leaked oil to the oil water separator. | The following property is used 100% for pollution control and is installed to meet or exceed federal or state regulations: leaker management and secondary containment comprised of a concrete pad poured around the transformer and extending approximately 4 feet outside of the transformer radiators; an oil water separator incorporated into the concrete pad; and a metal railing installed around the concrete pad to channel leaked oil to the oil water separator. | 2014-03-14 | 28820 | 100
17738 | T1 | Oncor Electric Delivery Company, LLC | Willow Creek Switch Substation | 809 Boones Creek Lane | Bridgeport | TX | 76426 | Wise | CN603313842 | RN109631317 | secondary containment system consisting of an earthen berm sized to contain all of the oil in the largest piece of equipment and an oil water separator installed within the bermed area. | The following property is used 100% for pollution control and is installed to meet or exceed federal or state regulations: secondary containment system consisting of an earthen berm sized to contain all of the oil in the largest piece of equipment and an oil water separator installed within the bermed area. | 2014-03-14 | 26333 | 100
17739 | T1 | Oncor Electric Delivery Company, LLC | Willow Creek Switch Substation | 809 Boones Creek Lane | Bridgeport | TX | 76426 | Wise | CN603313842 | RN109631317 | leaker management and secondary containment comprised of a concrete pad poured around the transformer and extending approximately 4 feet outside of the transformer radiators; an oil water separator incorporated into the concrete pad; and a metal railing installed around the concrete pad to channel leaked oil to the oil water separator. | The following property is used 100% for pollution control and is installed to meet or exceed federal or state regulations: leaker management and secondary containment comprised of a concrete pad poured around the transformer and extending approximately 4 feet outside of the transformer radiators; an oil water separator incorporated into the concrete pad; and a metal railing installed around the concrete pad to channel leaked oil to the oil water separator. | 2014-03-14 | 24773 | 100
17740 | T1 | Aaron Concrete Contractors, LP | Aaron Concrete on Nixon Lane | 4108 Nixon Lane | Austin | TX | 78725 | Travis | CN603020611 | RN105010268 | five water trucks used exclusively to control particulate matter on plant roads. | The following property is used 100% for pollution control and is installed to meet or exceed federal or state regulations: five water trucks used exclusively to control particulate matter on plant roads. | 2014-04-11 | 84575 | 100
17741 | T1 | Holcim (US) Inc | Holcim (Texas) LP | 1800 Dove Lane | Midlothian | TX | 76065 | Ellis | CN601231459 | RN100219286 | NESHAP pilot equipment | Withdrawn/Returned | 2014-04-07 | 600640 | 100
17742 | T1 | DCP Midstream | Rawhide Gas Plant | North McDonald Road | Garden City | TX | 79739 | Glasscock | CN601229917 | RN106120413 | solvent recovery system. | Withdrawn by applicant | 2014-07-03 | 536955 | 100
17743 | T1 | PPG Industries, Inc | PPG Industries Plant in Gainesville | 3333 N. I-35 | Gainesville | TX | 76240 | Cooke | CN600397079 | RN102302585 | Paint Booth | Withdrawn/Returned | 2014-04-13 | 13182 | 100
17744 | T1 | PPG Industries, Inc | PPG Industries Plant in Gainesville | 3333 N. I-35 | Gainesville | TX | 76240 | Cooke | CN600397079 | RN102302585 | blast system | Withdrawn/Returned | 2014-04-13 | 34522 | 100
17745 | T1 | PPG Industries, Inc | PPG Industries Plant in Gainesville | 3333 N. I-35 | Gainesville | TX | 76240 | Cooke | CN600397079 | RN102302585 | dust control | Withdrawn/Returned | 2014-04-13 | 417628 | 100
17746 | T1 | Owens-Brockway Glass Container, Inc. | Waco Plant #4015 | 5200 Beverly Drive | Waco | TX | 76711 | McLennan | CN600128904 | RN100216969 | furnace D stack; testing and sampling ports installed in the stack; and platforms necessary to perform testing. | The following property is used 100% for pollution control and is installed to meet or exceed federal or state regulations: furnace D stack; testing and sampling ports installed in the stack; and platforms necessary to perform testing. | 2014-03-13 | 610537 | 100
17747 | T1 | Owens-Brockway Glass Container, Inc. | Waco Plant #4015 | 5200 Beverly Drive | Waco | TX | 76711 | McLennan | CN600128904 | RN100216969 | Furnace D electrostatic precipitator system including ESP, flue gas ducting, blowers, and waste handling system. | The following property is used 100% for pollution control and is installed to meet or exceed federal or state regulations: Furnace D electrostatic precipitator system including ESP, flue gas ducting, blowers, and waste handling system. | 2014-03-19 | 5573399 | 100
17748 | T1 | Owens-Brockway Glass Container, Inc. | Waco Plant #4015 | 5200 Beverly Drive | Waco | TX | 76711 | McLennan | CN600128904 | RN100216969 | continuous emissions monitoring system (CEMS) on Furnace D. | The following property is used 100% for pollution control and is installed to meet or exceed federal or state regulations: continuous emissions monitoring system (CEMS) on Furnace D. | 2014-03-19 | 506199 | 100
17749 | T3 | Ash Grove Cement Company | Midlothian, Texas Plant | 900 Gifco Road | Midlothian | TX | 75065 | Ellis | CN604252080 | RN100225978 | semi-dry cement manufacturing process consisting of kiln system, dryer-crusher, dedusting cyclone, Preheater cyclone, in-line calciner for combusting secondary fuel, coal mill, and a main baghouse. | The following property is used 30.65% for pollution control and is installed to meet or exceed federal or state regulations: semi-dry cement manufacturing process consisting of kiln system, dryer-crusher, dedusting cyclone, preheater cyclone, in-line calciner for combusting secondary fuel, coal mill, main baghouse, clinker cooler and hot disc reactor. | 2015-07-20 | 145580113 | 30.65
17750 | T1 | Owens-Brockway Glass Container, Inc. | Waco Plant #4015 | 5200 Beverly Drive | Waco | TX | 76711 | McLennan | CN600128904 | RN100216969 | sheltered cullet storage bunker. | The following property is used 100% for pollution control and is installed to meet or exceed federal or state regulations: sheltered cullet storage bunker. | 2014-04-28 | 733038 | 100
17751 | T1 | Owens-Brockway Glass Container, Inc. | Waco Plant #4015 | 5200 Beverly Drive | Waco | TX | 76711 | McLennan | CN600128904 | RN100216969 | furnace B dry scrubber and dedicated ancillary equipment used to handle the dry scrubber reagent, Trona. | The following property is used 100% for pollution control and is installed to meet or exceed federal or state regulations: furnace B dry scrubber and dedicated ancillary equipment used to handle the dry scrubber reagent, Trona. | 2014-03-19 | 1022450 | 100
17752 | T1 | Owens-Brockway Glass Container, Inc. | Waco Plant #4015 | 5200 Beverly Drive | Waco | TX | 76711 | McLennan | CN600128904 | RN100216969 | furnace B selective catalytic reduction system (SCR) and dedicated ancillary equipment used to handle aqueous ammonia used in the SCR. | The following property is used 100% for pollution control and is installed to meet or exceed federal or state regulations: furnace B selective catalytic reduction system (SCR) and dedicated ancillary equipment used to handle aqueous ammonia used in the SCR. | 2014-04-28 | 916928 | 100
17753 | T1 | Owens-Brockway Glass Container, Inc. | Waco Plant #4015 | 5200 Beverly Drive | Waco | TX | 76711 | McLennan | CN600128904 | RN100216969 | continuous emissions monitoring system (CEMS) installed on Furnace B stack. | The following property is used 100% for pollution control and is installed to meet or exceed federal or state regulations: continuous emissions monitoring system (CEMS) installed on Furnace B stack. | 2014-04-28 | 456100 | 100
17754 | T1 | Owens-Brockway Glass Container, Inc. | Waco Plant #4015 | 5200 Beverly Drive | Waco | TX | 76711 | McLennan | CN600128904 | RN100216969 | furnace B electrostatic precipitator (ESP). | The following property is used 100% for pollution control and is installed to meet or exceed federal or state regulations: furnace B electrostatic precipitator (ESP). | 2014-04-28 | 6320277 | 100
17755 | T1 | Owens-Brockway Glass Container, Inc. | Waco Plant #4015 | 5200 Beverly Drive | Waco | TX | 76711 | McLennan | CN600128904 | RN100216969 | dust collection improvements | Withdrawn/Returned | 2014-04-28 | 1117482 | 100
17756 | T1 | Oiltanking Houston, LP | Oiltanking Appelt Terminal | 2500 Appelt Road | Houston | TX | 77015 | Harris | CN600129795 | RN106128457 | ten steel floating roofs with mechanical shoe primary seals and rim-mounted secondary seals. | The following property is used 100% for pollution control and is installed to meet or exceed federal or state regulations: ten steel floating roofs with mechanical shoe primary seals and rim-mounted secondary seals. | 2014-03-20 | 9307600 | 100
17757 | T2 | Oiltanking Houston, LP | Oiltanking Appelt Terminal | 2500 Appelt Road | Houston | TX | 77015 | Harris | CN600129795 | RN106128457 | geodesic domes for ten tanks. | The following property is used 100% for pollution control and is installed to meet or exceed federal or state regulations: geodesic domes for ten tanks. | 2014-03-20 | 5810420 | 100
17758 | T1 | Oiltanking Houston, LP | Oiltanking Appelt Terminal | 2500 Appelt Road | Houston | TX | 77015 | Harris | CN600129795 | RN106128457 | automatic shut-off valves and gauging systems with overfill detection/prevention systems for 10 tanks. | The following property is used 100% for pollution control and is installed to meet or exceed federal or state regulations: automatic shut-off valves and gauging systems with overfill detection/prevention systems for 10 tanks. | 2014-03-20 | 192928 | 100
17759 | T1 | Owens-Brockway Glass Container, Inc. | Waco Plant #4015 | 5200 Beverly Drive | Waco | TX | 76711 | McLennan | CN600128904 | RN100216969 | furnace B stack including testing ports and platforms needed to access testing ports. | The following property is used 100% for pollution control and is installed to meet or exceed federal or state regulations: furnace B stack including testing ports and platforms needed to access testing ports. | 2014-03-19 | 555988 | 100
17760 | T1 | Oiltanking Houston, LP | Oiltanking Appelt Terminal | 2500 Appelt Road | Houston | TX | 77015 | Harris | CN600129795 | RN106128457 | concrete containment dike walls for tanks and concrete pit/vault for manifold. | The following property is used 100% for pollution control and is installed to meet or exceed federal or state regulations: concrete containment dike walls for tanks and concrete pit/vault for manifold. | 2014-03-20 | 1866068 | 100
17761 | T1 | Oiltanking Beaumont Partners, LP | Oiltanking Beaumont Terminal | 6275 Highway 347 | Beaumont | TX | 77705 | Jefferson | CN600611123 | RN101042885 | two internal floating roofs with mechanical shoe primary seals and rim-mounted secondary seals. | The following property is used 100% for pollution control and is installed to meet or exceed federal or state regulations: two internal floating roofs with mechanical shoe primary seals and rim-mounted secondary seals. | 2014-03-20 | 874672 | 100
17762 | T1 | Oiltanking Beaumont Partners, LP | Oiltanking Beaumont Terminal | 6275 Highway 347 | Beaumont | TX | 77705 | Jefferson | CN600611123 | RN101042885 | automatic shut-off valves and gauging systems with overfill detection/prevention systems for 2 tanks. | The following property is used 100% for pollution control and is installed to meet or exceed federal or state regulations: automatic shut-off valves and gauging systems with overfill detection/prevention systems for 2 tanks. | 2014-03-20 | 56000 | 100
17763 | T1 | Oiltanking Houston, LP | Oiltanking Appelt Terminal | 2500 Appelt Road | Houston | TX | 77015 | Harris | CN600129795 | RN106128457 | eleven internal floating roofs with mechanical shoe primary seals and rim-mounted secondary seals. | The following property is used 100% for pollution control and is installed to meet or exceed federal or state regulations: eleven internal floating roofs with mechanical shoe primary seals and rim-mounted secondary seals. | 2014-03-20 | 11169776 | 100
17764 | T1 | Atmos Energy Corporation | Lake Dallas Gas Storage Facility | 1364 Orr Road | Denton | TX | 76208 | Denton | CN602730319 | RN102423753 | benzene, toluene, ethylbenzene, and xylene (BTEX) eliminator addition. | The following property is used 100% for pollution control and is installed to meet or exceed federal or state regulations: benzene, toluene, ethylbenzene, and xylene (BTEX) eliminator addition. | 2014-03-21 | 288995 | 100
17765 | T2 | Oiltanking Houston, LP | Oiltanking Appelt Terminal | 2500 Appelt Road | Houston | TX | 77015 | Harris | CN600129795 | RN106128457 | geodesic domes for eleven tanks. | The following property is used 100% for pollution control and is installed to meet or exceed federal or state regulations: geodesic domes for eleven tanks. | 2014-03-20 | 5941697 | 100
17766 | T1 | Oiltanking Houston, LP | Oiltanking Appelt Terminal | 2500 Appelt Road | Houston | TX | 77015 | Harris | CN600129795 | RN106128457 | automatic shut-off valves and gauging systems with overfill detection/prevention systems for eleven tanks. | The following property is used 100% for pollution control and is installed to meet or exceed federal or state regulations: automatic shut-off valves and gauging systems with overfill detection/prevention systems for eleven tanks. | 2014-03-20 | 265276 | 100
17767 | T1 | Oiltanking Houston, LP | Oiltanking Appelt Terminal | 2500 Appelt Road | Houston | TX | 77015 | Harris | CN600129795 | RN106128457 | secondary containment dike walls for tanks. | The following property is used 100% for pollution control and is installed to meet or exceed federal or state regulations: secondary containment dike walls for tanks. | 2014-03-20 | 223120 | 100
17768 | T1 | Oiltanking Texas City, LP | Oiltanking Texas City Terminal | 2800 Loop 197 | Texas City | TX | 77592 | Galveston | CN602676132 | RN100217231 | internal floating roof with mechanical shoe primary seal and rim-mounted secondary seal. | The following property is used 100% for pollution control and is installed to meet or exceed federal or state regulations: internal floating roof with mechanical shoe primary seal and rim-mounted secondary seal. | 2014-03-20 | 325000 | 100
17769 | T1 | Atmos Energy Corporation | Lake Dallas Gas Storage Facility | 1364 Orr Road | Denton | TX | 76208 | Denton | CN602730319 | RN102423753 | air/fuel ratio controller additions on two compressor engines. | The following property is used 100% for pollution control and is installed to meet or exceed federal or state regulations: air/fuel ratio controller additions on two compressor engines. | 2014-03-19 | 24915 | 100
17770 | T1 | Oiltanking Texas City, LP | Oiltanking Texas City Terminal | 2800 Loop 197 | Texas City | TX | 77592 | Galveston | CN602676132 | RN100217231 | automatic shut-off valves and gauging systems with overfill detection/prevention systems. | The following property is used 100% for pollution control and is installed to meet or exceed federal or state regulations: automatic shut-off valves and gauging systems with overfill detection/prevention systems. | 2014-03-20 | 10000 | 100
17771 | T2 | Oiltanking Texas City, LP | Oiltanking Texas City Terminal | 2800 Loop 197 | Texas City | TX | 77592 | Galveston | CN602676132 | RN100217231 | installed a fixed roof on EFR Tank 960. | The following property is used 100% for pollution control and is installed to meet or exceed federal or state regulations: installed a fixed roof on EFR Tank 960. | 2014-04-28 | 347000 | 100
17772 | T1 | Atmos Energy Corporation | La Pan Miss Storage Facility | 4785 State Highway 148 South | Henrietta | TX | 76365 | Clay | CN602730319 | RN100542778 | air/fuel ratio controller additions. | The following property is used 100% for pollution control and is installed to meet or exceed federal or state regulations: air/fuel ratio controller additions. | 2014-03-19 | 889264 | 100
17773 | T1 | Oiltanking Houston, LP | Oiltanking Houston Terminal | 16502A Jacintoport Blvd | Houston | TX | 77015 | Harris | CN600129795 | RN100224740 | nine internal floating roofs with mechanical shoe primary seals and rim-mounted secondary seals. | The following property is used 100% for pollution control and is installed to meet or exceed federal or state regulations: nine internal floating roofs with mechanical shoe primary seals and rim-mounted secondary seals. | 2014-03-20 | 6159200 | 100
17774 | T1 | Oiltanking Houston, LP | Oiltanking Houston Terminal | 16502A Jacintoport Blvd | Houston | TX | 77015 | Harris | CN600129795 | RN100224740 | automatic shut-off valves and gauging systems with overfill detection/prevention systems. | The following property is used 100% for pollution control and is installed to meet or exceed federal or state regulations: automatic shut-off valves and gauging systems with overfill detection/prevention systems. | 2014-03-20 | 217044 | 100
17775 | T1 | Oiltanking Houston, LP | Oiltanking Houston Terminal | 16502A Jacintoport Blvd | Houston | TX | 77015 | Harris | CN600129795 | RN100224740 | secondary containment dike walls for tanks. | The following property is used 100% for pollution control and is installed to meet or exceed federal or state regulations: secondary containment dike walls for tanks. | 2014-03-20 | 915100 | 100
17776 | T1 | Atmos Energy Corporation | Bethel Storage Facility | 1897 FM 2706 | Tennessee Colony | TX | 75861 | Anderson | CN602730319 | RN100542919 | air/fuel ratio controller additions. | The following property is used 100% for pollution control and is installed to meet or exceed federal or state regulations: air/fuel ratio controller additions. | 2014-03-19 | 1634073 | 100
17777 | T1 | Atmos Energy Corporation | Lake Dallas Gas Storage Facility | 1364 Orr Road | Denton | TX | 76208 | Denton | CN602730319 | RN102423753 | catalytic converter additions installed on compressor engines. | The following property is used 100% for pollution control and is installed to meet or exceed federal or state regulations: catalytic converter additions installed on compressor engines. | 2014-03-19 | 266598 | 100
17778 | T1 | Allsup Petroleum, Inc. | Allsup Petroleum in Grandfalls | 230 Avenue D | Grandfalls | TX | 79742 | Ward | CN601099260 | RN102041217 | difference in cost between double-walled tanks and single-walled tanks; underground storage tank sumps; automatic tank gauging; automatic line leak detectors; overfill alarms; difference in cost between double-walled piping and single-walled piping; and equipment that monitors secondary containment. | The following property is used 100% for pollution control and is installed to meet or exceed federal or state regulations: difference in cost between double-walled tanks and single-walled tanks; underground storage tank sumps; automatic tank gauging; automatic line leak detectors; overfill alarms; difference in cost between double-walled piping and single-walled piping; and equipment that monitors secondary containment. | 2014-03-19 | 75745.05 | 100
17779 | T1 | Enterprise Crude Pipeline LLC | Echo Crude Terminal | 6849 1/2 E. Sam Houston Pkwy S | Houston | TX | 77034 | Harris | CN603272592 | RN106070816 | external floating roof with primary and secondary seals installed on Tank 3906. | The following property is used 100% for pollution control and is installed to meet or exceed federal or state regulations: external floating roof with primary and secondary seals installed on Tank 3906. | 2014-03-21 | 3809461 | 100
17780 | T1 | Atmos Energy Corporation | Tri Cities Gas Storage Facility | 9330 CR 1205 | Athens | TX | 75751 | Henderson | CN602730319 | RN100542505 | benzene, toluene, ethylbenzene, and xylene (BTEX) eliminator additions. | The following property is used 100% for pollution control and is installed to meet or exceed federal or state regulations: benzene, toluene, ethylbenzene, and xylene (BTEX) eliminator additions. | 2014-03-24 | 1346409 | 100
17781 | T1 | Atmos Energy Corporation | Tri Cities Gas Storage Facility | 9330 CR 1205 | Athens | TX | 75751 | Henderson | CN602730319 | RN100542505 | concrete containment diking and associated drain tanks. | The following property is used 100% for pollution control and is installed to meet or exceed federal or state regulations: concrete containment diking and associated drain tanks. | 2014-03-24 | 520839 | 100
17782 | T1 | Atmos Energy Corporation | Tri Cities Gas Storage Facility | 9330 CR 1205 | Athens | TX | 75751 | Henderson | CN602730319 | RN100542505 | air/fuel ratio controller additions for six compressor drivers and an upgrade to the Advanced Digital Engine Management Control System for a Caterpillar 3616 engine. | The following property is used 100% for pollution control and is installed to meet or exceed federal or state regulations: air/fuel ratio controller additions for six compressor drivers and an upgrade to the Advanced Digital Engine Management Control System for a Caterpillar 3616 engine. | 2014-03-24 | 186874 | 100
17783 | T1 | Atmos Energy Corporation | Tri Cities Gas Storage Facility | 9330 CR 1205 | Athens | TX | 75751 | Henderson | CN602730319 | RN100542505 | catalytic convertors for six compressor drivers and a two-stage catalyst design was installed on the Rodessa Unit. | The following property is used 100% for pollution control and is installed to meet or exceed federal or state regulations: catalytic convertors for six compressor drivers and a two-stage catalyst design was installed on the Rodessa Unit. | 2014-03-24 | 1219427 | 100
17784 | T2 | Atmos Energy Corporation | Howard Compressor Station | 774 FM 984 | Ennis | TX | 75119 | Ellis | CN602730319 | RN100542588 | Dry low NOx emission system additions including combustor liners, injectors, fuel conditioning system, fuel ring, fuel control valve and pilot valve, sensors and controls, and fuel gas treater. | The following property is used 100% for pollution control and is installed to meet or exceed federal or state regulations: Dry low NOx emission system additions including combustor liners, injectors, fuel conditioning system, fuel ring, fuel control valve and pilot valve, sensors and controls, and fuel gas treater. | 2014-03-24 | 3066425 | 100
17785 | T2 | Atmos Energy Corporation | Iola Compressor Station | 8351 County Road 107 | Iola | TX | 77861 | Grimes | CN602730319 | RN101699197 | Dry low NOx emission system additions including combustor liners; injectors; fuel conditioning system; fuel ring; fuel control valve and pilot valve; and sensors and controls. | The following property is used 100% for pollution control and is installed to meet or exceed federal or state regulations: Dry low NOx emission system additions including combustor liners; injectors; fuel conditioning system; fuel ring; fuel control valve and pilot valve; and sensors and controls. | 2014-04-30 | 818654 | 100
17786 | T1 | Enterprise Crude Pipeline LLC | Echo Crude Terminal | 6849 1/2 E. Sam Houston Pkwy S | Houston | TX | 77034 | Harris | CN603272592 | RN106070816 | external floating roof with primary and secondary seals installed on Tank 3905. | The following property is used 100% for pollution control and is installed to meet or exceed federal or state regulations: external floating roof with primary and secondary seals installed on Tank 3905. | 2014-03-21 | 2380877 | 100
17787 | T1 | Halliburton Energy Services, Inc. | San Antonio Field Camp | 4375 S Loop 1604 | Elmendorf | TX | 78112 | Bexar | CN601551203 | RN106381288 | stormwater detention pond. | The following property is used 100% for pollution control and is installed to meet or exceed federal or state regulations: stormwater detention pond. | 2014-04-28 | 535000 | 100
17788 | T1 | TPC Group, LLC | TPC Group Port Neches Plant | 2102 Spur 136 | Port Neches | TX | 77651 | Jefferson | CN603624289 | RN104964267 | flare tip for the north flare. | The following property is used 100% for pollution control and is installed to meet or exceed federal or state regulations: flare tip for the north flare. | 2014-03-24 | 269545 | 100
17789 | T1 | Halliburton Energy Services, Inc. | Harwood Sand Plant | 1045 County Road 284 | Harwood | TX | 78632 | Gonzales | CN601551203 | RN106245863 | two dust collectors and conveyor belt dust collector. | Withdrawn/Returned | 2014-04-22 | 398968 | 100
17790 | T1 | Halliburton Energy Services, Inc. | Gardendale Sand Plant | 5585 N I-35 | Gardendale | TX | 78014 | La Salle | CN601551203 | RN106161540 | dust collection system | Withdrawn/Returned | 2014-04-22 | 398968 | 100
17791 | T1 | TPC Group, LLC | TPC Houston Operations | 8600 Park Place Blvd | Houston | TX | 77017 | Harris | CN603624289 | RN100219526 | flare tip for flare. | The following property is used 100% for pollution control and is installed to meet or exceed federal or state regulations: flare tip for flare. | 2014-03-24 | 1395000 | 100
17792 | T1 | TPC Group, LLC | TPC Group Port Neches Plant | 2102 Spur 136 | Port Neches | TX | 77651 | Jefferson | CN603624289 | RN104964267 | natural gas purge to the flare. | The following property is used 100% for pollution control and is installed to meet or exceed federal or state regulations: natural gas purge to the flare. | 2014-03-24 | 166167 | 100
17793 | T1 | TPC Group, LLC | TPC Houston Operations | 8600 Park Place Blvd | Houston | TX | 77017 | Harris | CN603624289 | RN100219526 | vapor pole installed in MTBE Tank #10. | The following property is used 100% for pollution control and is installed to meet or exceed federal or state regulations: vapor pole installed in MTBE Tank #10. | 2014-04-28 | 104665 | 100
17794 | T2 | Atmos Energy Corporation | Waller Compressor Station | 23331 Binford Road | Waller | TX | 77484 | Waller | CN602730319 | RN100542547 | Dry low NOx emission system additions including combustor liners; injectors; fuel conditioning system; fuel ring; fuel control valve and pilot valve; and sensors and controls. | The following property is used 100% for pollution control and is installed to meet or exceed federal or state regulations: Dry low NOx emission system additions including combustor liners; injectors; fuel conditioning system; fuel ring; fuel control valve and pilot valve; and sensors and controls. | 2014-04-30 | 1540571 | 100
17795 | T2 | Atmos Energy Corporation | Maryneal Compressor Station | 512 CR 307 | Maryneal | TX | 79535 | Nolan | CN602730319 | RN101983591 | Dry low NOx emission system additions including combustor liners; injectors; fuel conditioning system; fuel ring; fuel control valve and pilot valve; and sensors and controls. | The following property is used 100% for pollution control and is installed to meet or exceed federal or state regulations: Dry low NOx emission system additions including combustor liners; injectors; fuel conditioning system; fuel ring; fuel control valve and pilot valve; and sensors and controls. | 2014-04-30 | 1302539 | 100
17796 | T1 | Enterprise GC, LLC | Almeda LPG Facility | 11650 Almeda Rd | Houston | TX | 77045 | Harris | CN603211277 | RN102940103 | HRVOC analyzer system. | The following property is used 100% for pollution control and is installed to meet or exceed federal or state regulations: HRVOC analyzer system. | 2014-03-21 | 475000 | 100
17797 | T2 | Atmos Energy Corporation | Waller Compressor Station | 23331 Binford Road | Waller | TX | 77484 | Waller | CN602730319 | RN100542547 | engine alternating current (AC) start system including direct-drive AC starter, variable frequency drive, and auxiliary components such as cable, circuit breakers, etc. | Withdrawn by applicant | 2014-06-12 | 485848 | 100
17798 | T2 | Atmos Energy Corporation | Howard Compressor Station | 774 FM 984 | Ennis | TX | 75119 | Ellis | CN602730319 | RN100542588 | engine alternating current (AC) start system including direct-drive AC starter, variable frequency drive, and auxiliary components such as cable, circuit breakers, etc. | Withdrawn by applicant | 2014-06-12 | 465823 | 100
17799 | T1 | NRG South Texas LP | South Texas Project Electric Generating Station | FM 521 8 mi west of Wadsworth | Wadsworth | TX | 77483 | Matagorda | CN603729336 | RN107585713 | gamma portal exit monitor. | Withdrawn by applicant | 2014-08-08 | 233932.44 | 100
17800 | T2 | Atmos Energy Corporation | Howard Compressor Station | 774 FM 984 | Ennis | TX | 75119 | Ellis | CN602730319 | RN100542588 | dry gas seal system including seal gas system consisting of primary and secondary gas seals; and a separation gas system. | Withdrawn by applicant | 2014-06-12 | 550000 | 100
17801 | T2 | Atmos Energy Corporation | Waller Compressor Station | 23331 Binford Road | Waller | TX | 77484 | Waller | CN602730319 | RN100542547 | dry gas seal system including seal gas system consisting of primary and secondary gas seals; and a separation gas system. | Withdrawn by applicant | 2014-06-12 | 500000 | 100
17802 | T1 | NRG South Texas LP | South Texas Project Electric Generating Station | FM 521 8 mi west of Wadsworth | Wadsworth | TX | 77483 | Matagorda | CN603729336 | RN107585713 | standard electrode germanium detector monitoring gaseous and liquid effluent samples. | The following property is used 100% for pollution control and is installed to meet or exceed federal or state regulations: standard electrode germanium detector monitoring gaseous and liquid effluent samples. | 2014-07-31 | 35912 | 100
17803 | T1 | Delta Centrifugal Corporation | Delta Centrifugal | 3402 Center St | Temple | TX | 76504 | Bell | CN600511141 | RN100832112 | Camcorp 16TR 10x240 dust collector. | The following property is used 100% for pollution control and is installed to meet or exceed federal or state regulations: Camcorp 16TR 10x240 dust collector. | 2014-04-28 | 283152 | 100
17804 | T1 | Hensley Industries, Inc. | Target Foundry | 2108 Joe Field Rd | Dallas | TX | 75229 | Dallas | CN600396493 | RN100689934 | fabric filter baghouse and associated hoods, ductwork, and blowers. | The following property is used 100% for pollution control and is installed to meet or exceed federal or state regulations: fabric filter baghouse and associated hoods, ductwork, and blowers. | 2014-03-21 | 374221 | 100
17805 | T1 | The Lubrizol Corporation | Bayport Facility | 12801 Bay Area Blvd. | Pasadena | TX | 77507 | Harris | CN600269617 | RN101058410 | concrete containment area for Process 2 west A tank farm. | The following property is used 100% for pollution control and is installed to meet or exceed federal or state regulations: concrete containment area for Process 2 west A tank farm. | 2014-06-12 | 235270.53 | 100
17806 | T1 | The Lubrizol Corporation | Bayport Facility | 12801 Bay Area Blvd. | Pasadena | TX | 77507 | Harris | CN600269617 | RN101058410 | effluent piping from clarifier. | The following property is used 100% for pollution control and is installed to meet or exceed federal or state regulations: effluent piping from clarifier. | 2014-06-12 | 218355.98 | 100
17807 | T1 | The Lubrizol Corporation | Bayport Facility | 12801 Bay Area Blvd. | Pasadena | TX | 77507 | Harris | CN600269617 | RN101058410 | vacuum truck used for spill response. | Returned for failure to respond to a deficiency letter. | 2014-07-15 | 188727.2 | 100
17808 | T1 | The Lubrizol Corporation | Deer Park Facility | 41 Tidal Road | Deer Park | TX | 77536 | Harris | CN600269617 | RN100221589 | submersible pump installed in #1 lift station. | The following property is used 100% for pollution control and is installed to meet or exceed federal or state regulations: submersible pump installed in #1 lift station. | 2014-06-12 | 180803.39 | 100
17809 | T1 | The Lubrizol Corporation | Deer Park Facility | 41 Tidal Road | Deer Park | TX | 77536 | Harris | CN600269617 | RN100221589 | submersible pump (J26X-B) installed in #1 lift station. | The following property is used 100% for pollution control and is installed to meet or exceed federal or state regulations: submersible pump (J26X-B) installed in #1 lift station. | 2014-06-12 | 185861.62 | 100
17810 | T1 | The Lubrizol Corporation | Deer Park Facility | 41 Tidal Road | Deer Park | TX | 77536 | Harris | CN600269617 | RN100221589 | piping and ancillary equipment installed between stormwater tanks E-7, E-10 and outfall 4. | The following property is used 100% for pollution control and is installed to meet or exceed federal or state regulations: piping and ancillary equipment installed between stormwater tanks E-7, E-10 and outfall 4. | 2014-06-12 | 829379.21 | 100
17811 | T1 | The Lubrizol Corporation | Deer Park Facility | 41 Tidal Road | Deer Park | TX | 77536 | Harris | CN600269617 | RN100221589 | A-5002 seal pot and vent gas piping. | The following property is used 100% for pollution control and is installed to meet or exceed federal or state regulations: A-5002 seal pot and vent gas piping. | 2014-06-12 | 97298.96 | 100
17812 | T1 | The Lubrizol Corporation | Deer Park Facility | 41 Tidal Road | Deer Park | TX | 77536 | Harris | CN600269617 | RN100221589 | concrete trench drains through low poly unit to the oil skimmer. | The following property is used 100% for pollution control and is installed to meet or exceed federal or state regulations: concrete trench drains through low poly unit to the oil skimmer. | 2014-06-12 | 185141.84 | 100
17813 | T1 | The Lubrizol Corporation | Deer Park Facility | 41 Tidal Road | Deer Park | TX | 77536 | Harris | CN600269617 | RN100221589 | S-48A scrubber tank for 156 unit. | Returned for failure to respond to a deficiency letter. | 2014-07-15 | 172428.14 | 100
17814 | T1 | The Lubrizol Corporation | Deer Park Facility | 41 Tidal Road | Deer Park | TX | 77536 | Harris | CN600269617 | RN100221589 | scrubber with ancillary pump and venturi for 177 unit. | The following property is used 100% for pollution control and is installed to meet or exceed federal or state regulations: scrubber with ancillary pump and venturi for 177 unit. | 2014-06-23 | 44315.59 | 100
17815 | T1 | The Lubrizol Corporation | Deer Park Facility | 41 Tidal Road | Deer Park | TX | 77536 | Harris | CN600269617 | RN100221589 | infrared camera G320. | The following property is used 100% for pollution control and is installed to meet or exceed federal or state regulations: infrared camera G320. | 2014-06-23 | 121725.32 | 100
17816 | T1 | The Lubrizol Corporation | Deer Park Facility | 41 Tidal Road | Deer Park | TX | 77536 | Harris | CN600269617 | RN100221589 | improvements to outfall 3 box including sump floor, liner, underflow weir, and associated equipment. | Returned for failure to respond to a deficiency letter. | 2014-07-23 | 464489.29 | 100
17817 | T1 | The Lubrizol Corporation | Deer Park Facility | 41 Tidal Road | Deer Park | TX | 77536 | Harris | CN600269617 | RN100221589 | two oil/water separator vessels including ancillary piping, equipment, pumps, and collection tanks; and lift station improvements consisting of sump liners, weirs, oil skimmer, pumps, trash screen, metering flumes and instrumentation. | The following property is used 100% for pollution control and is installed to meet or exceed federal or state regulations: two oil/water separator vessels including ancillary piping, equipment, pumps, and collection tanks; and lift station improvements consisting of sump liners, weirs, oil skimmer, pumps, trash screen, metering flumes and instrumentation. | 2014-06-23 | 6397927.66 | 100
17818 | T1 | The Lubrizol Corporation | Deer Park Facility | 41 Tidal Road | Deer Park | TX | 77536 | Harris | CN600269617 | RN100221589 | skimmer system for wastewater sump in high poly unit. | The following property is used 100% for pollution control and is installed to meet or exceed federal or state regulations: skimmer system for wastewater sump in high poly unit. | 2014-06-23 | 263109.79 | 100
17819 | T1 | The Lubrizol Corporation | Deer Park Facility | 41 Tidal Road | Deer Park | TX | 77536 | Harris | CN600269617 | RN100221589 | wastewater sump skimmer for low poly unit. | The following property is used 100% for pollution control and is installed to meet or exceed federal or state regulations: skimmer system for wastewater sump in low poly unit. | 2014-06-23 | 362676.97 | 100
17820 | T1 | The Lubrizol Corporation | Deer Park Facility | 41 Tidal Road | Deer Park | TX | 77536 | Harris | CN600269617 | RN100221589 | piping, including a basket strainer, between API separators and waste oil tanks. | The following property is used 100% for pollution control and is installed to meet or exceed federal or state regulations: piping, including a basket strainer, between API separators and waste oil tanks. | 2014-06-23 | 224480.91 | 100
17821 | T1 | Calpine Bosque Energy Center, LLC | Bosque Power Plant | 575 Bosque CR 3610 | Clifton | TX | 76634 | Bosque | CN604159848 | RN100226232 | stacks with associated sampling ports and platforms necessary to perform sampling installed on Unit 2 combustion turbine and heat recovery steam generator. | The following property is used 100% for pollution control and is installed to meet or exceed federal or state regulations: stacks with associated sampling ports and platforms necessary to perform sampling installed on Unit 2 combustion turbine and heat recovery steam generator. | 2014-04-01 | 4273999 | 100
17822 | T1 | The Lubrizol Corporation | Deer Park Facility | 41 Tidal Road | Deer Park | TX | 77536 | Harris | CN600269617 | RN100221589 | sump and skimmer for main D tank farm. | The following property is used 100% for pollution control and is installed to meet or exceed federal or state regulations: sump and skimmer for main D tank farm. | 2014-06-23 | 155277.89 | 100
17823 | T1 | The Lubrizol Corporation | Deer Park Facility | 41 Tidal Road | Deer Park | TX | 77536 | Harris | CN600269617 | RN100221589 | ten DM-700 hydrogen sulfide sensors installed near lift stations. | The following property is used 100% for pollution control and is installed to meet or exceed federal or state regulations: ten DM-700 hydrogen sulfide sensors installed near lift stations. | 2014-06-23 | 112338.57 | 100
17824 | T1 | The Lubrizol Corporation | Deer Park Facility | 41 Tidal Road | Deer Park | TX | 77536 | Harris | CN600269617 | RN100221589 | internal combustion engine vapor control device. | The following property is used 100% for pollution control and is installed to meet or exceed federal or state regulations: internal combustion engine vapor control device. | 2014-06-23 | 360163.64 | 100
17825 | T1 | The Lubrizol Corporation | Deer Park Facility | 41 Tidal Road | Deer Park | TX | 77536 | Harris | CN600269617 | RN100221589 | vent gas piping between reactor and control devices. | The following property is used 100% for pollution control and is installed to meet or exceed federal or state regulations: vent gas piping between reactor and control devices. | 2014-06-23 | 167344.35 | 100
17826 | T1 | The Lubrizol Corporation | Deer Park Facility | 41 Tidal Road | Deer Park | TX | 77536 | Harris | CN600269617 | RN100221589 | seal pot and vent piping to convey vapors form tanks H-56 and LS-2 in 177 unit to control device. | The following property is used 100% for pollution control and is installed to meet or exceed federal or state regulations: seal pot and vent piping to convey vapors form tanks H-56 and LS-2 in 177 unit to control device. | 2014-06-23 | 272558.31 | 100
17827 | T1 | The Lubrizol Corporation | Deer Park Facility | 41 Tidal Road | Deer Park | TX | 77536 | Harris | CN600269617 | RN100221589 | sump and skimmer for upper D tank farm. | The following property is used 100% for pollution control and is installed to meet or exceed federal or state regulations: sump and skimmer for upper D tank farm. | 2014-06-23 | 162385.61 | 100
17828 | T1 | Calpine Bosque Energy Center, LLC | Bosque Power Plant | 575 Bosque CR 3610 | Clifton | TX | 76634 | Bosque | CN604159848 | RN100226232 | stacks and associated sampling ports and platforms installed on Unit 1 combustion turbine and heat recovery steam generator. | The following property is used 100% for pollution control and is installed to meet or exceed federal or state regulations: stacks and associated sampling ports and platforms installed on Unit 1 combustion turbine and heat recovery steam generator. | 2014-04-01 | 4273999 | 100
17829 | T1 | E I Du Pont De Nemours & Co Inc | DuPont La Porte Plant | 12501 Strang Road | La Porte | TX | 77571 | Harris | CN600128284 | RN100225085 | H2S fume scrubber. | The following property is used 100% for pollution control and is installed to meet or exceed federal or state regulations: H2S fume scrubber. | 2014-04-30 | 778000 | 100
17830 | T1 | E I Du Pont De Nemours & Co Inc | DuPont La Porte Plant | 12501 Strang Road | La Porte | TX | 77571 | Harris | CN600128284 | RN100225085 | OxyMix floating oxygen injector. | The following property is used 100% for pollution control and is installed to meet or exceed federal or state regulations: OxyMix floating oxygen injector. | 2014-03-31 | 292000 | 100
17831 | T1 | Chevron Phillips Chemical Company LP | Sweeny Complex | Highway 35 South @ FM 5 | Sweeny | TX | 77463 | Brazoria | CN600303614 | RN100825249 | anode beds R-3, R-21, and R-41. | The following property is used 100% for pollution control and is installed to meet or exceed federal or state regulations: anode beds R-3, R-21, and R-41. | 2014-05-06 | 41360 | 100
17832 | T1 | Chevron Phillips Chemical Company LP | Sweeny Complex | Highway 35 South @ FM 5 | Sweeny | TX | 77463 | Brazoria | CN600303614 | RN100825249 | 24 inch concrete dike with oil water sewer sump and oil pump. | The following property is used 100% for pollution control and is installed to meet or exceed federal or state regulations: 24 inch concrete dike with oil water sewer sump and oil pump in Unit 22. | 2014-06-27 | 60100 | 100
17833 | T1 | Chevron Phillips Chemical Company LP | Pasadena Plastics Complex | 1400 Jefferson Road | Pasadena | TX | 77506 | Harris | CN600303614 | RN102018322 | PE6 and PE7 catalyst charge pressure transmitters. | The following property is used 100% for pollution control and is installed to meet or exceed federal or state regulations: PE6 and PE7 catalyst charge pressure transmitters. | 2014-06-27 | 276000 | 100
17834 | T2 | Calpine Bosque Energy Center, LLC | Bosque Power Plant | 575 Bosque CR 3610 | Clifton | TX | 76634 | Bosque | CN604159848 | RN100226232 | Unit 3 Dry Low NOx Combustion System including fuel nozzle assemblies, transition piece assemblies, cap assemblies, combustion liners, inner crossfire tubes, and outer crossfire tubes. | The following property is used 100% for pollution control and is installed to meet or exceed federal or state regulations: Unit 3 Dry Low NOx Combustion System including fuel nozzle assemblies, transition piece assemblies, cap assemblies, combustion liners, inner crossfire tubes, and outer crossfire tubes. | 2014-07-25 | 8079617 | 100
17835 | T1 | Lhoist North America of Texas, Ltd. | Clifton Plant | 2861 FM 2602 | Clifton | TX | 76634 | Bosque | CN600130470 | RN100219856 | Kiln #3 baghouse. | The following property is used 100% for pollution control and is installed to meet or exceed federal or state regulations: Kiln #3 baghouse. | 2014-03-31 | 1925644 | 100
17836 | T1 | Lhoist North America of Texas, Ltd. | Clifton Plant | 2861 FM 2602 | Clifton | TX | 76634 | Bosque | CN600130470 | RN100219856 | baghouse located north side of Kiln #1 and #1 discharge area. | The following property is used 100% for pollution control and is installed to meet or exceed federal or state regulations: baghouse located north side of Kiln #1 and #1 discharge area. | 2014-03-31 | 207642 | 100
17837 | T2 | Calpine Bosque Energy Center, LLC | Bosque Power Plant | 575 Bosque CR 3610 | Clifton | TX | 76634 | Bosque | CN604159848 | RN100226232 | Unit 1 Dry Low NOx Combustion System including fuel nozzle assemblies, transition piece assemblies, cap assemblies, combustion liners, inner crossfire tubes, and outer crossfire tubes. | The following property is used 100% for pollution control and is installed to meet or exceed federal or state regulations: Unit 1 Dry Low NOx Combustion System including fuel nozzle assemblies, transition piece assemblies, cap assemblies, combustion liners, inner crossfire tubes, and outer crossfire tubes. | 2014-07-25 | 7951369 | 100
17838 | T1 | Lhoist North America of Texas, Ltd. | Clifton Plant | 2861 FM 2602 | Clifton | TX | 76634 | Bosque | CN600130470 | RN100219856 | water truck. | The following property is used 100% for pollution control and is installed to meet or exceed federal or state regulations: water truck. | 2014-04-29 | 108208 | 100
17839 | T2 | Calpine Bosque Energy Center, LLC | Bosque Power Plant | 575 Bosque CR 3610 | Clifton | TX | 76634 | Bosque | CN604159848 | RN100226232 | Unit 2 Dry Low NOx Combustion System including fuel nozzle assemblies, transition piece assemblies, cap assemblies, combustion liners, inner crossfire tubes, and outer crossfire tubes. | The following property is used 100% for pollution control and is installed to meet or exceed federal or state regulations: Unit 2 Dry Low NOx Combustion System including fuel nozzle assemblies, transition piece assemblies, cap assemblies, combustion liners, inner crossfire tubes, and outer crossfire tubes. | 2014-07-25 | 7951369 | 100
17840 | T1 | Atmos Energy Corporation | Lake Dallas Gas Storage Facility | 1364 Orr Road | Denton | TX | 76208 | Denton | CN602730319 | RN102423753 | incremental cost difference between double-walled and single-walled condensate tank. | The following property is used 100% for pollution control and is installed to meet or exceed federal or state regulations: incremental cost difference between double-walled and single-walled condensate tank. | 2014-04-01 | 13189 | 100
17841 | T1 | Rhodia, Inc. | Rhodia Houston Plant | 8615 Manchester Street | Houston | TX | 77012 | Harris | CN600125330 | RN100220581 | storm and process water sewers. | The following property is used 100% for pollution control and is installed to meet or exceed federal or state regulations: storm and process water sewers. | 2014-04-28 | 464494 | 100
17842 | T1 | Lhoist North America of Texas, Ltd. | Crawford Plant | 8759 5th Street | Crawford | TX | 76638 | McLennan | CN601230857 | RN100830702 | Caterpillar D300E water truck. | The following property is used 100% for pollution control and is installed to meet or exceed federal or state regulations: Caterpillar D300E water truck. | 2014-04-29 | 116005 | 100
17843 | T1 | Lhoist North America of Texas, Ltd. | Marble Falls Lime Plant | 7928 South Highway 281 | Burnet | TX | 78611 | Burnet | CN600130470 | RN100729250 | fan for kiln baghouse. | The following property is used 100% for pollution control and is installed to meet or exceed federal or state regulations: fan for kiln baghouse. | 2014-03-31 | 84549 | 100
17844 | T1 | Lhoist North America of Texas, Ltd. | New Braunfels Lime Plant | 350 APG Lane | New Braunfels | TX | 78132 | Comal | CN600130470 | RN100552454 | collection/filter bags for kiln #3 baghouse. | The following property is used 100% for pollution control and is installed to meet or exceed federal or state regulations: collection/filter bags for kiln #3 baghouse. | 2014-03-31 | 272567 | 100
17845 | T1 | Lhoist North America of Texas, Ltd. | New Braunfels Lime Plant | 350 APG Lane | New Braunfels | TX | 78132 | Comal | CN600130470 | RN100552454 | truck/equipment wash system installed to remove contaminants and particulate matter from trucks and equipment. | Returned for failure to respond to a deficiency letter. | 2014-07-29 | 170886 | 100
17846 | T1 | Lhoist North America of Texas, Ltd. | Nolanville Minerals | Highway 439 West | Nolanville | TX | 76559 | Bell | CN601230857 | RN103902268 | Caterpillar Model W00 725 water truck. | The following property is used 100% for pollution control and is installed to meet or exceed federal or state regulations: Caterpillar Model W00 725 water truck. | 2014-04-29 | 252298 | 100
17847 | T1 | Lhoist North America of Texas, Ltd. | Nolanville Minerals | Highway 439 West | Nolanville | TX | 76559 | Bell | CN601230857 | RN103902268 | baghouse for granular section of plant. | The following property is used 100% for pollution control and is installed to meet or exceed federal or state regulations: baghouse for granular section of plant. | 2014-03-31 | 93060 | 100
17848 | T1 | BMCA Gainesville LLC | Gainesville ISO | 1301 Corporate Drive | Gainesville | TX | 76240 | Cooke | CN603291386 | RN105416671 | regenerative thermal oxidizer. | The following property is used 100% for pollution control and is installed to meet or exceed federal or state regulations: regenerative thermal oxidizer. | 2014-03-31 | 930198 | 100
17849 | T1 | Invista S.A.R.L. | Victoria Plant | 2695 Old Bloomington Rd N | Victoria | TX | 77905 | Victoria | CN602582231 | RN102663671 | selective non-catalytic reduction system and the incremental cost difference for eight low NOx burners vs. similarly sized burners without NOx controls. | The following property is used 100% for pollution control and is installed to meet or exceed federal or state regulations: selective non-catalytic reduction system and the incremental cost difference for eight low NOx burners vs. similarly sized burners without NOx controls. | 2014-03-31 | 25730000 | 100
17850 | T1 | TXI Operations LP | TXI Hunter Cement Plant | 7781 FM 1102 | New Braunfels | TX | 78132 | Comal | CN600125157 | RN100212067 | baghouse. | The following property is used 100% for pollution control and is installed to meet or exceed federal or state regulations: baghouse. | 2014-06-27 | 5447681 | 100
17851 | T1 | Sunoco Partners Marketing & Terminals LP | Nederland Marine Terminal | Highway 347 North | Nederland | TX | 77627 | Jefferson | CN601403199 | RN100214626 | vapor combustion unit for Dock #2. | The following property is used 100% for pollution control and is installed to meet or exceed federal or state regulations: vapor combustion unit for Dock #2. | 2014-03-31 | 3670000 | 100
17852 | T3 | Panda Sherman Power, LLC | Panda Sherman Power Plant | 510 Progress Drive | Sherman | TX | 75092 | Grayson | CN603437898 | RN105672687 | heat recovery steam generator. | The executive director has completed the review for application #17852 and the associated notice of deficiency (NOD) responses and has issued a Negative Use Determination for the property in accordance with Title 30 Texas Administrative Code (TAC) Chapter 17. Applications for property that is only partly used for pollution control are required to use the Cost Analysis Procedure (CAP), located in 30 TAC §17.17(c)(1), to calculate the appropriate partial use determination. The Negative Use Determination is issued because the outcome of the CAP calculation was a negative number. Under 30 TAC §17.17(d), if the CAP produces a negative number or a zero, the property is not eligible for a positive use determination. | 2015-04-01 | 732241411 | 100
17853 | T1 | MarkWest Energy South Texas Gas Company, LLC | CMWW A Compressor Station, Dimmit County | From RR 1916 / Palo Blanco Rd | Asherton | TX |  | Dimmit | CN604297911 | RN106668700 | 3 air/fuel ratio controllers and 3 catalytic converters installed on 3 lean-burn compressor engines; 3 air/fuel ratio controllers and 3 catalytic converters installed on 3 lean-burn generator engines. | The following property is used 100% for pollution control and is installed to meet or exceed federal or state regulations: 3 air/fuel ratio controllers and 3 catalytic converters installed on 3 lean-burn compressor engines; 3 air/fuel ratio controllers and 3 catalytic converters installed on 3 lean-burn generator engines. | 2014-04-01 | 357000 | 100
17854 | T3 | Panda Temple Power, LLC | Panda Temple Unit One | 2898 Lorraine Drive | Temple | TX | 76501 | Bell | CN603272352 | RN105380216 | heat recovery steam generator. | The executive director has completed the review for application #17854 and the associated notice of deficiency (NOD) responses and has issued a Negative Use Determination for the property in accordance with Title 30 Texas Administrative Code (TAC) Chapter 17. Applications for property that is only partly used for pollution control are required to use the Cost Analysis Procedure (CAP), located in 30 TAC §17.17(c)(1), to calculate the appropriate partial use determination. The Negative Use Determination is issued because the outcome of the CAP calculation was a negative number. Under 30 TAC §17.17(d), if the CAP produces a negative number or a zero, the property is not eligible for a positive use determination. | 2015-04-01 | 732241411 | 100
17855 | T1 | MarkWest Energy South Texas Gas Company, LLC | CMWW B2 Compressor Station, Dimmit County | From RR 1916 / Palo Blanco Rd | Asherton | TX |  | Dimmit | CN604297911 | RN106735343 | 2 air/fuel ratio controllers and 2 catalytic converters installed on 2 lean-burn compressor engines; 2 air/fuel ratio controllers and 2 catalytic converters installed on 2 lean-burn generator engines. | The following property is used 100% for pollution control and is installed to meet or exceed federal or state regulations: 2 air/fuel ratio controllers and 2 catalytic converters installed on 2 lean-burn compressor engines; 2 air/fuel ratio controllers and 2 catalytic converters installed on 2 lean-burn generator engines. | 2014-04-01 | 238000 | 100
17856 | T1 | MarkWest Energy South Texas Gas Company, LLC | Moro Creek East Compressor Station | From 13th St / Washington St, | Asherton | TX |  | Dimmit | CN604297911 | RN106679145 | 3 air/fuel ratio controllers and 3 catalytic converters installed on 3 lean-burn compressor engines; 2 air/fuel ratio controllers and 2 catalytic converters installed on 2 lean-burn generator engines. | The following property is used 100% for pollution control and is installed to meet or exceed federal or state regulations: 3 air/fuel ratio controllers and 3 catalytic converters installed on 3 lean-burn compressor engines; 2 air/fuel ratio controllers and 2 catalytic converters installed on 2 lean-burn generator engines. | 2014-04-01 | 332000 | 100
17857 | T1 | MarkWest Energy South Texas Gas Company, LLC | West Asherton Compressor Station, Dimmit County | Near FM 190 / RR 1916 | Carrizo Springs | TX |  | Dimmit | CN604297911 | RN106150717 | 2 air/fuel ratio controllers and 2 catalytic converters installed on 2 lean-burn compressor engines. | The following property is used 100% for pollution control and is installed to meet or exceed federal or state regulations: 2 air/fuel ratio controllers and 2 catalytic converters installed on 2 lean-burn compressor engines. | 2014-04-01 | 188000 | 100
17858 | T1 | Mark West Energy East Tx Gas Co LLC | Deadwood South Compressor Station, Panola County | From FM 2517 / CR 448, 2.5 mi | Carthage | TX |  | Panola | CN602694523 | RN106407299 | 2 air/fuel ratio controllers and 2 catalytic converters installed on 2 lean-burn compressor engines. | The following property is used 100% for pollution control and is installed to meet or exceed federal or state regulations: 2 air/fuel ratio controllers and 2 catalytic converters installed on 2 lean-burn compressor engines. | 2014-04-01 | 259000 | 100
17859 | T1 | Mark West Energy East Tx Gas Co LLC | Hancock Compressor Station | 0.7 mile from intersection | Carthage | TX |  | Panola | CN602694523 | RN102198470 | 2 air/fuel ratio controllers and 2 catalytic converters installed on 2 lean-burn compressor engines. | The following property is used 100% for pollution control and is installed to meet or exceed federal or state regulations: 2 air/fuel ratio controllers and 2 catalytic converters installed on 2 lean-burn compressor engines. | 2014-04-01 | 188000 | 100
17860 | T1 | RockTenn CP, LLC | RockTenn-El Paso | 7350 Stiles Road | El Paso | TX | 79915 | El Paso | CN603983362 | RN102339660 | auto-tie baler. | Returned for failure to respond to a deficiency letter. | 2014-06-10 | 120000 | 100
17861 | T1 | RockTenn CP, LLC | RockTenn-Houston | 8440 Tewantin Drive | Houston | TX | 77061 | Harris | CN603983362 | RN102744257 | blower for the shredder, cyclone, and baler for waste recycling and backflow preventer for the pump house. | Returned for failure to respond to a deficiency letter. | 2014-06-10 | 200886 | 100
17862 | T1 | RockTenn CP, LLC | RockTenn-Ft Worth Plant 4322 | 6701 South Freeway | Fort Worth | TX | 76134 | Tarrant | CN603321688 | RN100652718 | Balemaster baler and dust/waste removal system. | Returned for failure to respond to a deficiency letter. | 2014-05-04 | 184955 | 100
17863 | T1 | RockTenn Converting Company | RockTenn-Dallas Recycling Mill | 1120 East Clarendon | Dallas | TX | 75203 | Dallas | CN600457923 | RN100771625 | trash hog pumps and Wemco pit with pump. | The following property is used 100% for pollution control and is installed to meet or exceed federal or state regulations: trash hog pumps and Wemco pit with pump. | 2014-05-08 | 133958 | 100
17864 | T1 | RTS Packaging, LLC | RockTenn-Dallas | 4105 Bronze Way | Dallas | TX | 75237 | Dallas | CN600321285 | RN100561935 | scrap collection system and balemaster baler. | Returned for failure to respond to a deficiency letter. | 2014-06-10 | 134473 | 100
17865 | T1 | RockTenn Converting Co. | RockTenn-Greenville 2433 | 6702 Highway 66 West | Greenville | TX | 75402 | Hunt | CN603970914 | RN106247836 | scrap chute/cyclone and two Selco Balemaster balers. | Returned for failure to respond to a deficiency letter. | 2014-06-10 | 145021 | 100
17866 | T1 | RockTenn Converting Company | RockTenn-Waxahachie | 6200 North I-35 East | Waxahachie | TX | 75165 | Ellis | CN600321285 | RN102180155 | scrap system, three cyclones, shredder fan and three Balemaster balers. | Returned for failure to respond to a deficiency letter. | 2014-06-10 | 571180 | 100
17867 | T1 | BMCA Gainesville LLC | Gainesville ISO | 1301 Corporate Drive | Gainesville | TX | 76240 | Cooke | CN603291386 | RN105416671 | dust collector. | The following property is used 100% for pollution control and is installed to meet or exceed federal or state regulations: dust collector. | 2014-03-31 | 755107 | 100
17868 | T1 | Mark West Energy East Tx Gas Co LLC | Page Compressor Station | From TX 315/FM 1970, S 2 mi | Carthage | TX |  | Panola | CN602694523 | RN105467963 | 1 air/fuel ratio controller and 1 catalytic converter installed on 1 lean-burn compressor engine. | The following property is used 100% for pollution control and is installed to meet or exceed federal or state regulations: 1 air/fuel ratio controller and 1 catalytic converter installed on 1 lean-burn compressor engine. | 2014-04-01 | 94000 | 100
17869 | T1 | Mark West Energy East Tx Gas Co LLC | Pinewood Compressor Station | 330 feet SW from intersection | Gary | TX |  | Panola | CN602694523 | RN102187358 | 1 air/fuel ratio controller and 1 catalytic converter installed on 1 lean-burn compressor engine. | The following property is used 100% for pollution control and is installed to meet or exceed federal or state regulations: 1 air/fuel ratio controller and 1 catalytic converter installed on 1 lean-burn compressor engine. | 2014-04-01 | 94000 | 100
17870 | T1 | MarkWest Energy Oklahoma Gas Company, LLC | Britt East Compressor Station | 2 miles N of Hwy 152 | Wheeler | TX |  | Wheeler | CN603400276 | RN105609333 | 1 air/fuel ratio controller and 1 catalytic converter installed on 1 lean-burn compressor engine. | The following property is used 100% for pollution control and is installed to meet or exceed federal or state regulations: 1 air/fuel ratio controller and 1 catalytic converter installed on 1 lean-burn compressor engine. | 2014-04-28 | 94000 | 100
17871 | T1 | Economy Mud Products Company | Houston Plant | 435 East Anderson | Houston | TX | 77047 | Harris | CN601022411 | RN102554698 | stormwater detention pond system. | The following property is used 100% for pollution control and is installed to meet or exceed federal or state regulations: stormwater detention pond system. | 2014-05-12 | 155000 | 100
17872 | T1 | Economy Mud Products Company | Houston Plant | 435 East Anderson | Houston | TX | 77047 | Harris | CN601022411 | RN102554698 | nine secondary containment areas. | The following property is used 100% for pollution control and is installed to meet or exceed federal or state regulations: nine secondary containment areas. | 2014-05-12 | 375000 | 100
17873 | T1 | Calumet San Antonio Refining, LLC | San Antonio Refinery | 7811 S. Presa Street | San Antonio | TX | 78223 | Bexar | CN604256628 | RN101485183 | sulfur recovery unit consisting of caustic scrubber and two caustic tanks. | The following property is used 100% for pollution control and is installed to meet or exceed federal or state regulations: sulfur recovery unit consisting of caustic scrubber and two caustic tanks. | 2014-04-28 | 4890414 | 100
17874 | T1 | Calumet San Antonio Refining, LLC | San Antonio Refinery | 7811 S. Presa Street | San Antonio | TX | 78223 | Bexar | CN604256628 | RN101485183 | level control instrument, control valve and associated piping for the DHT stripper. | The following property is used 100% for pollution control and is installed to meet or exceed federal or state regulations: level control instrument, control valve and associated piping for the DHT stripper. | 2014-05-15 | 142790 | 100
17875 | T1 | Calumet San Antonio Refining, LLC | San Antonio Refinery | 7811 S. Presa Street | San Antonio | TX | 78223 | Bexar | CN604256628 | RN101485183 | vapor recovery system at truck rack. | The following property is used 100% for pollution control and is installed to meet or exceed federal or state regulations: vapor recovery system at truck rack. | 2014-04-28 | 136946 | 100
17876 | T1 | Nabors Drilling USA | Drilling Rig 205 | 10 mi E of Marshall on FM 31 | Marshall | TX |  | Harrison | CN600290928 | RN100699271 | double ram blowout preventer; blowout preventer accumulator unit; blowout preventer choke manifold; drilling mud desander; drilling mud desilter; and drilling mud degasser. | The following property is used 100% for pollution control and is installed to meet or exceed federal or state regulations: double ram blowout preventer; blowout preventer accumulator unit; blowout preventer choke manifold; drilling mud desander; drilling mud desilter; and drilling mud degasser. | 2014-04-04 | 851400 | 100
17877 | T1 | Nabors Drilling USA | Drilling Rig 768 | 411 Airport Road | Alice | TX |  | Jim Wells | CN600290928 | RN100699271 | double ram blowout preventer; drilling mud desander; drilling mud desilter; and drilling mud degasser. | The following property is used 100% for pollution control and is installed to meet or exceed federal or state regulations: double ram blowout preventer; drilling mud desander; drilling mud desilter; and drilling mud degasser. | 2014-04-04 | 509400 | 100
17878 | T1 | Nabors Drilling USA | Drilling Rig 716 | 4.5 mi S of Gillett on CR 291 | Gillett | TX |  | Karnes | CN600290928 | RN100699271 | double ram blowout preventer; single ram blowout preventer; blowout preventer accumulator unit; blowout preventer choke manifold; drilling mud desander; drilling mud desilter; and drilling mud degasser. | The following property is used 100% for pollution control and is installed to meet or exceed federal or state regulations: double ram blowout preventer; single ram blowout preventer; blowout preventer accumulator unit; blowout preventer choke manifold; drilling mud desander; drilling mud desilter; and drilling mud degasser. | 2014-04-04 | 1183600 | 100
17879 | T1 | Nabors Drilling USA | Drilling Rig 776 | 4.6 mi NE of Cotulla on I 35 | Cotulla | TX |  | La Salle | CN600290928 | RN100699271 | double ram blowout preventer; single ram blowout preventer; blowout preventer accumulator unit; blowout preventer choke manifold; land trip tank; drilling mud desilter; and drilling mud degasser. | The following property is used 100% for pollution control and is installed to meet or exceed federal or state regulations: double ram blowout preventer; single ram blowout preventer; blowout preventer accumulator unit; blowout preventer choke manifold; land trip tank; drilling mud desilter; and drilling mud degasser. | 2014-04-04 | 1249300 | 100
17880 | T1 | Nabors Drilling USA | Drilling Rig 778 | 5 mi W from Boys Ranch on | Boys Ranch | TX |  | Oldham | CN600290928 | RN100699271 | double ram blowout preventer; single ram blowout preventer; blowout preventer accumulator unit; blowout preventer choke manifold; land trip tank; drilling mud desander; drilling mud desilter; and drilling mud degasser. | The following property is used 100% for pollution control and is installed to meet or exceed federal or state regulations: double ram blowout preventer; single ram blowout preventer; blowout preventer accumulator unit; blowout preventer choke manifold; land trip tank; drilling mud desander; drilling mud desilter; and drilling mud degasser. | 2014-04-04 | 1281400 | 100
17881 | T1 | Nabors Drilling USA | Drilling Rig 775 | 7.96 mi SE of San Augustine | San Augustine | TX |  | San Augustine | CN600290928 | RN100699271 | double ram blowout preventer; single ram blowout preventer; blowout preventer accumulator unit; blowout preventer choke manifold; drilling mud desander; drilling mud desilter; and drilling mud degasser. | The following property is used 100% for pollution control and is installed to meet or exceed federal or state regulations: double ram blowout preventer; single ram blowout preventer; blowout preventer accumulator unit; blowout preventer choke manifold; drilling mud desander; drilling mud desilter; and drilling mud degasser. | 2014-04-04 | 1183600 | 100
17882 | T1 | Nabors Drilling USA | Drilling Rig 322 | 33.3 mi NW of Botines | Botines | TX |  | Webb | CN600290928 | RN100699271 | double ram blowout preventer; single ram blowout preventer; blowout preventer accumulator unit; blowout preventer choke manifold; land trip tank; drilling mud desander; drilling mud desilter; and drilling mud degasser. | The following property is used 100% for pollution control and is installed to meet or exceed federal or state regulations: double ram blowout preventer; single ram blowout preventer; blowout preventer accumulator unit; blowout preventer choke manifold; land trip tank; drilling mud desander; drilling mud desilter; and drilling mud degasser. | 2014-04-04 | 1281400 | 100
17883 | T1 | Nabors Drilling USA | Drilling Rig 507 | Bridgeport Yard, | Bridgeport | TX |  | Wise | CN600290928 | RN100699271 | blowout preventer accumulator unit; blowout preventer choke manifold; drilling mud desander; and drilling mud desilter. | The following property is used 100% for pollution control and is installed to meet or exceed federal or state regulations: blowout preventer accumulator unit; blowout preventer choke manifold; drilling mud desander; and drilling mud desilter. | 2014-04-04 | 411000 | 100
17884 | T1 | Nabors Drilling USA | Drilling Rig 623 | 0.85 mi SW of Stowell | Stowell | TX |  | Chambers | CN600290928 | RN100699271 | double ram blowout preventer; single ram blowout preventer; blowout preventer accumulator unit; blowout preventer choke manifold; land trip tank; drilling mud desander; drilling mud desilter; and drilling mud degasser. | The following property is used 100% for pollution control and is installed to meet or exceed federal or state regulations: double ram blowout preventer; single ram blowout preventer; blowout preventer accumulator unit; blowout preventer choke manifold; land trip tank; drilling mud desander; drilling mud desilter; and drilling mud degasser. | 2014-04-04 | 1281400 | 100
17885 | T1 | Nabors Drilling USA | Drilling Rig 424 | 23.29 mi NW of Crane | Crane | TX |  | Crane | CN600290928 | RN100699271 | double ram blowout preventer; single ram blowout preventer; blowout preventer accumulator unit; blowout preventer choke manifold; land trip tank; drilling mud desander; drilling mud desilter; and drilling mud degasser. | The following property is used 100% for pollution control and is installed to meet or exceed federal or state regulations: double ram blowout preventer; single ram blowout preventer; blowout preventer accumulator unit; blowout preventer choke manifold; land trip tank; drilling mud desander; drilling mud desilter; and drilling mud degasser. | 2014-04-04 | 1281400 | 100
17886 | T1 | Nabors Drilling USA | Drilling Rig 415 | 18 mi NW of Ozona | Ozona | TX |  | Crockett | CN600290928 | RN100699271 | double ram blowout preventer; blowout preventer accumulator unit; blowout preventer choke manifold; and drilling mud degasser. | The following property is used 100% for pollution control and is installed to meet or exceed federal or state regulations: double ram blowout preventer; blowout preventer accumulator unit; blowout preventer choke manifold; and drilling mud degasser. | 2014-04-04 | 782400 | 100
17887 | T1 | AEP Texas North Company | Oklaunion Power Plant | 12567 FM 3430 | Vernon | TX | 76384 | Wilbarger | CN601572753 | RN101062255 | motor rewind for recycle pump for absorber tower 102. | The following property is used 100% for pollution control and is installed to meet or exceed federal or state regulations: motor rewind for recycle pump for absorber tower 102. | 2014-04-28 | 15890 | 100
17888 | T1 | AEP Texas North Company | Oklaunion Power Plant | 12567 FM 3430 | Vernon | TX | 76384 | Wilbarger | CN601572753 | RN101062255 | replacement ball mill liner. | The following property is used 100% for pollution control and is installed to meet or exceed federal or state regulations: replacement ball mill liner. | 2014-04-28 | 37918 | 100
17889 | T1 | AEP Texas North Company | Oklaunion Power Plant | 12567 FM 3430 | Vernon | TX | 76384 | Wilbarger | CN601572753 | RN101062255 | replacement of electrostatic precipitator expansion joint. | The following property is used 100% for pollution control and is installed to meet or exceed federal or state regulations: replacement of electrostatic precipitator expansion joint. | 2014-04-28 | 30232 | 100
17890 | T1 | AEP Texas North Company | Oklaunion Power Plant | 12567 FM 3430 | Vernon | TX | 76384 | Wilbarger | CN601572753 | RN101062255 | replacement liner for absorber tower 103. | The following property is used 100% for pollution control and is installed to meet or exceed federal or state regulations: replacement liner for absorber tower 103. | 2014-04-28 | 117953 | 100
17891 | T1 | AEP Texas North Company | Oklaunion Power Plant | 12567 FM 3430 | Vernon | TX | 76384 | Wilbarger | CN601572753 | RN101062255 | replacement of recycle pump 102C. | The following property is used 100% for pollution control and is installed to meet or exceed federal or state regulations: replacement of recycle pump 102C. | 2014-04-28 | 21892 | 100
17892 | T1 | AEP Texas North Company | Oklaunion Power Plant | 12567 FM 3430 | Vernon | TX | 76384 | Wilbarger | CN601572753 | RN101062255 | limestone weigh feeder. | The following property is used 100% for pollution control and is installed to meet or exceed federal or state regulations: limestone weigh feeder. | 2014-04-28 | 20863 | 100
17893 | T1 | AEP Texas North Company | Oklaunion Power Plant | 12567 FM 3430 | Vernon | TX | 76384 | Wilbarger | CN601572753 | RN101062255 | activated carbon injection system. | The following property is used 100% for pollution control and is installed to meet or exceed federal or state regulations: activated carbon injection system. | 2014-04-28 | 3058676 | 100
17894 | T1 | Southwestern Electric Power Company | Knox Lee Power Plant | 306 Knox Lee | Longview | TX | 75603 | Gregg | CN600126767 | RN102156916 | replacement of the KXL Unit 5 Boiler stack and associated continuous emission monitoring system. | The following property is used 100% for pollution control and is installed to meet or exceed federal or state regulations: replacement of the KXL Unit 5 Boiler stack and associated continuous emission monitoring system. | 2014-04-28 | 770135 | 100
17895 | T1 | Southwestern Electric Power Company | Welsh Power Plant | 1187 County Road 7865 | Pittsburg | TX | 75686 | Titus | CN600126767 | RN100213370 | fabric filters, activated carbon injection, and dry sorbent injection. | The following property is used 100% for pollution control and is installed to meet or exceed federal or state regulations: fabric filters, activated carbon injection, and dry sorbent injection. | 2014-04-28 | 24404232 | 100
17896 | T1 | Southwestern Electric Power Company | Welsh Power Plant | 1187 County Road 7865 | Pittsburg | TX | 75686 | Titus | CN600126767 | RN100213370 | bottom ash recovery system discharge and bypass piping. | The following property is used 100% for pollution control and is installed to meet or exceed federal or state regulations: bottom ash recovery system discharge and bypass piping. | 2014-04-28 | 115977 | 100
17897 | T1 | Southwestern Electric Power Company | Pirkey Power Plant | 2400 Farm Road 3251 | Hallsville | TX | 75650 | Harrison | CN600126767 | RN100214287 | expansion of landfill cell 2012 and the K-area landfill. | The following property is used 100% for pollution control and is installed to meet or exceed federal or state regulations: expansion of landfill 2012 cell and the K-area landfill. | 2014-04-28 | 401810 | 100
17898 | T1 | Southwestern Electric Power Company | Pirkey Power Plant | 2400 Farm Road 3251 | Hallsville | TX | 75650 | Harrison | CN600126767 | RN100214287 | stainless steel liner for flue gas desulfurization ductwork. | The following property is used 100% for pollution control and is installed to meet or exceed federal or state regulations: stainless steel liner for flue gas desulfurization ductwork. | 2014-04-28 | 263120 | 100
17899 | T1 | Southwestern Electric Power Company | Pirkey Power Plant | 2400 Farm Road 3251 | Hallsville | TX | 75650 | Harrison | CN600126767 | RN100214287 | inlet expansion joints for flue gas desulfurization tower B. | The following property is used 100% for pollution control and is installed to meet or exceed federal or state regulations: inlet expansion joints for flue gas desulfurization tower B. | 2014-04-28 | 2505716 | 100
17900 | T1 | Southwestern Electric Power Company | Pirkey Power Plant | 2400 Farm Road 3251 | Hallsville | TX | 75650 | Harrison | CN600126767 | RN100214287 | stainless steel pumps installed to replace fiberglass pumps. | The following property is used 100% for pollution control and is installed to meet or exceed federal or state regulations: stainless steel pumps installed to replace fiberglass pumps. | 2014-05-07 | 12756 | 100
17901 | T1 | Southwestern Electric Power Company | Pirkey Power Plant | 2400 Farm Road 3251 | Hallsville | TX | 75650 | Harrison | CN600126767 | RN100214287 | rebuilt reclaim header. | The following property is used 100% for pollution control and is installed to meet or exceed federal or state regulations: rebuilt reclaim header. | 2014-04-28 | 120500 | 100
17902 | T1 | Southwestern Electric Power Company | Pirkey Power Plant | 2400 Farm Road 3251 | Hallsville | TX | 75650 | Harrison | CN600126767 | RN100214287 | activated carbon injection system for baghouse. | The following property is used 100% for pollution control and is installed to meet or exceed federal or state regulations: activated carbon injection system for baghouse. | 2014-04-28 | 12337306 | 100
17903 | T1 | Nabors Drilling USA | Drilling Rig 347 | 8 mi SE of Odessa | Odessa | TX |  | Ector | CN600290928 | RN100699271 | double ram blowout preventer; blowout preventer accumulator unit; blowout preventer choke manifold; land trip tank; drilling mud desander; drilling mud desilter; and drilling mud degasser. | The following property is used 100% for pollution control and is installed to meet or exceed federal or state regulations: double ram blowout preventer; blowout preventer accumulator unit; blowout preventer choke manifold; land trip tank; drilling mud desander; drilling mud desilter; and drilling mud degasser. | 2014-04-04 | 949200 | 100
17904 | T1 | Nabors Drilling USA | Drilling Rig 349 | 2500 West Oregon St | Odessa | TX | 79764 | Ector | CN600290928 | RN100699271 | double ram blowout preventer; single ram blowout preventer; blowout preventer accumulator unit; blowout preventer choke manifold; land trip tank; drilling mud desander; and drilling mud desilter. | The following property is used 100% for pollution control and is installed to meet or exceed federal or state regulations: double ram blowout preventer; single ram blowout preventer; blowout preventer accumulator unit; blowout preventer choke manifold; land trip tank; drilling mud desander; and drilling mud desilter. | 2014-04-04 | 1238500 | 100
17905 | T1 | Nabors Drilling USA | Drilling Rig 735 | 694 FM 1252 East | Kilgore | TX |  | Gregg | CN600290928 | RN100699271 | double ram blowout preventer; blowout preventer accumulator unit; drilling mud desander; drilling mud desilter; and drilling mud degasser. | The following property is used 100% for pollution control and is installed to meet or exceed federal or state regulations: double ram blowout preventer; blowout preventer accumulator unit; drilling mud desander; drilling mud desilter; and drilling mud degasser. | 2014-04-04 | 658300 | 100
17906 | T1 | Nabors Drilling USA | Drilling Rig 456 | 10.62 mi SE of Carthage | Carthage | TX |  | Panola | CN600290928 | RN100699271 | double ram blowout preventer; single ram blowout preventer; blowout preventer accumulator unit; blowout preventer choke manifold; drilling mud desander; drilling mud desilter; and drilling mud degasser. | The following property is used 100% for pollution control and is installed to meet or exceed federal or state regulations: double ram blowout preventer; single ram blowout preventer; blowout preventer accumulator unit; blowout preventer choke manifold; drilling mud desander; drilling mud desilter; and drilling mud degasser. | 2014-04-04 | 1183600 | 100
17907 | T1 | Calpine Bosque Energy Center, LLC | Bosque County Power Plant | 577 Bosque County Road 3610 | Laguna Park | TX | 76644 | Bosque | CN604159848 | RN100226232 | cathodic protection additions. | The following property is used 100% for pollution control and is installed to meet or exceed federal or state regulations: cathodic protection additions. | 2014-04-08 | 199653 | 100
17908 | T1 | Nabors Drilling USA | Drilling Rig 206 | 4.5 mi SW of Deberry | Deberry | TX |  | Panola | CN600290928 | RN100699271 | double ram blowout preventer; single ram blowout preventer; blowout preventer accumulator unit; blowout preventer choke manifold; land trip tank; drilling mud desander; drilling mud desilter; and drilling mud degasser. | The following property is used 100% for pollution control and is installed to meet or exceed federal or state regulations: double ram blowout preventer; single ram blowout preventer; blowout preventer accumulator unit; blowout preventer choke manifold; land trip tank; drilling mud desander; drilling mud desilter; and drilling mud degasser. | 2014-04-04 | 1281400 | 100
17909 | T1 | Nabors Drilling USA | Drilling Rig 733 | 4.5 mi SW of Deberry | Deberry | TX |  | Panola | CN600290928 | RN100699271 | double ram blowout preventer; single ram blowout preventer; blowout preventer accumulator unit; blowout preventer choke manifold; land trip tank; drilling mud desander; drilling mud desilter; and drilling mud degasser. | The following property is used 100% for pollution control and is installed to meet or exceed federal or state regulations: double ram blowout preventer; single ram blowout preventer; blowout preventer accumulator unit; blowout preventer choke manifold; land trip tank; drilling mud desander; drilling mud desilter; and drilling mud degasser. | 2014-04-04 | 1281400 | 100
17910 | T1 | Calpine Bosque Energy Center, LLC | Bosque County Power Plant | 577 Bosque County Road 3610 | Laguna Park | TX | 76644 | Bosque | CN604159848 | RN100226232 | wastewater collection, treatment and discharge system consisting of heat recovery steam generator blowdown piping, sump pump, and drain tank; water treatment area sump pump; industrial process wastewater drain piping; three oil/water separators; and wastewater outfall #001. | The following property is used 100% for pollution control and is installed to meet or exceed federal or state regulations: wastewater collection, treatment and discharge system consisting of heat recovery steam generator blowdown piping, sump pump, and drain tank; water treatment area sump pump; industrial process wastewater drain piping; three oil/water separators; and wastewater outfall #001. | 2014-04-08 | 2929263 | 100
17911 | T1 | Calpine Bosque Energy Center, LLC | Bosque County Power Plant | 577 Bosque County Road 3610 | Laguna Park | TX | 76644 | Bosque | CN604159848 | RN100226232 | 93,113 square feet of concrete paving. | The following property is used 100% for pollution control and is installed to meet or exceed federal or state regulations: 93,113 square feet of concrete paving. | 2014-04-08 | 533466 | 100
17912 | T1 | Calpine Bosque Energy Center, LLC | Bosque County Power Plant | 577 Bosque County Road 3610 | Laguna Park | TX | 76644 | Bosque | CN604159848 | RN100226232 | Unit 3 combustion turbine and heat recovery steam generator stacks. | The following property is used 100% for pollution control and is installed to meet or exceed federal or state regulations: Unit 3 combustion turbine and heat recovery steam generator stacks. | 2014-04-08 | 1826250 | 100
17913 | T1 | Nabors Drilling USA | Drilling Rig 796 | none given | Lovelady | TX |  | Houston | CN600290928 | RN100699271 | double ram blowout preventer; single ram blowout preventer; blowout preventer accumulator unit; blowout preventer choke manifold; drilling mud desander; drilling mud desilter; and drilling mud degasser. | Withdrawn/Returned | 2014-05-07 | 1183600 | 100
17914 | T1 | NA Industries, Inc. | NA Industries Pasadena Chemical Plant | 4631 Old Highway 146, Suite A | Pasadena | TX | 77507 | Harris | CN603576364 | RN105826440 | stormwater gates and screen. | The following property is used 100% for pollution control and is installed to meet or exceed federal or state regulations: stormwater gates and screen. | 2014-04-08 | 41000 | 100
17915 | T1 | ASARCO LLC | Amarillo Copper Refinery | 7001 State Highway 136 | Amarillo | TX | 79108 | Potter | CN602815524 | RN101701654 | waste liquid injection well including associated pumps and ancillary equipment. | The following property is used 100% for pollution control and is installed to meet or exceed federal or state regulations: waste liquid injection well including associated pumps and ancillary equipment. | 2014-04-08 | 3204185 | 100
17916 | T1 | ASARCO LLC | Amarillo Copper Refinery | 7001 State Highway 136 | Amarillo | TX | 79108 | Potter | CN602815524 | RN101701654 | spare booster pump for injection well. | The following property is used 100% for pollution control and is installed to meet or exceed federal or state regulations: spare booster pump for injection well. | 2014-04-08 | 301928 | 100
17917 | T1 | ASARCO LLC | Amarillo Copper Refinery | 7001 State Highway 136 | Amarillo | TX | 79108 | Potter | CN602815524 | RN101701654 | concrete paving installed to replace asphalt. | Returned for failure to respond to a deficiency letter. | 2014-05-10 | 255156 | 100
17918 | T1 | Calpine Bosque Energy Center, LLC | Bosque County Power Plant | 577 Bosque County Road 3610 | Laguna Park | TX | 76644 | Bosque | CN604159848 | RN100226232 | secondary containment installed at transformers, acid storage tank, chemical storage area, and water pretreatment storage area. | The following property is used 100% for pollution control and is installed to meet or exceed federal or state regulations: secondary containment installed at transformers, acid storage tank, chemical storage area, and water pretreatment storage area. | 2014-04-08 | 1204298 | 100
17919 | T1 | Nabors Lux Finance #2 | Drilling Rig M54 | 20.1 mi SE of Andrews | Andrews | TX |  | Andrews | CN604268243 | RN106607823 | double ram blowout preventer; single ram blowout preventer; blowout preventer accumulator unit; blowout preventer choke manifold; and drilling mud degasser. | The following property is used 100% for pollution control and is installed to meet or exceed federal or state regulations: double ram blowout preventer; single ram blowout preventer; blowout preventer accumulator unit; blowout preventer choke manifold; and drilling mud degasser. | 2014-04-25 | 1114600 | 100
17920 | T1 | San Miguel Electric Cooperative, Inc. | San Miguel Generating Station | 6200 FM 3387 | Christine | TX | 78012 | Atascosa | CN600132278 | RN100226539 | overfire air system. | The following property is used 100% for pollution control and is installed to meet or exceed federal or state regulations: overfire air system. | 2014-05-14 | 76486.69 | 100
17921 | T1 | San Miguel Electric Cooperative, Inc. | San Miguel Generating Station | 6200 FM 3387 | Christine | TX | 78012 | Atascosa | CN600132278 | RN100226539 | moisture proof stack lining installed in lower 80 feet of the stack. | The following property is used 100% for pollution control and is installed to meet or exceed federal or state regulations: moisture proof stack lining installed in lower 80 feet of the stack. | 2014-05-14 | 1240288.35 | 100
17922 | T1 | San Miguel Electric Cooperative, Inc. | San Miguel Generating Station | 6200 FM 3387 | Christine | TX | 78012 | Atascosa | CN600132278 | RN100226539 | modifications to wet SO2 scrubber and associated mist eliminator. | The following property is used 100% for pollution control and is installed to meet or exceed federal or state regulations: modifications to wet SO2 scrubber and associated mist eliminator. | 2014-04-11 | 7622991.52 | 100
17923 | T1 | Boardwalk Field Services, LLC | Flag City Processing Plant | Near Hwy 111 and CR 305 | Edna | TX |  | Jackson | CN603843822 | RN106129794 | thermal oxidizer. | The following property is used 100% for pollution control and is installed to meet or exceed federal or state regulations: thermal oxidizer. | 2014-05-21 | 1217869 | 100
17924 | T1 | Globitech, Inc. | Sherman Manufacturing Facility | 200 FM 1417 West | Sherman | TX | 75092 | Grayson | CN600426670 | RN100739929 | scrubbers and associated equipment. | Returned for failure to respond to a deficiency letter. | 2014-06-09 | 2300405.33 | 100
17925 | T1 | Rio Grande Valley Sugar Growers Inc. | W.R. Cowley Sugar House | 2.5 miles west of Santa Rosa | Santa Rosa | TX | 78593 | Hidalgo | CN600505630 | RN100825405 | stack cooling system. | The following property is used 100% for pollution control and is installed to meet or exceed federal or state regulations: stack cooling system. | 2014-04-29 | 1104396 | 100
17926 | T1 | Cemex Construction Materials South, LLC | Navigation RM - Plant 4228 | 5503 Navigation | Houston | TX | 77040 | Harris | CN603403973 | RN100249580 | 2005 Peterbilt Model 357 water truck (VIN XXXXXXXXXXXXXXXXX). | The following property is used 100% for pollution control and is installed to meet or exceed federal or state regulations: 2005 Peterbilt Model 357 water truck (VIN XXXXXXXXXXXXXXXXX). | 2014-04-28 | 165103 | 100
17927 | T1 | Boardwalk Field Services LLC | Flag City Processing Plant | Near Hwy 111 and CR 305 | Edna | TX |  | Jackson | CN603843822 | RN106129794 | sedimentation pond. | Withdrawn/Returned | 2014-07-31 | 42182 | 100
17928 | T1 | Cemex Construction Materials South, LLC | Navigation RM - Plant 4228 | 5503 Navigation | Houston | TX | 77040 | Harris | CN603403973 | RN100249580 | Tymco Model DST-6 sweeper. | The following property is used 100% for pollution control and is installed to meet or exceed federal or state regulations: Tymco Model DST-6 sweeper. | 2014-04-28 | 243083 | 100
17929 | T1 | Lhoist North America of Texas, Ltd. | Clifton Plant | 2861 FM 2602 | Clifton | TX | 76634 | Bosque | CN600130470 | RN100219856 | Lime kiln dust baghouse. | The following property is used 100% for pollution control and is installed to meet or exceed federal or state regulations: Lime kiln dust baghouse. | 2014-04-11 | 6012878 | 100
17930 | T1 | BP Containment Response System Holdings LLC | ASCO Freight Engineering Management | 1755 Federal Road | Houston | TX | 77015 | Harris | CN604600676 | RN107489528 | containment response system consisting of capping stack; global containment tooling package; and adapter and connectors. | The following property is used 100% for pollution control and is installed to meet or exceed federal or state regulations: containment response system consisting of capping stack; global containment tooling package; and adapter and connectors. | 2014-06-19 | 41122661 | 100
17931 | T1 | Boardwalk Field Services, LLC | Flag City Processing Plant | Near Hwy 111 and CR 305 | Edna | TX |  | Jackson | CN603843822 | RN106129794 | catalytic converters installed on compressor engines. | The following property is used 100% for pollution control and is installed to meet or exceed federal or state regulations: catalytic converters installed on compressor engines. | 2014-05-21 | 20020 | 100
17932 | T1 | Boardwalk Field Services, LLC | Flag City Processing Plant | Near Hwy 111 and CR 305 | Edna | TX |  | Jackson | CN603843822 | RN106129794 | BTEX eliminator. | The following property is used 100% for pollution control and is installed to meet or exceed federal or state regulations: BTEX eliminator. | 2014-05-21 | 73882 | 100
17933 | T1 | Battleground Oil Specialty Terminal | BOSTCO | 1836 Miller Cutoff Road | La Porte | TX | 77571 | Harris | CN603791047 | RN106057516 | internal floating roof for tank 50-4. | The following property is used 100% for pollution control and is installed to meet or exceed federal or state regulations: internal floating roof for tank 50-4. | 2014-04-28 | 95203 | 100
17934 | T1 | Battleground Oil Specialty Terminal | BOSTCO | 1836 Miller Cutoff Road | La Porte | TX | 77571 | Harris | CN603791047 | RN106057516 | internal floating roof for tank 50-5. | The following property is used 100% for pollution control and is installed to meet or exceed federal or state regulations: internal floating roof for tank 50-5. | 2014-04-28 | 95203 | 100
17935 | T1 | Boardwalk Field Services, LLC | Flag City Processing Plant | Near Hwy 111 and CR 305 | Edna | TX |  | Jackson | CN603843822 | RN106129794 | emergency flare system. | The following property is used 100% for pollution control and is installed to meet or exceed federal or state regulations: emergency flare system. | 2014-04-11 | 691158 | 100
17936 | T1 | Battleground Oil Specialty Terminal | BOSTCO | 1836 Miller Cutoff Road | La Porte | TX | 77571 | Harris | CN603791047 | RN106057516 | internal floating roof for tank 50-6. | The following property is used 100% for pollution control and is installed to meet or exceed federal or state regulations: internal floating roof for tank 50-6. | 2014-04-28 | 95203 | 100
17937 | T1 | Battleground Oil Specialty Terminal | BOSTCO | 1836 Miller Cutoff Road | La Porte | TX | 77571 | Harris | CN603791047 | RN106057516 | internal floating roof for tank 50-7. | The following property is used 100% for pollution control and is installed to meet or exceed federal or state regulations: internal floating roof for tank 50-7. | 2014-04-28 | 95203 | 100
17938 | T1 | Battleground Oil Specialty Terminal | BOSTCO | 1836 Miller Cutoff Road | La Porte | TX | 77571 | Harris | CN603791047 | RN106057516 | internal floating roof for tank 50-8. | The following property is used 100% for pollution control and is installed to meet or exceed federal or state regulations: internal floating roof for tank 50-8. | 2014-04-28 | 95203 | 100
17939 | T1 | Calpine Bosque Energy Center, LLC | Bosque County Power Plant | 577 Bosque County Road 3610 | Laguna Park | TX | 76644 | Bosque | CN604159848 | RN100226232 | underground storage tank used for temporary storage of combustion turbine washdown wastewater prior to off-site disposal and associated piping. | The following property is used 100% for pollution control and is installed to meet or exceed federal or state regulations: underground storage tank used for temporary storage of combustion turbine washdown wastewater prior to off-site disposal and associated piping. | 2014-04-11 | 32907 | 100
17940 | T1 | Huntsman Petrochemical LLC | Port Neches Performance Products | 6001 Hwy 366 | Port Neches | TX | 77651 | Jefferson | CN603603093 | RN100219252 | F5 On-line Total Organic Carbon (TOC) and Total Nitrogen Analyzers. | Withdrawn/Returned | 2014-05-14 | 176075 | 100
17941 | T1 | Battleground Oil Specialty Terminal | BOSTCO | 1836 Miller Cutoff Road | La Porte | TX | 77571 | Harris | CN603791047 | RN106057516 | internal floating roof for tank 50-9. | The following property is used 100% for pollution control and is installed to meet or exceed federal or state regulations: internal floating roof for tank 50-9. | 2014-04-28 | 95203 | 100
17942 | T1 | Battleground Oil Specialty Terminal | BOSTCO | 1836 Miller Cutoff Road | La Porte | TX | 77571 | Harris | CN603791047 | RN106057516 | internal floating roof for tank 50-10. | The following property is used 100% for pollution control and is installed to meet or exceed federal or state regulations: internal floating roof for tank 50-10. | 2014-04-24 | 95203 | 100
17943 | T1 | Battleground Oil Specialty Terminal | BOSTCO | 1836 Miller Cutoff Road | La Porte | TX | 77571 | Harris | CN603791047 | RN106057516 | internal floating roof for tank 200-1. | The following property is used 100% for pollution control and is installed to meet or exceed federal or state regulations: internal floating roof for tank 200-1. | 2014-04-28 | 232727 | 100
17944 | T1 | Battleground Oil Specialty Terminal | BOSTCO | 1836 Miller Cutoff Road | La Porte | TX | 77571 | Harris | CN603791047 | RN106057516 | internal floating roof for tank 200-2. | The following property is used 100% for pollution control and is installed to meet or exceed federal or state regulations: internal floating roof for tank 200-2. | 2014-04-28 | 239537 | 100
17945 | T1 | Battleground Oil Specialty Terminal | BOSTCO | 1836 Miller Cutoff Road | La Porte | TX | 77571 | Harris | CN603791047 | RN106057516 | internal floating roof for tank 200-3. | The following property is used 100% for pollution control and is installed to meet or exceed federal or state regulations: internal floating roof for tank 200-3. | 2014-04-28 | 232727 | 100
17946 | T1 | Battleground Oil Specialty Terminal | BOSTCO | 1836 Miller Cutoff Road | La Porte | TX | 77571 | Harris | CN603791047 | RN106057516 | internal floating roof for tank 200-4. | The following property is used 100% for pollution control and is installed to meet or exceed federal or state regulations: internal floating roof for tank 200-4. | 2014-04-28 | 245105 | 100
17947 | T1 | Battleground Oil Specialty Terminal | BOSTCO | 1836 Miller Cutoff Road | La Porte | TX | 77571 | Harris | CN603791047 | RN106057516 | internal floating roof for tank 200-5. | The following property is used 100% for pollution control and is installed to meet or exceed federal or state regulations: internal floating roof for tank 200-5. | 2014-05-05 | 239537 | 100
17948 | T1 | Battleground Oil Specialty Terminal | BOSTCO | 1836 Miller Cutoff Road | La Porte | TX | 77571 | Harris | CN603791047 | RN106057516 | internal floating roof for tank 200-6. | The following property is used 100% for pollution control and is installed to meet or exceed federal or state regulations: internal floating roof for tank 200-6. | 2014-04-28 | 239537 | 100
17949 | T1 | Battleground Oil Specialty Terminal | BOSTCO | 1836 Miller Cutoff Road | La Porte | TX | 77571 | Harris | CN603791047 | RN106057516 | internal floating roof for tank 200-7. | The following property is used 100% for pollution control and is installed to meet or exceed federal or state regulations: internal floating roof for tank 200-7. | 2014-04-24 | 245105 | 100
17950 | T1 | Battleground Oil Specialty Terminal | BOSTCO | 1836 Miller Cutoff Road | La Porte | TX | 77571 | Harris | CN603791047 | RN106057516 | internal floating roof for tank 200-8. | The following property is used 100% for pollution control and is installed to meet or exceed federal or state regulations: internal floating roof for tank 200-8. | 2014-04-28 | 245110 | 100
17951 | T1 | Battleground Oil Specialty Terminal | BOSTCO | 1836 Miller Cutoff Road | La Porte | TX | 77571 | Harris | CN603791047 | RN106057516 | internal floating roof for tank 100-11. | The following property is used 100% for pollution control and is installed to meet or exceed federal or state regulations: internal floating roof for tank 100-11. | 2014-04-28 | 143643 | 100
17952 | T1 | Battleground Oil Specialty Terminal | BOSTCO | 1836 Miller Cutoff Road | La Porte | TX | 77571 | Harris | CN603791047 | RN106057516 | internal floating roof for tank 100-10. | The following property is used 100% for pollution control and is installed to meet or exceed federal or state regulations: internal floating roof for tank 100-10. | 2014-04-28 | 143643 | 100
17953 | T1 | Battleground Oil Specialty Terminal | BOSTCO | 1836 Miller Cutoff Road | La Porte | TX | 77571 | Harris | CN603791047 | RN106057516 | internal floating roof for tank 100-6. | The following property is used 100% for pollution control and is installed to meet or exceed federal or state regulations: internal floating roof for tank 100-6. | 2014-04-28 | 143643 | 100
17954 | T1 | Huntsman Petrochemical LLC | Port Neches Performance Products | 6001 Hwy 366 | Port Neches | TX | 77651 | Jefferson | CN603603093 | RN100219252 | CEMS for boilers H-K2-001 and 002. | Withdrawn/Returned | 2014-05-14 | 219601 | 100
17955 | T1 | Battleground Oil Specialty Terminal | BOSTCO | 1836 Miller Cutoff Road | La Porte | TX | 77571 | Harris | CN603791047 | RN106057516 | internal floating roof for tank 100-5. | The following property is used 100% for pollution control and is installed to meet or exceed federal or state regulations: internal floating roof for tank 100-5. | 2014-04-28 | 143643 | 100
17956 | T1 | Battleground Oil Specialty Terminal | BOSTCO | 1836 Miller Cutoff Road | La Porte | TX | 77571 | Harris | CN603791047 | RN106057516 | internal floating roof for tank 100-4. | The following property is used 100% for pollution control and is installed to meet or exceed federal or state regulations: internal floating roof for tank 100-4. | 2014-04-28 | 143643 | 100
17957 | T1 | Battleground Oil Specialty Terminal | BOSTCO | 1836 Miller Cutoff Road | La Porte | TX | 77571 | Harris | CN603791047 | RN106057516 | internal floating roof for tank 100-3. | The following property is used 100% for pollution control and is installed to meet or exceed federal or state regulations: internal floating roof for tank 100-3. | 2014-04-28 | 143643 | 100
17958 | T1 | Battleground Oil Specialty Terminal | BOSTCO | 1836 Miller Cutoff Road | La Porte | TX | 77571 | Harris | CN603791047 | RN106057516 | internal floating roof for tank 100-2. | The following property is used 100% for pollution control and is installed to meet or exceed federal or state regulations: internal floating roof for tank 100-2. | 2014-04-28 | 143643 | 100
17959 | T1 | Battleground Oil Specialty Terminal | BOSTCO | 1836 Miller Cutoff Road | La Porte | TX | 77571 | Harris | CN603791047 | RN106057516 | internal floating roof for tank 100-1. | The following property is used 100% for pollution control and is installed to meet or exceed federal or state regulations: internal floating roof for tank 100-1. | 2014-04-28 | 143643 | 100
17960 | T1 | Battleground Oil Specialty Terminal | BOSTCO | 1836 Miller Cutoff Road | La Porte | TX | 77571 | Harris | CN603791047 | RN106057516 | internal floating roof for tank 150-2. | The following property is used 100% for pollution control and is installed to meet or exceed federal or state regulations: internal floating roof for tank 150-2. | 2014-04-28 | 1339536 | 100
17961 | T1 | Battleground Oil Specialty Terminal | BOSTCO | 1836 Miller Cutoff Road | La Porte | TX | 77571 | Harris | CN603791047 | RN106057516 | internal floating roof for tank 150-3. | The following property is used 100% for pollution control and is installed to meet or exceed federal or state regulations: internal floating roof for tank 150-3. | 2014-05-05 | 1339536 | 100
17962 | T1 | Battleground Oil Specialty Terminal | BOSTCO | 1836 Miller Cutoff Road | La Porte | TX | 77571 | Harris | CN603791047 | RN106057516 | internal floating roof for tank 150-4. | The following property is used 100% for pollution control and is installed to meet or exceed federal or state regulations: internal floating roof for tank 150-4. | 2014-04-28 | 1339536 | 100
17963 | T1 | Battleground Oil Specialty Terminal | BOSTCO | 1836 Miller Cutoff Road | La Porte | TX | 77571 | Harris | CN603791047 | RN106057516 | internal floating roof for tank 150-5. | The following property is used 100% for pollution control and is installed to meet or exceed federal or state regulations: internal floating roof for tank 150-5. | 2014-04-28 | 1339536 | 100
17964 | T1 | Battleground Oil Specialty Terminal | BOSTCO | 1836 Miller Cutoff Road | La Porte | TX | 77571 | Harris | CN603791047 | RN106057516 | internal floating roof for tank 150-6. | The following property is used 100% for pollution control and is installed to meet or exceed federal or state regulations: internal floating roof for tank 150-6. | 2014-04-28 | 1339536 | 100
17965 | T1 | Battleground Oil Specialty Terminal | BOSTCO | 1836 Miller Cutoff Road | La Porte | TX | 77571 | Harris | CN603791047 | RN106057516 | internal floating roof for tank 30-1. | The following property is used 100% for pollution control and is installed to meet or exceed federal or state regulations: internal floating roof for tank 30-1. | 2014-04-28 | 79716 | 100
17966 | T1 | Battleground Oil Specialty Terminal | BOSTCO | 1836 Miller Cutoff Road | La Porte | TX | 77571 | Harris | CN603791047 | RN106057516 | internal floating roof for tank 30-2. | The following property is used 100% for pollution control and is installed to meet or exceed federal or state regulations: internal floating roof for tank 30-2. | 2014-04-28 | 79716 | 100
17967 | T1 | Battleground Oil Specialty Terminal | BOSTCO | 1836 Miller Cutoff Road | La Porte | TX | 77571 | Harris | CN603791047 | RN106057516 | internal floating roof for tank 50-1. | The following property is used 100% for pollution control and is installed to meet or exceed federal or state regulations: internal floating roof for tank 50-1. | 2014-04-28 | 95203 | 100
17968 | T1 | Battleground Oil Specialty Terminal | BOSTCO | 1836 Miller Cutoff Road | La Porte | TX | 77571 | Harris | CN603791047 | RN106057516 | internal floating roof for tank 50-2. | The following property is used 100% for pollution control and is installed to meet or exceed federal or state regulations: internal floating roof for tank 50-2. | 2014-04-28 | 95203 | 100
17969 | T1 | Battleground Oil Specialty Terminal | BOSTCO | 1836 Miller Cutoff Road | La Porte | TX | 77571 | Harris | CN603791047 | RN106057516 | internal floating roof for tank 50-3. | The following property is used 100% for pollution control and is installed to meet or exceed federal or state regulations: internal floating roof for tank 50-3. | 2014-04-28 | 95203 | 100
17970 | T1 | Huntsman Petrochemical LLC | Port Neches Performance Products | 6001 Hwy 366 | Port Neches | TX | 77651 | Jefferson | CN603603093 | RN100219252 | new outfall from joint wastewater treatment plant. | Withdrawn/Returned | 2014-05-14 | 526695 | 100
17971 | T1 | Battleground Oil Specialty Terminal | BOSTCO | 1836 Miller Cutoff Road | La Porte | TX | 77571 | Harris | CN603791047 | RN106057516 | raw water treatment system. | Withdrawn by applicant | 2014-06-12 | 1010761 | 100
17972 | T1 | Battleground Oil Specialty Terminal | BOSTCO | 1836 Miller Cutoff Road | La Porte | TX | 77571 | Harris | CN603791047 | RN106057516 | wastewater treatment facility. | The following property is used 100% for pollution control and is installed to meet or exceed federal or state regulations: wastewater treatment facility. | 2014-04-28 | 2272652 | 100
17973 | T1 | Battleground Oil Specialty Terminal | BOSTCO | 1836 Miller Cutoff Road | La Porte | TX | 77571 | Harris | CN603791047 | RN106057516 | SAAB Radar Gauges. | The following property is used 100% for pollution control and is installed to meet or exceed federal or state regulations: SAAB Radar Gauges for tanks. | 2014-04-28 | 857174 | 100
17974 | T1 | Huntsman Petrochemical LLC | Port Neches Performance Products | 6001 Hwy 366 | Port Neches | TX | 77651 | Jefferson | CN603603093 | RN100219252 | on-line total organic carbon (TOC) and total nitrogen analyzers. | Withdrawn/Returned | 2014-05-14 | 209196 | 100
17975 | T1 | Huntsman Petrochemical LLC | Port Neches Performance Products | 6001 Hwy 366 | Port Neches | TX | 77651 | Jefferson | CN603603093 | RN100219252 | prevent unauthorized excursions and violations of TPDES permit WQ0000511000. | Withdrawn/Returned | 2014-05-14 | 57196 | 100
17976 | T1 | Third Coast Packaging | Third Coast Terminals | 1871 Mykawa Road | Pearland | TX | 77581 | Brazoria | CN600398150 | RN102419330 | recuperative thermal oxidizer and two-stage quench scrubber. | The following property is used 100% for pollution control and is installed to meet or exceed federal or state regulations: recuperative thermal oxidizer and two-stage quench scrubber. | 2014-04-16 | 490000 | 100
17977 | T1 | Huntsman Petrochemical LLC | Port Neches Performance Products | 6001 Hwy 366 | Port Neches | TX | 77651 | Jefferson | CN603603093 | RN100219252 | replacement distributed control system (DCS) used to monitor compliance with air permits. | Withdrawn/Returned | 2014-05-18 | 187057 | 100
17978 | T1 | Cemex Cement of Texas | Odessa Cement Plant | 16501 West Murphy Road | Odessa | TX | 79766 | Ector | CN601235385 | RN100213305 | 125ft long x 30ft wide x 8ft high clinker by-pass enclosure. | The following property is used 100% for pollution control and is installed to meet or exceed federal or state regulations: 125ft long x 30ft wide x 8ft high clinker by-pass enclosure. | 2014-05-06 | 198999 | 100
17979 | T1 | Cemex Cement of Texas | Balcones Cement Plant | 2580 Wald Road | New Braunfels | TX | 78132 | Comal | CN601235385 | RN102605375 | Caterpillar W00 725 Water Truck. | The following property is used 100% for pollution control and is installed to meet or exceed federal or state regulations: Caterpillar W00 725 Water Truck. | 2014-04-29 | 298285 | 100
17980 | T1 | Rush Pearl, LLC | Rush Chevrolet | 1395 Highway 290 West | Elgin | TX | 78621 | Bastrop | CN604518514 | RN106047954 | stormwater retention pond, ore-treatment retention land, and stormwater infrastructure consisting of a Park W30-1000 API Oil/Grit separator, drop inlets, piping, headwalls, wing-walls and riprap. | The following property is used 100% for pollution control and is installed to meet or exceed federal or state regulations: stormwater retention pond, ore-treatment retention land, and stormwater infrastructure consisting of a Park W30-1000 API Oil/Grit separator, drop inlets, piping, headwalls, wing-walls and riprap. | 2014-06-12 | 975205 | 100
17981 | T1 | Equistar Chemicals LP | Equistar Victoria | Old Bloomington Hwy | Victoria | TX | 77902 | Victoria | CN600124705 | RN100215276 | Installed monitoring equipment - online pH meter and two 24-hour composite samplers. | A positive use determination of 100% for the online pH meter and the two 24-hour composite samplers. | 2014-04-16 | 47000 | 100
17982 | T1 | Equistar Chemicals LP | Equistar Victoria | Old Bloomington Hwy | Victoria | TX | 77902 | Victoria | CN600124705 | RN100215276 | Installed two horizontal 40,000-gallon waste storage tanks. The tanks are used for the storage of process waste material that is trucked off-site for disposal. One of the tanks is heated to keep waxy process waste in a liquid state. This project includes the tanks, piping, heat exchangers, and a new concrete pad with raised barriers to prevent spills. The containment area is lined with epoxy. Other equipment includes a truck loading pad with concrete paving and loading arms for loading waste into trucks. | A positive use determination of 100% for the two horizontal 40,000-gallon waste storage tanks, piping, heat exchangers, lined concrete pad with raised barriers, the truck loading pad with concrete paving, and the loading arms. | 2014-04-16 | 3700000 | 100
17983 | T1 | Huntsman Petrochemical LLC | Port Neches Performance Products | 6001 Hwy 366 | Port Neches | TX | 77651 | Jefferson | CN603603093 | RN100219252 | replacement of CEMS for Boiler H-K-11. | Withdrawn/Returned | 2014-05-18 | 101661 | 100
17984 | T1 | Huntsman Petrochemical LLC | Port Neches Performance Products | 6001 Hwy 366 | Port Neches | TX | 77651 | Jefferson | CN603603093 | RN100219252 | E7 Unit Loading Rack Scrubber. | Withdrawn/Returned | 2014-05-18 | 346611 | 100
17985 | T1 | Huntsman Petrochemical LLC | Port Neches Performance Products | 6001 Hwy 366 | Port Neches | TX | 77651 | Jefferson | CN603603093 | RN100219252 | improvements to the piping and control logic for the ethylene oxide scrubber. | Withdrawn/Returned | 2014-05-18 | 153692 | 100
17986 | T1 | Huntsman Petrochemical LLC | Port Neches Performance Products | 6001 Hwy 366 | Port Neches | TX | 77651 | Jefferson | CN603603093 | RN100219252 | upgraded flow meters installed on the F4 and F6 units. | Withdrawn/Returned | 2014-05-18 | 111190 | 100
17987 | T1 | Battleground Oil Specialty Terminal | BOSTCO | 1836 Miller Cutoff Road | La Porte | TX | 77571 | Harris | CN603791047 | RN106057516 | cathodic protection for storage tanks. | The following property is used 100% for pollution control and is installed to meet or exceed federal or state regulations: cathodic protection for storage tanks. | 2014-04-28 | 1213506 | 100
17988 | T1 | Battleground Oil Specialty Terminal | BOSTCO | 1836 Miller Cutoff Road | La Porte | TX | 77571 | Harris | CN603791047 | RN106057516 | the incremental cost difference for twelve low NOx burners vs. similarly sized burners without NOx controls. | The following property is used 100% for pollution control and is installed to meet or exceed federal or state regulations: the incremental cost difference for twelve low NOx burners vs. similarly sized burners without NOx controls. | 2014-04-28 | 329520 | 100
17989 | T1 | Battleground Oil Specialty Terminal | BOSTCO | 1836 Miller Cutoff Road | La Porte | TX | 77571 | Harris | CN603791047 | RN106057516 | vapor combustion unit consisting of two thermal oxidizers and blower system. | The following property is used 100% for pollution control and is installed to meet or exceed federal or state regulations: vapor combustion unit consisting of two thermal oxidizers and blower system. | 2014-04-28 | 1398489 | 100
17990 | T1 | Battleground Oil Specialty Terminal | BOSTCO | 1836 Miller Cutoff Road | La Porte | TX | 77571 | Harris | CN603791047 | RN106057516 | spill response boom boat and boom. | The following property is used 100% for pollution control and is installed to meet or exceed federal or state regulations: spill response boom boat and boom. | 2014-04-28 | 71771.04 | 100
17991 | T1 | Battleground Oil Specialty Terminal | BOSTCO | 1836 Miller Cutoff Road | La Porte | TX | 77571 | Harris | CN603791047 | RN106057516 | stormwater tanks 20-1 and 20-2; and related sump pumps. | The following property is used 100% for pollution control and is installed to meet or exceed federal or state regulations: stormwater tanks 20-1 and 20-2; and related sump pumps. | 2014-04-28 | 1368066 | 100
17992 | T1 | Pecan Pipeline Company | Kripple Kreek Gas Plant | 1988 Briar Creek Road | Bowie | TX | 76230 | Montague | CN603332263 | RN105476691 | regenerative thermal oxidizer. | The following property is used 100% for pollution control and is installed to meet or exceed federal or state regulations: regenerative thermal oxidizer. | 2014-05-15 | 1082879 | 100
17993 | T1 | Pecan Pipeline Company | Kripple Kreek Gas Plant | 1988 Briar Creek Road | Bowie | TX | 76230 | Montague | CN603332263 | RN105476691 | Air X-Changers on two compressor engines. | The following property is used 100% for pollution control and is installed to meet or exceed federal or state regulations: Air X-Changers on two compressor engines. | 2014-05-15 | 438164 | 100
17994 | T1 | Pecan Pipeline Company | Kripple Kreek Gas Plant | 1988 Briar Creek Road | Bowie | TX | 76230 | Montague | CN603332263 | RN105476691 | catalytic convertors for two compressor engines. | The following property is used 100% for pollution control and is installed to meet or exceed federal or state regulations: catalytic convertors for two compressor engines. | 2014-05-15 | 60168 | 100
17995 | T1 | Allsup Petroleum, Inc. | API #282 | 901 South Gaston Street | Crane | TX | 79731 | Crane | CN601099260 | RN102039047 | difference in cost between double-walled tanks and single-walled tanks; difference in cost between double-walled piping and single-walled piping; tank top sumps; automatic tank gauging; automatic line leak detectors; overfill alarms; and liquid sensors installed to monitor secondary containment. | The following property is used 100% for pollution control and is installed to meet or exceed federal or state regulations: difference in cost between double-walled tanks and single-walled tanks; difference in cost between double-walled piping and single-walled piping; tank top sumps; automatic tank gauging; automatic line leak detectors; overfill alarms; and liquid sensors installed to monitor secondary containment. | 2014-04-16 | 76240.23 | 100
17996 | T1 | Sidewinder Drilling, Inc. | Rig #222 | University East 4413 MH | Ozona | TX |  | Crockett | CN604347856 | None | drilling mud recycling system consisting of shaker tank system, shale shakers, desilter, desander, and degasser. | The following property is used 100% for pollution control and is installed to meet or exceed federal or state regulations: drilling mud recycling system consisting of shaker tank system, shale shakers, desilter, desander, and degasser. | 2014-04-16 | 750000 | 100
17997 | T1 | Sidewinder Drilling, Inc. | Rig #225 | Gardendale 10-27 | Odessa | TX |  | Ector | CN604347856 | None | drilling mud recycling system consisting of shaker tank system, shale shakers, desilter, desander, and degasser. | The following property is used 100% for pollution control and is installed to meet or exceed federal or state regulations: drilling mud recycling system consisting of shaker tank system, shale shakers, desilter, desander, and degasser. | 2014-04-16 | 750000 | 100
17998 | T1 | Sidewinder Drilling, Inc. | Midland Service Yard | 9105 West CR 127 | Midland | TX | 79706 | Midland | CN604347856 | None | drilling mud recycling system consisting of shaker tank system, shale shakers, desilter, desander, and degasser. | The following property is used 100% for pollution control and is installed to meet or exceed federal or state regulations: drilling mud recycling system consisting of shaker tank system, shale shakers, desilter, desander, and degasser. | 2014-04-16 | 750000 | 100
17999 | T1 | Sidewinder Drilling, Inc. | Abilene Yard | 4725 Loop 322 | Abilene | TX | 79602 | Taylor | CN604347856 | RN109629642 | 16 drilling mud recycling systems consisting of shaker tank system, shale shakers, desilter, desander, and degasser. | The following property is used 100% for pollution control and is installed to meet or exceed federal or state regulations: 16 drilling mud recycling system consisting of shaker tank system, shale shakers, desilter, desander, and degasser. | 2014-04-16 | 12000000 | 100
18000 | T1 | Sidewinder Drilling, Inc. | Rig #222 | University East 4413 MH | Ozona | TX |  | Crockett | CN604347856 | None | drilling rig spill response equipment consisting of ram type blow out preventers, closing units, and choke manifold systems. | The following property is used 100% for pollution control and is installed to meet or exceed federal or state regulations: drilling rig spill response equipment consisting of ram type blow out preventers, closing units, and choke manifold systems. | 2014-04-16 | 650000 | 100
18001 | T1 | Nacogdoches Power LLC | Nacogdoches Power Electric Generating Plant | 499 County Road 988 | Cushing | TX | 75760 | Nacogdoches | CN602742496 | RN103219127 | baghouse dust collector, SNCR, and CEMS installed on the biomass-fueled boiler. | The following property is used 100% for pollution control and is installed to meet or exceed federal or state regulations: baghouse dust collector, SNCR, and CEMS installed on the biomass-fueled boiler. | 2014-05-14 | 10330939 | 100
18002 | T1 | Sidewinder Drilling, Inc. | Rig #225 | Gardendale 10-27 | Odessa | TX |  | Ector | CN604347856 | None | drilling rig spill response equipment consisting of ram type blow out preventers, closing units, and choke manifold systems. | The following property is used 100% for pollution control and is installed to meet or exceed federal or state regulations: drilling rig spill response equipment consisting of ram type blow out preventers, closing units, and choke manifold systems. | 2014-04-16 | 650000 | 100
18003 | T1 | Sidewinder Drilling, Inc. | Midland Service Yard | 9105 West CR 127 | Midland | TX | 79706 | Midland | CN604347856 | None | drilling rig spill response equipment consisting of ram type blow out preventers, closing units, and choke manifold systems. | The following property is used 100% for pollution control and is installed to meet or exceed federal or state regulations: drilling rig spill response equipment consisting of ram type blow out preventers, closing units, and choke manifold systems. | 2014-04-16 | 650000 | 100
18004 | T1 | Sidewinder Drilling, Inc. | Abilene Yard | 4725 Loop 322 | Abilene | TX | 79602 | Taylor | CN604347856 | RN109629642 | drilling rig spill response equipment consisting of ram type blow out preventers, closing units, and choke manifold systems for 16 drilling rigs. | The following property is used 100% for pollution control and is installed to meet or exceed federal or state regulations: drilling rig spill response equipment consisting of ram type blow out preventers, closing units, and choke manifold systems for 16 drilling rigs. | 2014-04-16 | 10400000 | 100
18005 | T1 | Allsup Petroleum, Inc. | API #288 | 1000 South Burleson | McCamey | TX | 79752 | Upton | CN601099260 | RN102035763 | difference in cost between double-walled tanks and single-walled tanks; difference in cost between double-walled piping and single-walled piping; tank top sumps; automatic tank gauging; automatic line leak detectors; overfill alarms; and liquid sensors installed to monitor secondary containment. | The following property is used 100% for pollution control and is installed to meet or exceed federal or state regulations: difference in cost between double-walled tanks and single-walled tanks; difference in cost between double-walled piping and single-walled piping; tank top sumps; automatic tank gauging; automatic line leak detectors; overfill alarms; and liquid sensors installed to monitor secondary containment. | 2014-04-16 | 76240.23 | 100
18006 | T1 | Allsup Petroleum, Inc. | API #280 | 200 West Sealy Avenue | Monahans | TX | 79756 | Ward | CN601099260 | RN102040441 | difference in cost between double-walled tanks and single-walled tanks; difference in cost between double-walled piping and single-walled piping; tank top sumps; automatic tank gauging; automatic line leak detectors; overfill alarms; and liquid sensors installed to monitor secondary containment. | The following property is used 100% for pollution control and is installed to meet or exceed federal or state regulations: difference in cost between double-walled tanks and single-walled tanks; difference in cost between double-walled piping and single-walled piping; tank top sumps; automatic tank gauging; automatic line leak detectors; overfill alarms; and liquid sensors installed to monitor secondary containment. | 2014-04-16 | 75745.05 | 100
18007 | T1 | Allsup Petroleum, Inc. | API #106 | 706 South Main Street | Seminole | TX | 79360 | Gaines | CN601099260 | RN102031382 | difference in cost between double-walled tanks and single-walled tanks; difference in cost between double-walled piping and single-walled piping; tank top sumps; automatic tank gauging; automatic line leak detectors; overfill alarms; and liquid sensors installed to monitor secondary containment. | The following property is used 100% for pollution control and is installed to meet or exceed federal or state regulations: difference in cost between double-walled tanks and single-walled tanks; difference in cost between double-walled piping and single-walled piping; tank top sumps; automatic tank gauging; automatic line leak detectors; overfill alarms; and liquid sensors installed to monitor secondary containment. | 2014-04-16 | 76240.23 | 100
18008 | T1 | WTG Gas Processing LP | East Vealmoor Gas Plant | 11703 FM 846 | Coahoma | TX | 79511 | Howard | CN600125439 | RN100211473 | CEMS on tail gas incinerator. | The following property is used 100% for pollution control and is installed to meet or exceed federal or state regulations: CEMS on tail gas incinerator. | 2014-04-16 | 220000 | 100
18009 | T1 | Allsup Petroleum, Inc. | API #024 | 501 West Bedford | Dimmitt | TX | 79027 | Castro | CN601099260 | RN102043619 | difference in cost between double-walled tanks and single-walled tanks; difference in cost between double-walled piping and single-walled piping; tank top sumps; automatic tank gauging; automatic line leak detectors; overfill alarms; and liquid sensors installed to monitor secondary containment. | The following property is used 100% for pollution control and is installed to meet or exceed federal or state regulations: difference in cost between double-walled tanks and single-walled tanks; difference in cost between double-walled piping and single-walled piping; tank top sumps; automatic tank gauging; automatic line leak detectors; overfill alarms; and liquid sensors installed to monitor secondary containment. | 2014-04-16 | 76240.23 | 100
18010 | T1 | The Sabine Mining Company | Sabine Mining Company Lignite Surface Coal Mine | 6501 FM Road 968 W | Hallsville | TX | 75650 | Harrison | CN600835797 | RN103968707 | Q10 sediment pond and associated pump. | The following property is used 100% for pollution control and is installed to meet or exceed federal or state regulations: Q10 sediment pond and associated pump. | 2014-04-16 | 2914849 | 100
18011 | T2 | The Sabine Mining Company | Sabine Mining Company Lignite Surface Coal Mine | 6501 FM Road 968 W | Hallsville | TX | 75650 | Harrison | CN600835797 | RN103968707 | CAT D10T Dozer Unit XXXXXX with VIN XXXXXXXX. Equipment is used exclusively for land reclamation. | The following property is used 100% for pollution control and is installed to meet or exceed federal or state regulations: CAT D10T Dozer Unit XXXXXX with VIN XXXXXXXX. Equipment is used exclusively for land reclamation. | 2014-04-16 | 1535122 | 100
18012 | T1 | Southwestern Public Service Company | Jones Station | 5721 FM 3020 | Lubbock | TX | 79404 | Lubbock | CN601481336 | RN100224765 | reverse osmosis ultrafiltration system. | Withdrawn/Returned | 2014-05-18 | 0 | 100
18013 | T1 | Bimbo Bakeries USA, Inc | Bimbo Bakeries - Rockwall Texas | 3055 Discovery Blvd | Rockwall | TX | 75032 | Rockwall | CN603232968 | RN106534175 | CSM Model 100A catalytic oxidizer used to control emissions from the ovens. | The following property is used 100% for pollution control and is installed to meet or exceed federal or state regulations: CSM Model 100A catalytic oxidizer used to control emissions from the ovens. | 2014-06-11 | 984000 | 100
18014 | T1 | Allsup Petroleum, Inc. | API #247 | 907 North Austin Street | Comanche | TX | 76442 | Comanche | CN601099260 | RN102051596 | difference in cost between double-walled tanks and single-walled tanks; difference in cost between double-walled piping and single-walled piping; tank top sumps; automatic tank gauging; automatic line leak detectors; overfill alarms; and liquid sensors installed to monitor secondary containment. | The following property is used 100% for pollution control and is installed to meet or exceed federal or state regulations: difference in cost between double-walled tanks and single-walled tanks; difference in cost between double-walled piping and single-walled piping; tank top sumps; automatic tank gauging; automatic line leak detectors; overfill alarms; and liquid sensors installed to monitor secondary containment. | 2014-04-22 | 93428.66 | 100
18015 | T1 | Allsup Petroleum, Inc. | API #043 | 202 West 1st Street | Idalou | TX | 79329 | Lubbock | CN601099260 | RN102034022 | difference in cost between double-walled tanks and single-walled tanks; difference in cost between double-walled piping and single-walled piping; tank top sumps; automatic tank gauging; automatic line leak detectors; overfill alarms; and liquid sensors installed to monitor secondary containment. | The following property is used 100% for pollution control and is installed to meet or exceed federal or state regulations: difference in cost between double-walled tanks and single-walled tanks; difference in cost between double-walled piping and single-walled piping; tank top sumps; automatic tank gauging; automatic line leak detectors; overfill alarms; and liquid sensors installed to monitor secondary containment. | 2014-04-22 | 93428.66 | 100
18016 | T1 | Allsup Petroleum, Inc. | API #173 | 300 East Broadway Street | Sweetwater | TX | 79556 | Nolan | CN601099260 | RN106898547 | difference in cost between double-walled tanks and single-walled tanks; difference in cost between double-walled piping and single-walled piping; tank top sumps; automatic tank gauging; automatic line leak detectors; overfill alarms; and liquid sensors installed to monitor secondary containment. | The following property is used 100% for pollution control and is installed to meet or exceed federal or state regulations: difference in cost between double-walled tanks and single-walled tanks; difference in cost between double-walled piping and single-walled piping; tank top sumps; automatic tank gauging; automatic line leak detectors; overfill alarms; and liquid sensors installed to monitor secondary containment. | 2014-04-22 | 93428.66 | 100
18017 | T1 | Allsup Petroleum, Inc. | API #128 | 705 South Access Road | Clyde | TX | 79510 | Callahan | CN601099260 | RN102046661 | difference in cost between double-walled tanks and single-walled tanks; difference in cost between double-walled piping and single-walled piping; tank top sumps; automatic tank gauging; automatic line leak detectors; overfill alarms; and liquid sensors installed to monitor secondary containment. | The following property is used 100% for pollution control and is installed to meet or exceed federal or state regulations: difference in cost between double-walled tanks and single-walled tanks; difference in cost between double-walled piping and single-walled piping; tank top sumps; automatic tank gauging; automatic line leak detectors; overfill alarms; and liquid sensors installed to monitor secondary containment. | 2014-04-22 | 93428.66 | 100
18018 | T1 | Enbridge Pipelines (Texas Gathering) L.P. G&P | Ajax Gas Plant | 35.68025971, | Canadian | TX | 77002 | Wheeler | CN601500168 | RN106271232 | high pressure flare. | The following property is used 100% for pollution control and is installed to meet or exceed federal or state regulations: high pressure flare system. | 2014-05-23 | 1117500 | 100
18019 | T1 | Precision Drilling Corporation | Precision Drilling Rig #598 | University Lands Survey Block | Andrews | TX | 79714 | Andrews | CN604079541 | None | drilling mud recycling system consisting of shaker tank, shale shakers, desilter, desander, and degasser. | The following property is used 100% for pollution control and is installed to meet or exceed federal or state regulations: drilling mud recycling system consisting of shaker tank, shale shakers, desilter, desander, and degasser. | 2014-04-22 | 344000 | 100
18020 | T1 | Precision Drilling Corporation | Precision Drilling Rig #599 | T&P RR Company Survey, Block | Odessa | TX | 79766 | Ector | CN604079541 | None | drilling mud recycling system consisting of shaker tank, shale shakers, desilter, desander, and degasser. | The following property is used 100% for pollution control and is installed to meet or exceed federal or state regulations: drilling mud recycling system consisting of shaker tank, shale shakers, desilter, desander, and degasser. | 2014-04-22 | 344000 | 100
18021 | T1 | Precision Drilling Corporation | Precision Drilling Rig #207 | H&TC RR Co. Survey Block F, | Guthrie | TX | 79236 | King | CN604079541 | None | drilling mud recycling system consisting of shaker tank, shale shakers, and degasser. | The following property is used 100% for pollution control and is installed to meet or exceed federal or state regulations: drilling mud recycling system consisting of shaker tank, shale shakers, and degasser. | 2014-04-22 | 187000 | 100
18022 | T1 | Precision Drilling Corporation | Precision Drilling Rig #596 | T&P RR Co. Survey, Block 41, | Midland | TX | 79706 | Midland | CN604079541 | None | drilling mud recycling system consisting of shaker tank, shale shakers, desilter, desander, and degasser. | The following property is used 100% for pollution control and is installed to meet or exceed federal or state regulations: drilling mud recycling system consisting of shaker tank, shale shakers, desilter, desander, and degasser. | 2014-04-22 | 344000 | 100
18023 | T1 | Precision Drilling Corporation | Precision Drilling Rig #597 | H&TC RR Co. Survey Block 34, | Pecos | TX | 79772 | Ward | CN604079541 | None | drilling mud recycling system consisting of shaker tank, shale shakers, desilter, desander, and degasser. | The following property is used 100% for pollution control and is installed to meet or exceed federal or state regulations: drilling mud recycling system consisting of shaker tank, shale shakers, desilter, desander, and degasser. | 2014-04-22 | 344000 | 100
18024 | T1 | Precision Drilling Corporation | Precision Drilling Rig #598 | University Lands Survey Block | Andrews | TX | 79714 | Andrews | CN604079541 | None | drilling rig spill response equipment consisting of ram type blow out preventers, closing units, and choke manifold systems. | The following property is used 100% for pollution control and is installed to meet or exceed federal or state regulations: drilling rig spill response equipment consisting of ram type blow out preventers, closing units, and choke manifold systems. | 2014-04-22 | 910500 | 100
18025 | T1 | Precision Drilling Corporation | Precision Drilling Rig #599 | T&P RR Company Survey, Block | Odessa | TX | 79766 | Ector | CN604079541 | None | drilling rig spill response equipment consisting of ram type blow out preventers, closing units, and choke manifold systems. | The following property is used 100% for pollution control and is installed to meet or exceed federal or state regulations: drilling rig spill response equipment consisting of ram type blow out preventers, closing units, and choke manifold systems. | 2014-04-22 | 910500 | 100
18026 | T1 | Precision Drilling Corporation | Precision Drilling Rig #207 | H&TC RR Co. Survey Block F, | Guthrie | TX | 79236 | King | CN604079541 | None | drilling rig spill response equipment consisting of ram type blow out preventers, closing units, and choke manifold systems. | The following property is used 100% for pollution control and is installed to meet or exceed federal or state regulations: drilling rig spill response equipment consisting of ram type blow out preventers, closing units, and choke manifold systems. | 2014-04-22 | 447000 | 100
18027 | T1 | Precision Drilling Corporation | Precision Drilling Rig #596 | T&P RR Co. Survey, Block 41, | Midland | TX | 79706 | Midland | CN604079541 | None | drilling rig spill response equipment consisting of ram type blow out preventers, closing units, and choke manifold systems. | The following property is used 100% for pollution control and is installed to meet or exceed federal or state regulations: drilling rig spill response equipment consisting of ram type blow out preventers, closing units, and choke manifold systems. | 2014-04-22 | 910500 | 100
18028 | T1 | Precision Drilling Corporation | Precision Drilling Rig #597 | H&TC RR Co. Survey Block 34, | Pecos | TX | 79772 | Ward | CN604079541 | None | drilling rig spill response equipment consisting of ram type blow out preventers, closing units, and choke manifold systems. | The following property is used 100% for pollution control and is installed to meet or exceed federal or state regulations: drilling rig spill response equipment consisting of ram type blow out preventers, closing units, and choke manifold systems. | 2014-04-22 | 910500 | 100
18029 | T1 | Stolthaven Houston | Stolthaven Houston Terminal | 15602 Jacintoport Blvd | Houston | TX | 77015 | Harris | CN600124820 | RN100210475 | line installed between equalization tank 01 and the dissolved air flotation unit. | The following property is used 100% for pollution control and is installed to meet or exceed federal or state regulations: line installed between equalization tank 01 and the dissolved air flotation unit. | 2014-04-22 | 55838 | 100
18030 | T1 | Stolthaven Houston | Stolthaven Houston Terminal | 15602 Jacintoport Blvd | Houston | TX | 77015 | Harris | CN600124820 | RN100210475 | tank radar gauging installed on the new AE Tanks. | The following property is used 100% for pollution control and is installed to meet or exceed federal or state regulations: tank radar gauging installed on the new AE Tanks. | 2014-04-22 | 277686 | 100
18031 | T1 | Stolthaven Houston | Stolthaven Houston Terminal | 15602 Jacintoport Blvd | Houston | TX | 77015 | Harris | CN600124820 | RN100210475 | reinforced concrete, dikes and curbing were added to AE (57,192sf) and BE (29,943sf) tank farms to control stormwater. | The following property is used 100% for pollution control and is installed to meet or exceed federal or state regulations: reinforced concrete, dikes and curbing were added to AE (57,192sf) and BE (29,943sf) tank farms to control stormwater. | 2014-04-22 | 5439889 | 100
18032 | T1 | Sysco Food Service of San Antonio LP | Sysco Central Texas | 1260 Schwab Road | New Braunfels | TX | 78132 | Comal | CN600753040 | RN106272768 | stormwater quality retention ponds, retention land, swales, drop inlets, outfalls, headwalls, pilot channels, and oil/water/sand separator. | The following property is used 100% for pollution control and is installed to meet or exceed federal or state regulations: stormwater quality retention ponds, retention land, swales, drop inlets, outfalls, headwalls, pilot channels, and oil/water/sand separator. | 2014-06-12 | 1909575 | 100
18033 | T1 | Sysco East Texas, LLC | Sysco East Texas Distribution Center | 4577 Estes Parkway | Longview | TX | 75603 | Gregg | CN603948407 | RN105290100 | stormwater quality detention ponds, sedimentation ponds, swales, infrastructure and drop inlets, and oil/fuel/sand separator. | The following property is used 100% for pollution control and is installed to meet or exceed federal or state regulations: stormwater quality detention ponds, sedimentation ponds, swales, infrastructure and drop inlets, and oil/fuel/sand separator. | 2014-06-12 | 2242800 | 100
18034 | T1 | Chasco Constructors | Chasco East Old Settlers Park | 2801 East Old Settlers Blvd. | Round Rock | TX | 78665 | Williamson | CN602966210 | RN105706022 | ten water trucks consisting of one Ford F750, seven Freightliner FL70s, one Peterbilt 335, and one Caterpillar 613C. | The following property is used 100% for pollution control and is installed to meet or exceed federal or state regulations: ten water trucks consisting of one Ford F750, seven Freightliner FL70s, one Peterbilt 335, and one Caterpillar 613C. | 2014-04-30 | 588957 | 100
18035 | T1 | Genesis Marine LLC | Genesis Marine Barges | in Harris County | Houston | TX |  | Harris | CN604608802 | RN107489924 | spill and overflow prevention equipment installed on barges: GM-1000, GM-1001, GM-1002, and GM-1003; and the incremental cost difference between the four double-hulled barges and comparable single-hulled barges. | The following property is used 100% for pollution control and is installed to meet or exceed federal or state regulations: spill and overflow prevention equipment installed on barges: GM-1000, GM-1001, GM-1002, and GM-1003; and the incremental cost difference between the four double-hulled barges and comparable single-hulled barges. | 2014-06-27 | 6645571 | 100
18036 | T1 | Canal Barge Company | Canal Barges Texas Water | in Harris County | Houston | TX |  | Harris | CN605190974 | RN109628578 | spill and overflow prevention equipment installed on barges: CBC 1355 through CBC 1370; CBC 309 through CBC 320; CBC 373 through CBC 390; and GBL 1510 and 1610; and the incremental cost difference between the 48 double-hulled barges and comparable single-hulled barges. | The following property is used 100% for pollution control and is installed to meet or exceed federal or state regulations: spill and overflow prevention equipment installed on barges: CBC 1355 through CBC 1370; CBC 309 through CBC 320; CBC 373 through CBC 390; and GBL 1510 and 1610; and the incremental cost difference between the 48 double-hulled barges and comparable single-hulled barges. | 2014-06-23 | 49095038 | 100
18037 | T1 | Kirby Inland Marine | Barge Operations | 18350 Market Street | Channelview | TX | 77530 | Harris | CN600611206 | RN102204211 | spill and overflow prevention equipment installed on barges: barges 10245 through 10277, 27781 through 27786; 28195 and 28196, 29051 through 29059; 29100 through 29115; 30024B through 30045B; and boats M/V Brewster Knott, Eloy Rivera, Gary Reed, and Tampa; and the incremental cost difference between the double-hulled barges and boats and comparable single-hulled barges and boats. | The following property is used 100% for pollution control and is installed to meet or exceed federal or state regulations: spill and overflow prevention equipment installed on barges: barges 10245 through 10277, 27781 through 27786; 28195 and 28196, 29051 through 29059; 29100 through 29115; 30024B through 30045B; and boats M/V Brewster Knott, Eloy Rivera, Gary Reed, and Tampa; and the incremental cost difference between the double-hulled barges and boats and comparable single-hulled barges and boats. | 2014-04-22 | 66580743 | 100
18038 | T1 | Lehigh White Cement Company | Waco Plant | 100 South Wickson Road | Woodway | TX | 76712 | McLennan | CN600129597 | RN100218254 | kiln bag house dust collector. | The following property is used 100% for pollution control and is installed to meet or exceed federal or state regulations: kiln bag house dust collector. | 2014-05-07 | 6189914 | 100
18039 | T1 | Nabors Lux Finance #2 | Drilling Rig F30 | 3 mi NW of Whitsett on | Whitsett | TX |  | Atascosa | CN604268243 | RN106607823 | double ram blowout preventer; single ram blowout preventer; blowout preventer accumulator unit; blowout preventer choke manifold; land trip tank; and drilling mud degasser. | The following property is used 100% for pollution control and is installed to meet or exceed federal or state regulations: double ram blowout preventer; single ram blowout preventer; blowout preventer accumulator unit; blowout preventer choke manifold; land trip tank; and drilling mud degasser. | 2014-04-25 | 1212400 | 100
18040 | T1 | Nabors Lux Finance #2 | Drilling Rig F38 | Pleasanton Yard | Pleasanton | TX |  | Atascosa | CN604268243 | RN106607823 | double ram blowout preventer; single ram blowout preventer; blowout preventer accumulator unit; blowout preventer choke manifold; drilling mud desander; drilling mud desilter; and drilling mud degasser. | The following property is used 100% for pollution control and is installed to meet or exceed federal or state regulations: double ram blowout preventer; single ram blowout preventer; blowout preventer accumulator unit; blowout preventer choke manifold; drilling mud desander; drilling mud desilter; and drilling mud degasser. | 2014-04-25 | 1183600 | 100
18041 | T1 | Nabors Lux Finance #2 | Drilling Rig M10 | Pleasanton Yard | Pleasanton | TX |  | Atascosa | CN604268243 | RN106607823 | double ram blowout preventer; single ram blowout preventer; blowout preventer accumulator unit; blowout preventer choke manifold; land trip tank; and drilling mud degasser. | The following property is used 100% for pollution control and is installed to meet or exceed federal or state regulations: double ram blowout preventer; single ram blowout preventer; blowout preventer accumulator unit; blowout preventer choke manifold; land trip tank; and drilling mud degasser. | 2014-04-25 | 1212400 | 100
18042 | T1 | Nabors Lux Finance #2 | Drilling Rig M23 | 18 mi NW of Ozona | Ozona | TX |  | Crockett | CN604268243 | RN106607823 | double ram blowout preventer; blowout preventer accumulator unit; blowout preventer choke manifold; land trip tank; and drilling mud degasser. | The following property is used 100% for pollution control and is installed to meet or exceed federal or state regulations: double ram blowout preventer; blowout preventer accumulator unit; blowout preventer choke manifold; land trip tank; and drilling mud degasser. | 2014-04-25 | 880200 | 100
18043 | T1 | Nabors Lux Finance #2 | Drilling Rig M17 | 19 mi NW of Ozona | Ozona | TX |  | Crockett | CN604268243 | RN106607823 | double ram blowout preventer; single ram blowout preventer; blowout preventer accumulator unit; blowout preventer choke manifold; land trip tank; and drilling mud degasser. | The following property is used 100% for pollution control and is installed to meet or exceed federal or state regulations: double ram blowout preventer; single ram blowout preventer; blowout preventer accumulator unit; blowout preventer choke manifold; land trip tank; and drilling mud degasser. | 2014-04-25 | 1212400 | 100
18044 | T1 | Nabors Lux Finance #2 | Drilling Rig M53 | 3.5 mi NW of Denton | Denton | TX |  | Denton | CN604268243 | RN106607823 | double ram blowout preventer; blowout preventer accumulator unit; blowout preventer choke manifold; and drilling mud degasser. | The following property is used 100% for pollution control and is installed to meet or exceed federal or state regulations: double ram blowout preventer; blowout preventer accumulator unit; blowout preventer choke manifold; and drilling mud degasser. | 2014-04-25 | 782400 | 100
18045 | T1 | Nabors Lux Finance #2 | Drilling Rig M49 | 2.8 mi SE of Justin | Justin | TX |  | Denton | CN604268243 | RN106607823 | double ram blowout preventer; single ram blowout preventer; blowout preventer accumulator unit; blowout preventer choke manifold; and drilling mud degasser. | The following property is used 100% for pollution control and is installed to meet or exceed federal or state regulations: double ram blowout preventer; single ram blowout preventer; blowout preventer accumulator unit; blowout preventer choke manifold; and drilling mud degasser. | 2014-04-25 | 1114600 | 100
18046 | T1 | Nabors Lux Finance #2 | Drilling Rig M44 | 5.7 mi NW of Yoakum | Yoakum | TX |  | De Witt | CN604268243 | RN106607823 | double ram blowout preventer; single ram blowout preventer; blowout preventer accumulator unit; blowout preventer choke manifold; and drilling mud degasser. | The following property is used 100% for pollution control and is installed to meet or exceed federal or state regulations: double ram blowout preventer; single ram blowout preventer; blowout preventer accumulator unit; blowout preventer choke manifold; and drilling mud degasser. | 2014-04-25 | 1114600 | 100
18047 | T1 | Nabors Lux Finance #2 | Drilling Rig X05 | 5.7 mi NW of Yoakum | Yoakum | TX |  | De Witt | CN604268243 | RN106607823 | double ram blowout preventer; single ram blowout preventer; blowout preventer accumulator unit; blowout preventer choke manifold; and drilling mud degasser. | The following property is used 100% for pollution control and is installed to meet or exceed federal or state regulations: double ram blowout preventer; single ram blowout preventer; blowout preventer accumulator unit; blowout preventer choke manifold; and drilling mud degasser. | 2014-04-25 | 1114600 | 100
18048 | T1 | Nabors Lux Finance #2 | Drilling Rig F06 | 5.5 mi SW of Dimmit | Dimmit | TX |  | De Witt | CN604268243 | RN106607823 | double ram blowout preventer; single ram blowout preventer; blowout preventer accumulator unit; blowout preventer choke manifold; land trip tank; and drilling mud degasser. | The following property is used 100% for pollution control and is installed to meet or exceed federal or state regulations: double ram blowout preventer; single ram blowout preventer; blowout preventer accumulator unit; blowout preventer choke manifold; land trip tank; and drilling mud degasser. | 2014-04-25 | 1212400 | 100
18049 | T1 | Nabors Lux Finance #2 | Drilling Rig 889 | 17 mi W of Catarina | Catarina | TX |  | Dimmit | CN604268243 | RN106607823 | double ram blowout preventer; single ram blowout preventer; blowout preventer accumulator unit; blowout preventer choke manifold; drilling mud desander; drilling mud desilter; and drilling mud degasser. | The following property is used 100% for pollution control and is installed to meet or exceed federal or state regulations: double ram blowout preventer; single ram blowout preventer; blowout preventer accumulator unit; blowout preventer choke manifold; drilling mud desander; drilling mud desilter; and drilling mud degasser. | 2014-04-25 | 1183600 | 100
18050 | T1 | Nabors Lux Finance #2 | Drilling Rig M14 | 10.82 mi SW of Odessa | Odessa | TX |  | Ector | CN604268243 | RN106607823 | double ram blowout preventer; single ram blowout preventer; blowout preventer accumulator unit; blowout preventer choke manifold; land trip tank; and drilling mud degasser. | The following property is used 100% for pollution control and is installed to meet or exceed federal or state regulations: double ram blowout preventer; single ram blowout preventer; blowout preventer accumulator unit; blowout preventer choke manifold; land trip tank; and drilling mud degasser. | 2014-04-25 | 1212400 | 100
18051 | T1 | Nabors Lux Finance #2 | Drilling Rig F19 | 12.8 mi W of La Grange | La Grange | TX |  | Fayette | CN604268243 | RN106607823 | double ram blowout preventer; single ram blowout preventer; blowout preventer accumulator unit; blowout preventer choke manifold; land trip tank; and drilling mud degasser. | The following property is used 100% for pollution control and is installed to meet or exceed federal or state regulations: double ram blowout preventer; single ram blowout preventer; blowout preventer accumulator unit; blowout preventer choke manifold; land trip tank; and drilling mud degasser. | 2014-04-25 | 1212400 | 100
18052 | T1 | Nabors Lux Finance #2 | Drilling Rig M50 | 5.1 mi SW of Smiley | Smiley | TX |  | Gonzales | CN604268243 | RN106607823 | double ram blowout preventer; single ram blowout preventer; blowout preventer accumulator unit; blowout preventer choke manifold; and drilling mud degasser. | The following property is used 100% for pollution control and is installed to meet or exceed federal or state regulations: double ram blowout preventer; single ram blowout preventer; blowout preventer accumulator unit; blowout preventer choke manifold; and drilling mud degasser. | 2014-04-25 | 1114600 | 100
18053 | T1 | Nabors Lux Finance #2 | Drilling Rig F37 | 4.9 mi SW of Moulton | Moulton | TX |  | Gonzales | CN604268243 | RN106607823 | double ram blowout preventer; single ram blowout preventer; blowout preventer accumulator unit; blowout preventer choke manifold; drilling mud desander; drilling mud desilter; and drilling mud degasser. | The following property is used 100% for pollution control and is installed to meet or exceed federal or state regulations: double ram blowout preventer; single ram blowout preventer; blowout preventer accumulator unit; blowout preventer choke manifold; drilling mud desander; drilling mud desilter; and drilling mud degasser. | 2014-04-25 | 1183600 | 100
18054 | T1 | Nabors Lux Finance #2 | Drilling Rig 998 | 411 Airport Road | Alice | TX |  | Jim Wells | CN604268243 | RN106607823 | double ram blowout preventer; blowout preventer accumulator unit; blowout preventer choke manifold; drilling mud desander; and drilling mud desilter. | The following property is used 100% for pollution control and is installed to meet or exceed federal or state regulations: double ram blowout preventer; blowout preventer accumulator unit; blowout preventer choke manifold; drilling mud desander; and drilling mud desilter. | 2014-04-25 | 808500 | 100
18055 | T1 | Nabors Lux Finance #2 | Drilling Rig X16 | Crosby Yard | Crosby | TX |  | Harris | CN604268243 | RN106607823 | double ram blowout preventer; single ram blowout preventer; blowout preventer accumulator unit; blowout preventer choke manifold; and drilling mud degasser. | The following property is used 100% for pollution control and is installed to meet or exceed federal or state regulations: double ram blowout preventer; single ram blowout preventer; blowout preventer accumulator unit; blowout preventer choke manifold; and drilling mud degasser. | 2014-04-25 | 1114600 | 100
18056 | T1 | Nabors Lux Finance #2 | Drilling Rig 999 | 411 Airport Road | Alice | TX |  | Jim Wells | CN604268243 | RN106607823 | double ram blowout preventer; single ram blowout preventer; blowout preventer accumulator unit; blowout preventer choke manifold; drilling mud desander; drilling mud desilter; and drilling mud degasser. | The following property is used 100% for pollution control and is installed to meet or exceed federal or state regulations: double ram blowout preventer; single ram blowout preventer; blowout preventer accumulator unit; blowout preventer choke manifold; drilling mud desander; drilling mud desilter; and drilling mud degasser. | 2014-04-25 | 1183600 | 100
18057 | T1 | WGR Operating LP | Brasada Gas Processing Plant | 513 Cochina Ranch Road | Cotulla | TX | 78014 | La Salle | CN604015925 | RN106310584 | stormwater retention pond. | The following property is used 100% for pollution control and is installed to meet or exceed federal or state regulations: stormwater retention pond. | 2014-04-28 | 710000 | 100
18058 | T1 | Nabors Lux Finance #2 | Drilling Rig F11 | Crosby Yard | Crosby | TX |  | Harris | CN604268243 | RN106607823 | blowout preventer accumulator unit; blowout preventer choke manifold; land trip tank; and drilling mud degasser. | The following property is used 100% for pollution control and is installed to meet or exceed federal or state regulations: blowout preventer accumulator unit; blowout preventer choke manifold; land trip tank; and drilling mud degasser. | 2014-04-25 | 482700 | 100
18059 | T1 | Nabors Lux Finance #2 | Drilling Rig X18 | Crosby Yard | Crosby | TX |  | Harris | CN604268243 | RN106607823 | blowout preventer accumulator unit. | The following property is used 100% for pollution control and is installed to meet or exceed federal or state regulations: blowout preventer accumulator unit. | 2014-04-25 | 148900 | 100
18060 | T1 | Nabors Lux Finance #2 | Drilling Rig X19 | Crosby Yard | Crosby | TX |  | Harris | CN604268243 | RN106607823 | blowout preventer accumulator unit; blowout preventer choke manifold; and drilling mud degasser. | The following property is used 100% for pollution control and is installed to meet or exceed federal or state regulations: blowout preventer accumulator unit; blowout preventer choke manifold; and drilling mud degasser. | 2014-04-25 | 384900 | 100
18061 | T1 | Nabors Lux Finance #2 | Drilling Rig X17 | Crosby Yard | Crosby | TX |  | Harris | CN604268243 | RN106607823 | double ram blowout preventer; single ram blowout preventer; blowout preventer accumulator unit; blowout preventer choke manifold; and drilling mud degasser. | The following property is used 100% for pollution control and is installed to meet or exceed federal or state regulations: double ram blowout preventer; single ram blowout preventer; blowout preventer accumulator unit; blowout preventer choke manifold; and drilling mud degasser. | 2014-04-25 | 1114600 | 100
18062 | T1 | Nabors Lux Finance #2 | Drilling Rig F12 | 1.9 mi NE of Woodlawn | Woodlawn | TX |  | Harrison | CN604268243 | RN106607823 | double ram blowout preventer; single ram blowout preventer; blowout preventer accumulator unit; blowout preventer choke manifold; land trip tank; and drilling mud degasser. | The following property is used 100% for pollution control and is installed to meet or exceed federal or state regulations: double ram blowout preventer; single ram blowout preventer; blowout preventer accumulator unit; blowout preventer choke manifold; land trip tank; and drilling mud degasser. | 2014-04-25 | 1212400 | 100
18063 | T1 | Nabors Lux Finance #2 | Drilling Rig 890 | 1.9 mi W of Karnes City | Karnes City | TX |  | Karnes | CN604268243 | RN106607823 | double ram blowout preventer; single ram blowout preventer; blowout preventer accumulator unit; blowout preventer choke manifold; drilling mud desander; drilling mud desilter; and drilling mud degasser. | The following property is used 100% for pollution control and is installed to meet or exceed federal or state regulations: double ram blowout preventer; single ram blowout preventer; blowout preventer accumulator unit; blowout preventer choke manifold; drilling mud desander; drilling mud desilter; and drilling mud degasser. | 2014-04-25 | 1183600 | 100
18064 | T1 | Nabors Lux Finance #2 | Drilling Rig M52 | 11 mi NW of Fowlerton | Fowlerton | TX |  | La Salle | CN604268243 | RN106607823 | double ram blowout preventer; single ram blowout preventer; blowout preventer accumulator unit; blowout preventer choke manifold; and drilling mud degasser. | The following property is used 100% for pollution control and is installed to meet or exceed federal or state regulations: double ram blowout preventer; single ram blowout preventer; blowout preventer accumulator unit; blowout preventer choke manifold; and drilling mud degasser. | 2014-04-25 | 1114600 | 100
18065 | T1 | Nabors Lux Finance #2 | Drilling Rig 891 | 8.2 mi E of Cotulla | Cotulla | TX |  | La Salle | CN604268243 | RN106607823 | double ram blowout preventer; single ram blowout preventer; blowout preventer accumulator unit; blowout preventer choke manifold; drilling mud desander; drilling mud desilter; and drilling mud degasser. | The following property is used 100% for pollution control and is installed to meet or exceed federal or state regulations: double ram blowout preventer; single ram blowout preventer; blowout preventer accumulator unit; blowout preventer choke manifold; drilling mud desander; drilling mud desilter; and drilling mud degasser. | 2014-04-25 | 1183600 | 100
18066 | T1 | Nabors Lux Finance #2 | Drilling Rig F15 | 9.8 mi W of Cotulla | Cotulla | TX |  | La Salle | CN604268243 | RN106607823 | double ram blowout preventer; single ram blowout preventer; blowout preventer accumulator unit; blowout preventer choke manifold; land trip tank; and drilling mud degasser. | The following property is used 100% for pollution control and is installed to meet or exceed federal or state regulations: double ram blowout preventer; single ram blowout preventer; blowout preventer accumulator unit; blowout preventer choke manifold; land trip tank; and drilling mud degasser. | 2014-04-25 | 1212400 | 100
18067 | T1 | Nabors Lux Finance #2 | Drilling Rig 893 | 21.7 mi NW of Mentone | Mentone | TX |  | Loving | CN604268243 | RN106607823 | double ram blowout preventer; single ram blowout preventer; blowout preventer accumulator unit; blowout preventer choke manifold; drilling mud desander; drilling mud desilter; and drilling mud degasser. | The following property is used 100% for pollution control and is installed to meet or exceed federal or state regulations: double ram blowout preventer; single ram blowout preventer; blowout preventer accumulator unit; blowout preventer choke manifold; drilling mud desander; drilling mud desilter; and drilling mud degasser. | 2014-04-25 | 1183600 | 100
18068 | T1 | Nabors Lux Finance #2 | Drilling Rig M25 | 13 mi NE of Orla | Orla | TX |  | Loving | CN604268243 | RN106607823 | double ram blowout preventer; single ram blowout preventer; blowout preventer accumulator unit; blowout preventer choke manifold; land trip tank; and drilling mud degasser. | The following property is used 100% for pollution control and is installed to meet or exceed federal or state regulations: double ram blowout preventer; single ram blowout preventer; blowout preventer accumulator unit; blowout preventer choke manifold; land trip tank; and drilling mud degasser. | 2014-04-25 | 1212400 | 100
18069 | T1 | Nabors Lux Finance #2 | Drilling Rig M28 | 17 mi NE of Mentone | Mentone | TX |  | Loving | CN604268243 | RN106607823 | double ram blowout preventer; single ram blowout preventer; blowout preventer accumulator unit; blowout preventer choke manifold; land trip tank; and drilling mud degasser. | The following property is used 100% for pollution control and is installed to meet or exceed federal or state regulations: double ram blowout preventer; single ram blowout preventer; blowout preventer accumulator unit; blowout preventer choke manifold; land trip tank; and drilling mud degasser. | 2014-04-25 | 1212400 | 100
18070 | T1 | Nabors Lux Finance #2 | Drilling Rig 490 | 7 mi E of Madisonville | Madisonville | TX |  | Madison | CN604268243 | RN106607823 | double ram blowout preventer; single ram blowout preventer; blowout preventer accumulator unit; blowout preventer choke manifold; and drilling mud degasser. | The following property is used 100% for pollution control and is installed to meet or exceed federal or state regulations: double ram blowout preventer; single ram blowout preventer; blowout preventer accumulator unit; blowout preventer choke manifold; and drilling mud degasser. | 2014-04-25 | 1114600 | 100
18071 | T1 | Nabors Lux Finance #2 | Drilling Rig M24 | 11.4 mi NE of Harleton | Harleton | TX |  | Marion | CN604268243 | RN106607823 | double ram blowout preventer; single ram blowout preventer; blowout preventer accumulator unit; blowout preventer choke manifold; land trip tank; and drilling mud degasser. | The following property is used 100% for pollution control and is installed to meet or exceed federal or state regulations: double ram blowout preventer; single ram blowout preventer; blowout preventer accumulator unit; blowout preventer choke manifold; land trip tank; and drilling mud degasser. | 2014-04-25 | 1212400 | 100
18072 | T1 | Nabors Lux Finance #2 | Drilling Rig M45 | 21 mi NW of Stanton | Stanton | TX |  | Martin | CN604268243 | RN106607823 | double ram blowout preventer; single ram blowout preventer; blowout preventer accumulator unit; blowout preventer choke manifold; and drilling mud degasser. | The following property is used 100% for pollution control and is installed to meet or exceed federal or state regulations: double ram blowout preventer; single ram blowout preventer; blowout preventer accumulator unit; blowout preventer choke manifold; and drilling mud degasser. | 2014-04-25 | 1114600 | 100
18073 | T1 | Nabors Lux Finance #2 | Drilling Rig M08 | 12 mi NW of Tilden | Tilden | TX |  | McMullen | CN604268243 | RN106607823 | double ram blowout preventer; single ram blowout preventer; blowout preventer accumulator unit; blowout preventer choke manifold; land trip tank; and drilling mud degasser. | The following property is used 100% for pollution control and is installed to meet or exceed federal or state regulations: double ram blowout preventer; single ram blowout preventer; blowout preventer accumulator unit; blowout preventer choke manifold; land trip tank; and drilling mud degasser. | 2014-04-25 | 1212400 | 100
18074 | T1 | Nabors Lux Finance #2 | Drilling Rig F08 | 8.5 mi SE of Tilden | Tilden | TX |  | McMullen | CN604268243 | RN106607823 | double ram blowout preventer; single ram blowout preventer; blowout preventer accumulator unit; blowout preventer choke manifold; land trip tank; and drilling mud degasser. | The following property is used 100% for pollution control and is installed to meet or exceed federal or state regulations: double ram blowout preventer; single ram blowout preventer; blowout preventer accumulator unit; blowout preventer choke manifold; land trip tank; and drilling mud degasser. | 2014-04-24 | 1212400 | 100
18075 | T1 | Nabors Lux Finance #2 | Drilling Rig X12 | 7.3 mi SW of Carthage | Carthage | TX |  | Panola | CN604268243 | RN106607823 | double ram blowout preventer; single ram blowout preventer; blowout preventer accumulator unit; blowout preventer choke manifold; drilling mud desilter; and drilling mud degasser. | The following property is used 100% for pollution control and is installed to meet or exceed federal or state regulations: double ram blowout preventer; single ram blowout preventer; blowout preventer accumulator unit; blowout preventer choke manifold; drilling mud desilter; and drilling mud degasser. | 2014-04-25 | 1151500 | 100
18076 | T1 | Nabors Lux Finance #2 | Drilling Rig M09 | 4.2 mi SW of Coyanosa | Coyanosa | TX |  | Pecos | CN604268243 | RN106607823 | double ram blowout preventer; blowout preventer accumulator unit; blowout preventer choke manifold; land trip tank; and drilling mud degasser. | The following property is used 100% for pollution control and is installed to meet or exceed federal or state regulations: double ram blowout preventer; blowout preventer accumulator unit; blowout preventer choke manifold; land trip tank; and drilling mud degasser. | 2014-04-25 | 880200 | 100
18077 | T1 | Nabors Lux Finance #2 | Drilling Rig M32 | 9.9 mi N of Masterson | Masterson | TX |  | Potter | CN604268243 | RN106607823 | blowout preventer accumulator unit; blowout preventer choke manifold; land trip tank; and drilling mud degasser. | The following property is used 100% for pollution control and is installed to meet or exceed federal or state regulations: blowout preventer accumulator unit; blowout preventer choke manifold; land trip tank; and drilling mud degasser. | 2014-04-25 | 482700 | 100
18078 | T1 | Nabors Lux Finance #2 | Drilling Rig M55 | 8.3 mi SE of Pecos | Pecos | TX |  | Reeves | CN604268243 | RN106607823 | double ram blowout preventer; single ram blowout preventer; blowout preventer accumulator unit; blowout preventer choke manifold; and drilling mud degasser. | The following property is used 100% for pollution control and is installed to meet or exceed federal or state regulations: double ram blowout preventer; single ram blowout preventer; blowout preventer accumulator unit; blowout preventer choke manifold; and drilling mud degasser. | 2014-04-25 | 1114600 | 100
18079 | T1 | Nabors Lux Finance #2 | Drilling Rig 888 | 20.9 mi NW of Pecos | Pecos | TX |  | Reeves | CN604268243 | RN106607823 | double ram blowout preventer; single ram blowout preventer; blowout preventer accumulator unit; blowout preventer choke manifold; drilling mud desander; drilling mud desilter; and drilling mud degasser. | The following property is used 100% for pollution control and is installed to meet or exceed federal or state regulations: double ram blowout preventer; single ram blowout preventer; blowout preventer accumulator unit; blowout preventer choke manifold; drilling mud desander; drilling mud desilter; and drilling mud degasser. | 2014-04-25 | 1183600 | 100
18080 | T1 | Nabors Lux Finance #2 | Drilling Rig M30 | 4.5 mi SE of Pecos | Pecos | TX |  | Reeves | CN604268243 | RN106607823 | double ram blowout preventer; blowout preventer accumulator unit; blowout preventer choke manifold; land trip tank; and drilling mud degasser. | The following property is used 100% for pollution control and is installed to meet or exceed federal or state regulations: double ram blowout preventer; blowout preventer accumulator unit; blowout preventer choke manifold; land trip tank; and drilling mud degasser. | 2014-04-25 | 880200 | 100
18081 | T1 | Nabors Lux Finance #2 | Drilling Rig M06 | 23.9 mi SE of Pecos | Pecos | TX |  | Reeves | CN604268243 | RN106607823 | double ram blowout preventer; blowout preventer accumulator unit; blowout preventer choke manifold; land trip tank; and drilling mud degasser. | The following property is used 100% for pollution control and is installed to meet or exceed federal or state regulations: double ram blowout preventer; blowout preventer accumulator unit; blowout preventer choke manifold; land trip tank; and drilling mud degasser. | 2014-04-25 | 880200 | 100
18082 | T1 | Nabors Lux Finance #2 | Drilling Rig M34 | 23.4 mi NW of Pecos | Pecos | TX |  | Reeves | CN604268243 | RN106607823 | double ram blowout preventer; single ram blowout preventer; blowout preventer accumulator unit; blowout preventer choke manifold; land trip tank; and drilling mud degasser. | The following property is used 100% for pollution control and is installed to meet or exceed federal or state regulations: double ram blowout preventer; single ram blowout preventer; blowout preventer accumulator unit; blowout preventer choke manifold; land trip tank; and drilling mud degasser. | 2014-04-25 | 1212400 | 100
18083 | T1 | Nabors Lux Finance #2 | Drilling Rig M48 | 25 mi NW of Miami | Miami | TX |  | Roberts | CN604268243 | RN106607823 | single ram blowout preventer; blowout preventer accumulator unit; blowout preventer choke manifold; and drilling mud degasser. | The following property is used 100% for pollution control and is installed to meet or exceed federal or state regulations: single ram blowout preventer; blowout preventer accumulator unit; blowout preventer choke manifold; and drilling mud degasser. | 2014-04-25 | 717100 | 100
18084 | T1 | Nabors Lux Finance #2 | Drilling Rig M46 | 7.4 mi SW of Henderson | Henderson | TX |  | Rusk | CN604268243 | RN106607823 | double ram blowout preventer; single ram blowout preventer; blowout preventer accumulator unit; blowout preventer choke manifold; and drilling mud degasser. | The following property is used 100% for pollution control and is installed to meet or exceed federal or state regulations: double ram blowout preventer; single ram blowout preventer; blowout preventer accumulator unit; blowout preventer choke manifold; and drilling mud degasser. | 2014-04-25 | 1114600 | 100
18085 | T1 | Nabors Lux Finance #2 | Drilling Rig 887 | 27.4 mi SE of Midland | Midland | TX |  | Upton | CN604268243 | RN106607823 | double ram blowout preventer; single ram blowout preventer; blowout preventer accumulator unit; blowout preventer choke manifold; drilling mud desander; drilling mud desilter; and drilling mud degasser. | The following property is used 100% for pollution control and is installed to meet or exceed federal or state regulations: double ram blowout preventer; single ram blowout preventer; blowout preventer accumulator unit; blowout preventer choke manifold; drilling mud desander; drilling mud desilter; and drilling mud degasser. | 2014-04-25 | 1183600 | 100
18086 | T1 | Nabors Lux Finance #2 | Drilling Rig M58 | 7.4 mi E of Rankin | Rankin | TX |  | Upton | CN604268243 | RN106607823 | double ram blowout preventer; blowout preventer accumulator unit; blowout preventer choke manifold; and drilling mud degasser. | The following property is used 100% for pollution control and is installed to meet or exceed federal or state regulations: double ram blowout preventer; blowout preventer accumulator unit; blowout preventer choke manifold; and drilling mud degasser. | 2014-04-25 | 782400 | 100
18087 | T1 | Nabors Lux Finance #2 | Drilling Rig 892 | 19.5 mi SE of Mentone | Mentone | TX |  | Ward | CN604268243 | RN106607823 | double ram blowout preventer; single ram blowout preventer; blowout preventer accumulator unit; blowout preventer choke manifold; drilling mud desander; drilling mud desilter; and drilling mud degasser. | The following property is used 100% for pollution control and is installed to meet or exceed federal or state regulations: double ram blowout preventer; single ram blowout preventer; blowout preventer accumulator unit; blowout preventer choke manifold; drilling mud desander; drilling mud desilter; and drilling mud degasser. | 2014-04-25 | 1183600 | 100
18088 | T1 | Nabors Lux Finance #2 | Drilling Rig F34 | 11 mi NW of Barstow | Barstow | TX |  | Ward | CN604268243 | RN106607823 | double ram blowout preventer; single ram blowout preventer; blowout preventer accumulator unit; blowout preventer choke manifold; drilling mud desander; drilling mud desilter; and drilling mud degasser. | The following property is used 100% for pollution control and is installed to meet or exceed federal or state regulations: double ram blowout preventer; single ram blowout preventer; blowout preventer accumulator unit; blowout preventer choke manifold; drilling mud desander; drilling mud desilter; and drilling mud degasser. | 2014-04-25 | 1183600 | 100
18089 | T1 | Nabors Lux Finance #2 | Drilling Rig F24 | 4.4 mi SW of Poth | Poth | TX |  | Wilson | CN604268243 | RN106607823 | double ram blowout preventer; single ram blowout preventer; blowout preventer accumulator unit; blowout preventer choke manifold; land trip tank; and drilling mud degasser. | The following property is used 100% for pollution control and is installed to meet or exceed federal or state regulations: double ram blowout preventer; single ram blowout preventer; blowout preventer accumulator unit; blowout preventer choke manifold; land trip tank; and drilling mud degasser. | 2014-04-25 | 1212400 | 100
18090 | T1 | Battleground Oil Specialty Terminal | BOSTCO | 1836 Miller Cutoff Road | La Porte | TX | 77571 | Harris | CN603791047 | RN106057516 | internal floating roof for tank 150-1. | The following property is used 100% for pollution control and is installed to meet or exceed federal or state regulations: internal floating roof for tank 150-1. | 2014-04-28 | 223256 | 100
18091 | T1 | American Railcar Industries, Inc. | Southwest Steel Casting | 600 Foundry Drive | Longview | TX | 75604 | Gregg | CN601353378 | RN100222371 | arc wash dust collector. | The following property is used 100% for pollution control and is installed to meet or exceed federal or state regulations: arc wash dust collector. | 2014-06-06 | 45285 | 100
18092 | T1 | Joy Global Longview Operations LLC | Joy Global Longview | 2400 S. MacArthur Dr. | Longview | TX | 75602 | Gregg | CN600360465 | RN100650779 | 71,119 square feet of concrete paving of plant roads. | The following property is used 100% for pollution control and is installed to meet or exceed federal or state regulations: 71,119 square feet of concrete paving of plant roads. | 2014-06-17 | 704240.24 | 100
18093 | T1 | Joy Global Longview Operations LLC | Joy Global Longview | 2400 S. MacArthur Dr. | Longview | TX | 75602 | Gregg | CN600360465 | RN100650779 | baghouse dust collector. | The following property is used 100% for pollution control and is installed to meet or exceed federal or state regulations: baghouse dust collector. | 2014-06-17 | 14095 | 100
18094 | T1 | Chesapeake Operating, Inc. | Brentwood SWD, Tarrant County | 5591 East 1st Street | Fort Worth | TX |  | Tarrant | CN600514004 | RN109631473 | non-commercial saltwater disposal well used to dispose of self-generated waste. | The following property is used 100% for pollution control and is installed to meet or exceed federal or state regulations: non-commercial saltwater disposal well used to dispose of self-generated waste. | 2014-06-17 | 5629056.24 | 100
18095 | T1 | Chesapeake Operating, Inc. | DFW North A1DM SWD, Tarrant County | 861 S Royal Lane | Fort Worth | TX |  | Tarrant | CN600514004 | RN109631481 | non-commercial saltwater disposal well used to dispose of self-generated waste. | The following property is used 100% for pollution control and is installed to meet or exceed federal or state regulations: non-commercial saltwater disposal well used to dispose of self-generated waste. | 2014-06-17 | 7055224.81 | 100
18096 | T1 | Chesapeake Operating, Inc. | DFW C1DE SWD, Tarrant County | 3710 S 20th Ave | Fort Worth | TX |  | Tarrant | CN600514004 | RN109631499 | non-commercial saltwater disposal well used to dispose of self-generated waste. | The following property is used 100% for pollution control and is installed to meet or exceed federal or state regulations: non-commercial saltwater disposal well used to dispose of self-generated waste. | 2014-06-17 | 8162564.29 | 100
18097 | T1 | Berigs Drilling, LLC | Berigs Drilling Rig #3 | Samuel Hinch Survey, A-60 | near Burton | TX | 77835 | Washington | CN604567875 | RN107247900 | drilling mud recycling system including shaker tank; shale shakers; drilling mud desander; drilling mud desilter; and drilling mud degasser. | The following property is used 100% for pollution control and is installed to meet or exceed federal or state regulations: drilling mud recycling system including shaker tank; shale shakers; drilling mud desander; drilling mud desilter; and drilling mud degasser. | 2014-05-09 | 323000 | 100
18098 | T1 | Baker Petrolite Corporation | Baker Petrolite Chemical Blending and Distribution Plant | 2510 Woodbine Drive | Kilgore | TX | 75662 | Rusk | CN600127195 | RN103030276 | flare vapor combustor unit. | The following property is used 100% for pollution control and is installed to meet or exceed federal or state regulations: flare vapor combustor unit. | 2014-09-09 | 765304 | 100
18099 | T1 | Lone Star Industries, Inc. | Maryneal Cement Plant | 202 CR 306 | Mary Neal | TX | 79535 | Nolan | CN602827297 | RN100220847 | FM6 dust collector and baghouse. | The following property is used 100% for pollution control and is installed to meet or exceed federal or state regulations: FM6 dust collector and baghouse. | 2014-07-22 | 2800550 | 100
18100 | T1 | Berigs Drilling, LLC | Berigs Drilling Rig #3 | Samuel Hinch Survey, A-60 | near Burton | TX | 77835 | Washington | CN604567875 | RN107247900 | drilling rig response equipment including ram type blowout preventers, blowout preventer closing unit, and choke manifold system. | The following property is used 100% for pollution control and is installed to meet or exceed federal or state regulations: drilling rig response equipment including ram type blowout preventers, blowout preventer closing unit, and choke manifold system. | 2014-05-09 | 910500 | 100
18101 | T1 | Acme Brick | Acme Brick Denton Plant | 220 East Daniel | Denton | TX | 76205 | Denton | CN600124549 | RN100210046 | scrubber filter bags | Withdrawn/Returned | 2014-07-08 | 90800 | 100
18102 | T1 | Seadrift Coke, LP | Seadrift Coke Port Lavaca | 8616 State Highway 185 North | Port Lavaca | TX | 77979 | Calhoun | CN600129340 | RN102147055 | wastewater treatment Siemens DAF device. | The following property is used 100% for pollution control and is installed to meet or exceed federal or state regulations: wastewater treatment Siemens DAF device. | 2014-06-17 | 933207 | 100
18103 | T1 | Seadrift Coke, LP | Seadrift Coke Port Lavaca | 8616 State Highway 185 North | Port Lavaca | TX | 77979 | Calhoun | CN600129340 | RN102147055 | Siemens Corrugated Plate Interceptor. | Returned for failure to respond to a deficiency letter. | 2014-06-10 | 513751 | 100
18104 | T1 | Seadrift Coke, LP | Seadrift Coke Port Lavaca | 8616 State Highway 185 North | Port Lavaca | TX | 77979 | Calhoun | CN600129340 | RN102147055 | skimmer used in the dissolved air flotation tank located in the wastewater treatment unit. | The following property is used 100% for pollution control and is installed to meet or exceed federal or state regulations: skimmer used in the dissolved air flotation tank located in the wastewater treatment unit. | 2014-06-17 | 107437 | 100
18105 | T1 | Seadrift Coke, LP | Seadrift Coke Port Lavaca | 8616 State Highway 185 North | Port Lavaca | TX | 77979 | Calhoun | CN600129340 | RN102147055 | carbon adsorption systems. | Withdrawn/Returned | 2014-06-10 | 28260 | 100
18106 | T1 | Seadrift Coke, LP | Seadrift Coke Port Lavaca | 8616 State Highway 185 North | Port Lavaca | TX | 77979 | Calhoun | CN600129340 | RN102147055 | welding of connections at burners associated with heaters BA1100, BA1102, and BA11103. | The following property is used 100% for pollution control and is installed to meet or exceed federal or state regulations: welding of connections at burners associated with heaters BA1100, BA1102, and BA11103. The flanged connections that replace threaded connections are not eligible for Tier I Table number A-113; only the welding is eligible. | 2014-06-17 | 148178 | 100
18107 | T1 | Seadrift Coke, LP | Seadrift Coke Port Lavaca | 8616 State Highway 185 North | Port Lavaca | TX | 77979 | Calhoun | CN600129340 | RN102147055 | laboratory sulfur analyzer used to monitor sulfur content in feedstock oil for the purpose of complying with SOx emission limit. | The following property is used 100% for pollution control and is installed to meet or exceed federal or state regulations: laboratory sulfur analyzer used to monitor sulfur content in feedstock oil for the purpose of complying with SOx emission limit. | 2014-05-09 | 40573 | 100
18108 | T1 | Seadrift Coke, LP | Seadrift Coke Port Lavaca | 8616 State Highway 185 North | Port Lavaca | TX | 77979 | Calhoun | CN600129340 | RN102147055 | replacement blower on existing collection header and filter system | Withdrawn/Returned | 2014-05-09 | 408502 | 100
18109 | T1 | Seadrift Coke, LP | Seadrift Coke Port Lavaca | 8616 State Highway 185 North | Port Lavaca | TX | 77979 | Calhoun | CN600129340 | RN102147055 | MAC Space Saver Filter, Model MSS4, Style II | Withdrawn/Returned | 2014-05-09 | 156849 | 100
18110 | T1 | Seadrift Coke, LP | Seadrift Coke Port Lavaca | 8616 State Highway 185 North | Port Lavaca | TX | 77979 | Calhoun | CN600129340 | RN102147055 | dedusting oil flow control. | Withdrawn/Returned | 2014-05-09 | 37296 | 100
18111 | T1 | Seadrift Coke, LP | Seadrift Coke Port Lavaca | 8616 State Highway 185 North | Port Lavaca | TX | 77979 | Calhoun | CN600129340 | RN102147055 | upgrade of truck and railcar loading facilities. | Withdrawn/Returned | 2014-05-09 | 521743 | 100
18112 | T1 | Seadrift Coke, LP | Seadrift Coke Port Lavaca | 8616 State Highway 185 North | Port Lavaca | TX | 77979 | Calhoun | CN600129340 | RN102147055 | replacement of calciner weighfeeder. | Withdrawn/Returned | 2014-05-15 | 114662 | 100
18113 | T1 | Seadrift Coke, LP | Seadrift Coke Port Lavaca | 8616 State Highway 185 North | Port Lavaca | TX | 77979 | Calhoun | CN600129340 | RN102147055 | paving | Withdrawn/Returned | 2014-05-14 | 81741 | 100
18114 | T1 | Seadrift Coke, LP | Seadrift Coke Port Lavaca | 8616 State Highway 185 North | Port Lavaca | TX | 77979 | Calhoun | CN600129340 | RN102147055 | wastewater treatment upgrade | Withdrawn/Returned | 2014-05-14 | 23592294 | 100
18115 | T1 | Standard Alloys Incorporated | Port Arthur Foundry | 201 W. Lakeshore Drive | Port Arthur | TX | 77640 | Jefferson | CN603716713 | RN101935351 | sandblast dust collector. | The following property is used 100% for pollution control and is installed to meet or exceed federal or state regulations: sandblast dust collector. | 2014-06-11 | 90000 | 100
18116 | T1 | Delta Centrifugal Corporation | Delta Centrifugal | 3402 Center St | Temple | TX | 76504 | Bell | CN600511141 | RN100832112 | Metfin dust collector model number 422. | The following property is used 100% for pollution control and is installed to meet or exceed federal or state regulations: Metfin dust collector model number 422. | 2014-06-17 | 28415 | 100
18117 | T1 | Delta Centrifugal Corporation | Delta Centrifugal | 3402 Center St | Temple | TX | 76504 | Bell | CN600511141 | RN100832112 | Camcorp dust collector model number 18TR10x288. | The following property is used 100% for pollution control and is installed to meet or exceed federal or state regulations: Camcorp dust collector model number 18TR10x288. | 2014-06-17 | 571900 | 100
18118 | T1 | Handgards, Inc. | Handgards El Paso plant | 901 Hawkins Blvd. | El Paso | TX | 79925 | El Paso | CN600271357 | RN100972371 | Davis Standard Extrusion Line Machine. | Returned for failure to respond to a deficiency letter. | 2014-06-16 | 848052.84 | 100
18119 | T1 | Hi Tex Rigs LP | Hi Tex Rigs Yard | 1801 Garrett Morris Pkwy | Mineral Wells | TX | 76067 | Palo Pinto | CN604570887 | RN107257750 | mud cleaning and recycling equipment | Withdrawn by applicant | 2014-05-14 | 1415909 | 100
18120 | T1 | Allsup Petroleum, Inc. | API #359 | 2725 West Washington Street | Stephenville | TX | 76401 | Erath | CN601099260 | RN106595531 | difference in cost between double-walled tanks and single-walled tanks; underground storage tank sumps; automatic tank gauging; automatic line leak detectors; overfill alarms; difference in cost between double-walled piping and single-walled piping; and equipment that monitors secondary containment. | The following property is used 100% for pollution control and is installed to meet or exceed federal or state regulations: difference in cost between double-walled tanks and single-walled tanks; underground storage tank sumps; automatic tank gauging; automatic line leak detectors; overfill alarms; difference in cost between double-walled piping and single-walled piping; and equipment that monitors secondary containment. | 2014-05-14 | 134098.07 | 100
18121 | T1 | Allsup Petroleum, Inc. | API #358 | 9533 US Highway 87 S | Wall | TX | 76957 | Tom Green | CN601099260 | RN102440401 | difference in cost between double-walled tanks and single-walled tanks; underground storage tank sumps; automatic tank gauging; automatic line leak detectors; overfill alarms; difference in cost between double-walled piping and single-walled piping; and equipment that monitors secondary containment. | The following property is used 100% for pollution control and is installed to meet or exceed federal or state regulations: difference in cost between double-walled tanks and single-walled tanks; underground storage tank sumps; automatic tank gauging; automatic line leak detectors; overfill alarms; difference in cost between double-walled piping and single-walled piping; and equipment that monitors secondary containment. | 2014-05-14 | 122404.4 | 100
18122 | T1 | Bright Coop, Inc. | Bright Coop Manufacturing Facility | 803 W. Seale St | Nacogdoches | TX | 75964 | Nacogdoches | CN600277099 | RN100566421 | paint booth, exhaust paint arrestor filter, and associated exhaust fan. | The following property is used 100% for pollution control and is installed to meet or exceed federal or state regulations: paint booth, exhaust paint arrestor filter, and associated exhaust fan. | 2014-07-31 | 178863 | 100
18123 | T1 | Nacogdoches Power LLC | Nacogdoches Power Electric Generating Plant | 499 County Road 988 | Cushing | TX | 75760 | Nacogdoches | CN602742496 | RN103219127 | water sprays to control PM in wood yard and biomass wood truck unloading building. | The following property is used 100% for pollution control and is installed to meet or exceed federal or state regulations: water sprays to control PM in wood yard and biomass wood truck unloading building. | 2014-05-15 | 115000 | 100
18124 | T1 | Hydrozonix | Hydrozonix in Barnhart | 120 1st Street | Barnhart | TX | 76390 | Irion | CN605202431 | RN109303610 | Hydrozonix mobile water treatment units | Withdrawn by applicant | 2014-05-20 | 14490163 | 100
18125 | T1 | Panda Temple Power, LLC | Panda Temple Unit One | 2898 Lorraine Drive | Temple | TX | 76501 | Bell | CN603272352 | RN105380216 | oil/water separator. | The following property is used 100% for pollution control and is installed to meet or exceed federal or state regulations: oil/water separator. | 2014-07-17 | 564000 | 100
18126 | T1 | Panda Temple Power, LLC | Panda Temple Unit One | 2898 Lorraine Drive | Temple | TX | 76501 | Bell | CN603272352 | RN105380216 | drift eliminators installed on cooling towers. | The following property is used 100% for pollution control and is installed to meet or exceed federal or state regulations: drift eliminators installed on cooling towers. | 2014-09-26 | 170000 | 100
18127 | T3 | Deer Park Refining LP | Shell Oil Deer Park Refinery | 5900 Highway 225 East | Deer Park | TX | 77536 | Harris | CN602641664 | RN100211879 | flare gas recovery compressor trains consisting of two parallel 3-stage reciprocating compressors. | The following property is used 52% for pollution control and is installed to meet or exceed federal or state regulations: flare gas recovery compressor trains consisting of two parallel 3-stage reciprocating compressors. | 2014-07-24 | 91690400 | 52
18128 | T1 | Panda Temple Power, LLC | Panda Temple Unit One | 2898 Lorraine Drive | Temple | TX | 76501 | Bell | CN603272352 | RN105380216 | selective catalytic reduction system used for control of NOx. | The following property is used 100% for pollution control and is installed to meet or exceed federal or state regulations: selective catalytic reduction system used for control of NOx. | 2014-07-17 | 6542000 | 100
18129 | T1 | Panda Temple Power, LLC | Panda Temple Unit One | 2898 Lorraine Drive | Temple | TX | 76501 | Bell | CN603272352 | RN105380216 | cathodic protection. | Application was withdrawn by letter dated 9/17/14. | 2014-09-26 | 200000 | 100
18130 | T3 | Panda Temple Power, LLC | Panda Temple Unit One | 2898 Lorraine Drive | Temple | TX | 76501 | Bell | CN603272352 | RN105380216 | zero liquid discharge system consisting of a brine concentrator and evaporation pond. | The following property is used 84.76% for pollution control and is installed to meet or exceed federal or state regulations: zero liquid discharge system consisting of a brine concentrator and evaporation pond. | 2014-10-22 | 19442000 | 84.76
18131 | T1 | Panda Sherman Power, LLC | Panda Sherman Power Plant | 510 Progress Drive | Sherman | TX | 75092 | Grayson | CN603437898 | RN105672687 | oil/water separator. | The following property is used 100% for pollution control and is installed to meet or exceed federal or state regulations: oil/water separator. | 2014-07-17 | 564000 | 100
18132 | T1 | Panda Sherman Power, LLC | Panda Sherman Power Plant | 510 Progress Drive | Sherman | TX | 75092 | Grayson | CN603437898 | RN105672687 | drift eliminators installed on cooling towers. | The following property is used 100% for pollution control and is installed to meet or exceed federal or state regulations: drift eliminators installed on cooling towers. | 2014-09-26 | 170000 | 100
18133 | T1 | Panda Sherman Power, LLC | Panda Sherman Power Plant | 510 Progress Drive | Sherman | TX | 75092 | Grayson | CN603437898 | RN105672687 | selective catalytic reduction system used for control of NOx. | The following property is used 100% for pollution control and is installed to meet or exceed federal or state regulations: selective catalytic reduction system used for control of NOx. | 2014-07-17 | 6542000 | 100
18134 | T1 | Panda Sherman Power, LLC | Panda Sherman Power Plant | 510 Progress Drive | Sherman | TX | 75092 | Grayson | CN603437898 | RN105672687 | cathodic protection system. | Withdrawn by applicant | 2014-09-26 | 200000 | 100
18135 | T3 | Panda Sherman Power, LLC | Panda Sherman Power Plant | 510 Progress Drive | Sherman | TX | 75092 | Grayson | CN603437898 | RN105672687 | zero liquid discharge system consisting of a brine concentrator, crystallizer, and emergency blow-down pond. | The following property is used 92.71% for pollution control and is installed to meet or exceed federal or state regulations: zero liquid discharge system consisting of a brine concentrator, crystallizer, and emergency blow-down pond. | 2014-11-07 | 25547000 | 92.71
18136 | T3 | Sanderson Farms | Waco Processing Plant | 301 Aviation Pkwy | Waco | TX | 76705 | McLennan | CN600510341 | RN104808613 | bio-gas recovery system associated with anaerobic wastewater treatment lagoon. | The following property is used 100% for pollution control and is installed to meet or exceed federal or state regulations: bio-gas recovery system associated with anaerobic wastewater treatment lagoon. | 2014-06-27 | 1646963.19 | 40.27
18137 | T1 | Buffalo Marine Service, Inc. | Buffalo Marine Service Barges | 8201 East Erath | Houston | TX | 77012 | Harris | CN600307524 | RN100597723 | spill and overflow prevention equipment installed on tank barges: Buffalo 806 and 807; and the incremental cost difference between the two double-hulled barges and comparable single-hulled barges. | The following property is used 100% for pollution control and is installed to meet or exceed federal or state regulations: spill and overflow prevention equipment installed on tank barges: Buffalo 806 and 807; and the incremental cost difference between the two double-hulled barges and comparable single-hulled barges. | 2014-06-27 | 2140000 | 100
18138 | T1 | Shamrock Marine, LLC | Buffalo Marine Service, Inc. | 8201 East Erath | Houston | TX | 77012 | Harris | CN600307524 | RN100597723 | spill and overflow prevention equipment installed on tank barges: Shamrock 902 and 903; and the incremental cost difference between the two double-hulled barges and comparable single-hulled barges. | A negative use determination. The barges and associated equipment are not owned and operated by the same company. The barges are owned by Shamrock Marine, LLC and operated by Buffalo Marine Service, Inc. which is a separate and distinct company. Texas Tax Code §11.31(a) entitles an exemption to property that is owned and used wholly or partly as a facility, device, or method for the control of air, water, or land pollution by the same person. | 2014-06-27 | 2140000 | 100
18139 | T1 | Camilla Nut Company LP | Harrell Nut Company | 19 Founders Blvd | El Paso | TX | 79906 | El Paso | None | none | dust collector | Withdrawn/Returned | 2014-05-27 | 23963 | 100
18140 | T1 | Emerson Electric Co - DBA Fisher Controls | Fisher Controls Plant - Sherman | 4725 Highway 75 South | Sherman | TX | 75090 | Grayson | CN600469993 | RN100548403 | wastewater pretreatment | Withdrawn/Returned | 2014-05-27 | 75975 | 100
18141 | T1 | Pasadena Refining System, Inc. | Pasadena Refining | 111 Red Bluff Rd | Pasadena | TX | 77506 | Harris | CN602779951 | RN100716661 | sampler stations | Returned for failure to respond to a deficiency letter. | 2014-07-17 | 2105909 | 100
18142 | T1 | Palmer Feed and Supply Inc | Palmer Feed and Supply Feed Mill | 316 Martin Luther King Blvd | San Angelo | TX | 76903 | Tom Green | CN601083124 | RN101973790 | baghouse. | The following property is used 100% for pollution control and is installed to meet or exceed federal or state regulations: baghouse. | 2014-08-22 | 100000 | 100
18143 | T1 | BP Containment Response System Holdings LLC | Oceaneering | 11915 FM 529 | Houston | TX | 77041 | Harris | CN604600676 | RN107489528 | launch and recovery system for containment response system. | The following property is used 100% for pollution control and is installed to meet or exceed federal or state regulations: launch and recovery system for containment response system. | 2014-06-19 | 1725600 | 100
18144 | T1 | Oak Farms Dairy | Oak Farms Dairy San Antonio | 1318 and 1314 Fredericksburg | San Antonio | TX | 78201 | Bexar | CN600324701 | RN100615574 | wastewater treatment facility including the 4,305 square feet of land it occupies. | The following property is used 100% for pollution control and is installed to meet or exceed federal or state regulations: wastewater treatment facility including the 4,305 square feet of land it occupies. | 2014-08-20 | 2199201 | 100
18145 | T1 | Derichebourg Recycling USA, Inc. | Wallisville Road Facility | 7501 Wallisville Rd | Houston | TX | 77020 | Harris | CN603440926 | RN100671254 | containment walls, sump, tanks, piping, and pumps used to collect cutting fluids and water. | The following property is used 100% for pollution control and is installed to meet or exceed federal or state regulations: containment walls, sump, tanks, piping, and pumps used to collect cutting fluids and water. A negative determination is issued for the roofs, walls, foundations and floors of the Turnings Facility. The Turnings Facility is used as part of the production process at this facility and is not a pollution control device. The eligible portion of the facility is those items that are installed and used to control, monitor, or prevent air, water, or land pollution. | 2015-05-21 | 1161818 | 100
18146 | T1 | Derichebourg Recycling USA, Inc. | Derichebourg Recycling USA on Fidelity Street | 5225 Fidelity St | Houston | TX | 77029 | Harris | CN603440926 | RN106281355 | radiation detector. | The following property is used 100% for pollution control and is installed to meet or exceed federal or state regulations: radiation detector. | 2014-08-20 | 29364 | 100
18147 | T1 | Derichebourg Recycling USA, Inc. | Derichebourg Recycling USA on Wharf | 1 Wharf St | Houston | TX | 77012 | Harris | CN603440926 | RN104772967 | radiation detector. | The following property is used 100% for pollution control and is installed to meet or exceed federal or state regulations: radiation detector. | 2014-08-22 | 33964 | 100
18148 | T1 | Derichebourg Recycling USA, Inc. | Derichebourg Recycling USA on Wharf | 1 Wharf St | Houston | TX | 77012 | Harris | CN603440926 | RN104772967 | NT scrubber tank L001. | The following property is used 100% for pollution control and is installed to meet or exceed federal or state regulations: NT scrubber tank L001. | 2014-10-29 | 41665 | 100
18149 | T1 | Nalco Company | Nalco Champion - Fresno Plant | 3130 FM 521 Rd | Fresno | TX | 77545 | Fort Bend | CN602898751 | RN101618882 | emission control system including scrubbers, thermal oxidizer, flares, and associated electrical, piping, headers, blowers, instrumentation, controls, and vessels that are integral to the function of the pollution control devices. | The following property is used 100% for pollution control and is installed to meet or exceed federal or state regulations: emission control system including scrubbers, thermal oxidizer, flares, and associated electrical, piping, headers, blowers, instrumentation, controls, and vessels that are integral to the function of the pollution control devices. | 2014-06-27 | 3219000 | 100
18150 | T1 | Houston Cement Company LP | West Terminal | 9550 Clinton Dr | Galena Park | TX | 77547 | Harris | CN602843054 | RN102415353 | 3 DCL dust collectors and associated blowers. | Returned for failure to respond to a deficiency letter. | 2014-06-27 | 109373 | 100
18151 | T1 | Structural Metals dba CMC Steel Texas | Structural Metals | 1 Steel Mill Drive | Seguin | TX | 78155 | Guadalupe | CN600129001 | RN102413689 | baghouse dust collection equipment, non-contact cooling tower, reheat furnace burner, carbon system, etc. | Returned for failure to respond to a deficiency letter. | 2014-07-30 | 7455206 | 100
18152 | T1 | Nalco Company | Nalco Champion-Corsicana Technologies Plant | 2733 E. Highway 31 | Corsicana | TX | 75109 | Navarro | CN602898751 | RN100756287 | spill and stormwater containment improvements including concrete containment around amine tank farms 1 and 2 and the wastewater/pitch organic storage tanks and loading area, and repairs to existing concrete around the cooling tower and the chemical storage totes for the cooling tower; tank gauging including five in the amine 300 series tank farm, three in amine tank farm 1, three in amine tank farm 2, one in the blend plant storage #2 tank farm, two in the ClCH3 and NH3 storage farm, five in the flammable tank farm, and four in the R-900 raw materials tank farm; sumps including containment structures in amine tank farms 1 and 2 and the wastewater/pitch organic storage tanks and loading area; improvements to the west and east stormwater containment ponds; and diversions including ditches and berms for the west side of the plant, and concrete curbing and a collection trench with a steel grate in the cooling tower area. | The following property is used 100% for pollution control and is installed to meet or exceed federal or state regulations: spill and stormwater containment improvements including concrete containment around amine tank farms (TF) 1 & 2 and wastewater/pitch organic storage tanks and loading area, and repairs to existing concrete around the cooling tower and chemical storage totes; tank gauging including 5 in the amine 300 series TF, 3 each in amine TFs 1 & 2, 1 in the blend plant storage #2 TF, 2 in the ClCH3 and NH3 storage farm, 5 in the flammable TF, and 4 in the R-900 raw materials TF; sumps including containment structures in amine TFs 1 & 2 and the wastewater/pitch organic storage tanks and loading area; improvements to the west and east stormwater containment ponds; and diversions including ditches and berms for the west side of the plant, and concrete curbing and a collection trench with a steel grate in the cooling tower area. | 2014-06-27 | 804240 | 100
18153 | T1 | Slidell ISD | Slidell School Wastewater Treatment Plant | 1 Greyhound Lane | Slidell | TX | 76267 | Wise | CN601235245 | RN102343993 | Purchase of approximately 157.247 acres of land necessary to allow for continued operation of wastewater treatment plant. | The approximately 157.247 acres of land identified as Crowder Survey Abstract 161, 379 CR 2822, Slidell, Texas 76267 is necessary to allow for the continued maintenance and operation of the Slidell Independent School District (ISD) wastewater treatment plant (WWTP), which is a facility permitted by the Texas Commission on Environmental Quality (TCEQ) under permit number WQ0014306001. As a condition of the permit Slidell ISD is required to acquire the property rights necessary for the WWTPs discharge route. This land qualifies under Texas Tax Code §26.045 as a facility, device, or method for the control of water and land pollution that is necessary to meet the requirements of a permit issued by the TCEQ. As such the expenditures related to the purchase of the land are considered to eligible for the adjustment to the rollback tax rate under Texas Tax Code §26.045: Rollback Relief for Pollution Control Requirements. | 2014-07-30 | 402964 | 100
18154 | T1 | NRG South Texas LP | South Texas Project Electric Generating Station | FM 521 8 mi west of Wadsworth | Wadsworth | TX | 77483 | Matagorda | CN603729336 | RN107585713 | six personnel contamination monitors. | Withdrawn/Returned | 2014-08-08 | 474010.98 | 100
18155 | T2 | Cen-Tex Tanks LLC | Cen-Tex Tanks Center Plant | 946 Loop 500 E | Center | TX | 75935 | Shelby | CN603924275 | RN106173131 | incremental cost difference between airless paint spray guns and standard air powered paint spray guns. | The following property is used 100% for pollution control and is installed to meet or exceed federal or state regulations: incremental cost difference between airless paint spray guns and standard air powered paint spray guns. | 2014-09-09 | 51100 | 100
18156 | T1 | Bayou on the Bend | Bayou on the Bend Apartments | 5201 Memorial Drive | Houston | TX | 77007 | Harris | CN604140830 | RN109632711 | stormwater quality features including retention land, vegetated surfaces, and outfall interceptor and appurtenances. | A negative determination for the following reasons: • Failure to provide an appropriate citation to an adopted environmental rule or regulation as required by §17.10(d)(4). The revised application does not contain a rule citation instead there is a reference to a chapter in a design manual. The original application cited to COH PWE Code of Ordinances 47.695 which requires the holder of a permit issued by the city to meet the conditions of the permit. The response to question 2 in section 6 of the revised application states “City of Houston did not require a SWQMP Permit.” Since no permit was required 47.695 is not an applicable citation. • Two of the items included in the property description on the revised application are not eligible for a positive use determination. The property description includes a SWQ Retention Pond, SWQ Retention Land, and SWQ Outfall Interceptor Infrastructure. The pond was not included in the original application and is not located on the Drainage Civil Drawing provided as an attachment to the application. Based on a review of the satellite photo provided as an attachment to the revised application the pond appears to be located on the adjoining property and as such is not eligible for a positive use determination. The retention land does not appear to be eligible for a positive use determination. Based on the information provided in the revised application a positive use determination is being requested for the land solely on the basis that stormwater flows across it. Land that is located in a flood plain or that stormwater merely flows across is not considered to be pollution control property and is not eligible for a positive use determination. The only property included on this application that may be eligible for a positive use determination is the outfall interceptor infrastructure, but since an appropriate adopted environmental rule was not cited it too receives a negative use determination. | 2015-04-08 | 4162295 | 100
18157 | T1 | American Marazzi Tile, Inc. | Dal-Tile Sunnyvale Manufacturing Plant | 359 Clay Road | Sunnyvale | TX | 75182 | Dallas | CN600129522 | RN100218080 | final cover and concrete cap for landfill cell 4-1. | Returned for failure to respond to a deficiency letter. | 2014-09-26 | 1882702 | 100
18158 | T1 | Eastman Chemical Company | Texas Operations | 300 Kodak Blvd | Longview | TX | 75602 | Harrison | CN601214406 | RN100219815 | 3 inch line running from knockout drum T-5 to flare. | The following property is used 100% for pollution control and is installed to meet or exceed federal or state regulations: 3 inch line running from knockout drum T-5 to flare. | 2014-10-02 | 500000 | 100
18159 | T1 | Freescale Semiconductor Inc. | Freescale - Oak Hill | 6501 West William Cannon Drive | Austin | TX | 78735 | Travis | CN602689218 | RN102752763 | two chemical destruction oxidizers (CDO) and six point of use wet scrubbers. | The following property is used 100% for pollution control and is installed to meet or exceed federal or state regulations: two chemical destruction oxidizers (CDO) and six point of use wet scrubbers. | 2014-10-22 | 496820 | 100
18160 | T1 | Commerce Equities | 5271 Memorial LTD | 5271 Memorial Drive | Houston | TX | 77007 | Harris | CN604140830 | RN109632711 | stormwater quality retention land. | Returned for failure to respond to a deficiency letter. | 2015-01-13 | 261058 | 100
18161 | T1 | 7-Eleven | Store #33119 | 4609 Coit Road | Frisco | TX | 75035 | Collin | CN600240329 | RN102019288 | gas tank monitor, tank probes, overfill/overspill buckets, overfill/overspill manhole, liquid sensors, automatic leak detectors, and the incremental difference in cost between double-walled tanks and single-walled tanks. This positive use determination does not apply to any property taxable on or before January 1, 1994. | The following property is used 100% for pollution control and is installed to meet or exceed federal or state regulations: gas tank monitor, tank probes, overfill/overspill buckets, overfill/overspill manhole, liquid sensors, automatic leak detectors, and the incremental difference in cost between double-walled tanks and single-walled tanks. This positive use determination does not apply to any property taxable on or before January 1, 1994. | 2015-07-22 | 116048 | 100
18162 | T1 | 7-Eleven | Store #33117 | 11065 FM 720 | Frisco | TX | 75035 | Collin | CN600240329 | RN103780300 | gas tank monitor, tank probes, liquid sensors, overfill/overspill buckets, overfill/overspill manhole, and the incremental difference in cost between double-walled tanks and single-walled tanks. This positive use determination does not apply to any property taxable on or before January 1, 1994. | The following property is used 100% for pollution control and is installed to meet or exceed federal or state regulations: gas tank monitor, tank probes, liquid sensors, overfill/overspill buckets, overfill/overspill manhole, and the incremental difference in cost between double-walled tanks and single-walled tanks. This positive use determination does not apply to any property taxable on or before January 1, 1994. | 2015-07-22 | 123819.22 | 100
18163 | T1 | 7-Eleven | Store #33066 | 3650 Preston Road | Frisco | TX | 75034 | Collin | CN600240329 | RN103009163 | tank probes, overfill/overspill buckets, overfill/overspill manhole, and the incremental difference in cost between double-walled tanks and single-walled tanks. This positive use determination does not apply to any property taxable on or before January 1, 1994. | The following property is used 100% for pollution control and is installed to meet or exceed federal or state regulations: tank probes, overfill/overspill buckets, overfill/overspill manhole, and the incremental difference in cost between double-walled tanks and single-walled tanks. This positive use determination does not apply to any property taxable on or before January 1, 1994. | 2015-07-22 | 71954.97 | 100
18164 | T1 | 7-Eleven | Store #32912 | 6465 Preston Road | Frisco | TX | 75024 | Collin | CN600240329 | RN102820511 | gas tank monitor, drop tubes, overfill/overspill buckets, overfill/overspill manhole, and the incremental difference in cost between double-walled tanks and single-walled tanks. This positive use determination does not apply to any property taxable on or before January 1, 1994. | The following property is used 100% for pollution control and is installed to meet or exceed federal or state regulations: gas tank monitor, drop tubes, overfill/overspill buckets, overfill/overspill manhole, and the incremental difference in cost between double-walled tanks and single-walled tanks. This positive use determination does not apply to any property taxable on or before January 1, 1994. | 2015-07-22 | 81685.58 | 100
18165 | T1 | 7-Eleven | Store #32870 | 1004 W McDermott | Allen | TX | 75002 | Collin | CN600240329 | RN102019841 | gas tank monitor, drop tubes, liquid sensors, overfill/overspill buckets, overfill/overspill manhole, and the incremental difference in cost between double-walled tanks and single-walled tanks. This positive use determination does not apply to any property taxable on or before January 1, 1994. | The following property is used 100% for pollution control and is installed to meet or exceed federal or state regulations: gas tank monitor, drop tubes, liquid sensors, overfill/overspill buckets, overfill/overspill manhole, and the incremental difference in cost between double-walled tanks and single-walled tanks. This positive use determination does not apply to any property taxable on or before January 1, 1994. | 2015-07-22 | 127493.79 | 100
18166 | T1 | 7-Eleven | Store #33118 | 5020 W Virginia PKWY | McKinney | TX | 75071 | Collin | CN600240329 | RN103009353 | gas tank monitor, automatic leak detectors, overfill/overspill buckets, overfill/overspill manhole, and the incremental difference in cost between double-walled tanks and single-walled tanks. This positive use determination does not apply to any property taxable on or before January 1, 1994. | The following property is used 100% for pollution control and is installed to meet or exceed federal or state regulations: gas tank monitor, automatic leak detectors, overfill/overspill buckets, overfill/overspill manhole, and the incremental difference in cost between double-walled tanks and single-walled tanks. This positive use determination does not apply to any property taxable on or before January 1, 1994. | 2015-07-22 | 77193.96 | 100
18167 | T1 | 7-Eleven | Store #32811 | 3100 Eldorado Pkwy | McKinney | TX | 75069 | Collin | CN600240329 | RN102257623 | overfill/overspill buckets, overfill/overspill protection, and the incremental difference in cost between double-walled tanks and single-walled tanks. This positive use determination does not apply to any property taxable on or before January 1, 1994. | The following property is used 100% for pollution control and is installed to meet or exceed federal or state regulations: overfill/overspill buckets, overfill/overspill protection, and the incremental difference in cost between double-walled tanks and single-walled tanks. This positive use determination does not apply to any property taxable on or before January 1, 1994. | 2015-07-22 | 127353.13 | 100
18168 | T1 | 7-Eleven | Store #26771 | 18118 Midway Rd | Dallas | TX | 75287 | Collin | CN600240329 | RN102274990 | gas tank monitors, overfill/overspill buckets, overfill/overspill protection, and the incremental difference in cost between double-walled tanks and single-walled tanks. This positive use determination does not apply to any property taxable on or before January 1, 1994. | The following property is used 100% for pollution control and is installed to meet or exceed federal or state regulations: gas tank monitors, overfill/overspill buckets, overfill/overspill protection, and the incremental difference in cost between double-walled tanks and single-walled tanks. This positive use determination does not apply to any property taxable on or before January 1, 1994. | 2015-07-22 | 36547.56 | 100
18169 | T1 | 7-Eleven | Store #25080 | 17605 Midway Rd | Dallas | TX | 75287 | Collin | CN600240329 | RN102012911 | gas tank monitors, overfill/overspill buckets, overfill/overspill protection, tank probes, vapor recovery system, and automatic leak detectors. This positive use determination does not apply to any property taxable on or before January 1, 1994. | The following property is used 100% for pollution control and is installed to meet or exceed federal or state regulations: gas tank monitors, overfill/overspill buckets, overfill/overspill protection, tank probes, vapor recovery system, and automatic leak detectors. This positive use determination does not apply to any property taxable on or before January 1, 1994. | 2015-07-22 | 56303.6 | 100
18170 | T1 | 7-Eleven | Store #27529 | 18101 Coit Rd | Dallas | TX | 75252 | Collin | CN600240329 | RN102020039 | gas tank monitors, tank probes, liquid sensors, overfill/overspill manhole, the incremental difference in cost between the concrete pad located above the underground tanks and piping and the other paving at the service station, and the incremental difference in cost between double-walled tanks and single-walled tanks. This positive use determination does not apply to any property taxable on or before January 1, 1994. | The following property is used 100% for pollution control and is installed to meet or exceed federal or state regulations: gas tank monitors, tank probes, liquid sensors, overfill/overspill manhole, the incremental difference in cost between the concrete pad located above the underground tanks and piping and the other paving at the service station, and the incremental difference in cost between double-walled tanks and single-walled tanks. This positive use determination does not apply to any property taxable on or before January 1, 1994. | 2015-07-22 | 190696.88 | 100
18171 | T1 | 7-Eleven | Store #33494 | 18008 Preston Road | Dallas | TX | 75252 | Collin | CN600240329 | RN101535755 | gas tank monitors, overfill/overspill manhole, overfill/overspill buckets, the incremental difference in cost between the concrete pad located above the underground tanks and piping and the other paving at the service station, and the incremental difference in cost between double-walled tanks and single-walled tanks. This positive use determination does not apply to any property taxable on or before January 1, 1994. | The following property is used 100% for pollution control and is installed to meet or exceed federal or state regulations: gas tank monitors, overfill/overspill manhole, overfill/overspill buckets, the incremental difference in cost between the concrete pad located above the underground tanks and piping and the other paving at the service station, and the incremental difference in cost between double-walled tanks and single-walled tanks. This positive use determination does not apply to any property taxable on or before January 1, 1994. | 2015-07-22 | 85241.67 | 100
18172 | T1 | 7-Eleven | Store #35417 | 201 Central Expy S | Allen | TX | 75002 | Collin | CN600240329 | RN102650702 | service station equipment. | Returned for failure to respond to a deficiency letter. | 2015-03-25 | 161864.38 | 100
18173 | T1 | 7-Eleven | Store #35380 | 5940 W Park Blvd | Plano | TX | 75093 | Collin | CN600240329 | RN101630242 | gas tank monitor and the incremental difference in cost between double-walled tanks and single-walled tanks. This positive use determination does not apply to any property taxable on or before January 1, 1994. | The following property is used 100% for pollution control and is installed to meet or exceed federal or state regulations: gas tank monitor and the incremental difference in cost between double-walled tanks and single-walled tanks. This positive use determination does not apply to any property taxable on or before January 1, 1994. | 2015-07-22 | 75175.04 | 100
18174 | T1 | 7-Eleven | Store #35515 | 2900 West 15th | Plano | TX | 75075 | Collin | CN600240329 | RN102991593 | gas tank monitor, overfill/overspill buckets, and the incremental difference in cost between double-walled tanks and single-walled tanks. This positive use determination does not apply to any property taxable on or before January 1, 1994. | The following property is used 100% for pollution control and is installed to meet or exceed federal or state regulations: gas tank monitor, overfill/overspill buckets, and the incremental difference in cost between double-walled tanks and single-walled tanks. This positive use determination does not apply to any property taxable on or before January 1, 1994. | 2015-07-22 | 29258.13 | 100
18175 | T1 | 7-Eleven | Store #35366 | 4180 E Renner Rd | Richardson | TX | 75082 | Collin | CN600240329 | RN106512759 | gas tank monitor, the incremental difference in cost between double-walled piping and single-walled piping, the incremental difference in cost between the concrete pad located above the underground tanks and piping and the other paving at the service station, and the incremental difference in cost between double-walled tanks and single-walled tanks. This positive use determination does not apply to any property taxable on or before January 1, 1994. | The following property is used 100% for pollution control and is installed to meet or exceed federal or state regulations: gas tank monitor, the incremental difference in cost between double-walled piping and single-walled piping, the incremental difference in cost between the concrete pad located above the underground tanks and piping and the other paving at the service station, and the incremental difference in cost between double-walled tanks and single-walled tanks. This positive use determination does not apply to any property taxable on or before January 1, 1994. | 2015-07-22 | 174626.46 | 100
18176 | T1 | 7-Eleven | Store #34650 | 1541 University Dr | Prosper | TX | 75078 | Collin | CN600240329 | RN106428550 | gas tank monitor, tank probes, overfill/overspill buckets, the incremental difference in cost between double-walled piping and single-walled piping, the incremental difference in cost between the concrete pad located above the underground tanks and piping and the other paving at the service station, and the incremental difference in cost between double-walled tanks and single-walled tanks. This positive use determination does not apply to any property taxable on or before January 1, 1994. | The following property is used 100% for pollution control and is installed to meet or exceed federal or state regulations: gas tank monitor, tank probes, overfill/overspill buckets, the incremental difference in cost between double-walled piping and single-walled piping, the incremental difference in cost between the concrete pad located above the underground tanks and piping and the other paving at the service station, and the incremental difference in cost between double-walled tanks and single-walled tanks. This positive use determination does not apply to any property taxable on or before January 1, 1994. | 2015-07-22 | 273623.94 | 100
18177 | T1 | 7-Eleven | Store #34536 | 7950 Gaylord Pkwy | Frisco | TX | 75034 | Collin | CN600240329 | RN106245475 | service station equipment. | Returned for failure to respond to a deficiency letter. | 2015-03-25 | 341961.1 | 100
18178 | T1 | 7-Eleven | Store #34171 | 6000 W Plano Pkwy | Plano | TX | 75093 | Collin | CN600240329 | RN105711378 | gas tank monitor, overfill/overspill manhole, overfill/overspill protection, automatic leak detectors, the incremental difference in cost between the concrete pad located above the underground tanks and piping and the other paving at the service station, and the incremental difference in cost between double-walled tanks and single-walled tanks. This positive use determination does not apply to any property taxable on or before January 1, 1994. | The following property is used 100% for pollution control and is installed to meet or exceed federal or state regulations: gas tank monitor, overfill/overspill manhole, overfill/overspill protection, automatic leak detectors, the incremental difference in cost between the concrete pad located above the underground tanks and piping and the other paving at the service station, and the incremental difference in cost between double-walled tanks and single-walled tanks. This positive use determination does not apply to any property taxable on or before January 1, 1994. | 2015-07-22 | 173998.89 | 100
18179 | T1 | 7-Eleven | Store #34118 | 1501 Central Expwy N | Plano | TX | 75075 | Collin | CN600240329 | RN102005535 | gas tank monitor, overfill/overspill manhole, overfill/overspill protection, tank probes, automatic leak detectors, the incremental difference in cost between the concrete pad located above the underground tanks and piping and the other paving at the service station, and the incremental difference in cost between double-walled tanks and single-walled tanks. This positive use determination does not apply to any property taxable on or before January 1, 1994. | The following property is used 100% for pollution control and is installed to meet or exceed federal or state regulations: gas tank monitor, overfill/overspill manhole, overfill/overspill protection, tank probes, automatic leak detectors, the incremental difference in cost between the concrete pad located above the underground tanks and piping and the other paving at the service station, and the incremental difference in cost between double-walled tanks and single-walled tanks. This positive use determination does not apply to any property taxable on or before January 1, 1994. | 2015-07-22 | 118571.78 | 100
18180 | T1 | 7-Eleven | Store #34041 | 8130 N Dallas Pkwy | Frisco | TX | 75034 | Collin | CN600240329 | RN105685820 | gas tank monitor, overfill/overspill manhole, overfill/overspill protection, automatic leak detectors, the incremental difference in cost between the concrete pad located above the underground tanks and piping and the other paving at the service station, and the incremental difference in cost between double-walled tanks and single-walled tanks. This positive use determination does not apply to any property taxable on or before January 1, 1994. | The following property is used 100% for pollution control and is installed to meet or exceed federal or state regulations: gas tank monitor, overfill/overspill manhole, overfill/overspill protection, automatic leak detectors, the incremental difference in cost between the concrete pad located above the underground tanks and piping and the other paving at the service station, and the incremental difference in cost between double-walled tanks and single-walled tanks. This positive use determination does not apply to any property taxable on or before January 1, 1994. | 2015-07-22 | 190002.19 | 100
18181 | T1 | 7-Eleven | Store #33621 | 454 Country Club Rd | Wylie | TX | 75098 | Collin | CN600240329 | RN104787023 | gas tank probes, overfill/overspill manhole, overfill/overspill buckets, automatic leak detectors, the incremental difference in cost between the concrete pad located above the underground tanks and piping and the other paving at the service station, and the incremental difference in cost between double-walled tanks and single-walled tanks. This positive use determination does not apply to any property taxable on or before January 1, 1994. | The following property is used 100% for pollution control and is installed to meet or exceed federal or state regulations: gas tank probes, overfill/overspill manhole, overfill/overspill buckets, automatic leak detectors, the incremental difference in cost between the concrete pad located above the underground tanks and piping and the other paving at the service station, and the incremental difference in cost between double-walled tanks and single-walled tanks. This positive use determination does not apply to any property taxable on or before January 1, 1994. | 2015-07-22 | 145039.86 | 100
18182 | T1 | 7-Eleven | Store #33620 | 2961 McDermott RD | Plano | TX | 75025 | Collin | CN600240329 | RN104786991 | gas tank probes, overfill/overspill manhole, overfill/overspill buckets, automatic leak detectors, the incremental difference in cost between the concrete pad located above the underground tanks and piping and the other paving at the service station, and the incremental difference in cost between double-walled tanks and single-walled tanks. This positive use determination does not apply to any property taxable on or before January 1, 1994. | The following property is used 100% for pollution control and is installed to meet or exceed federal or state regulations: gas tank probes, overfill/overspill manhole, overfill/overspill buckets, automatic leak detectors, the incremental difference in cost between the concrete pad located above the underground tanks and piping and the other paving at the service station, and the incremental difference in cost between double-walled tanks and single-walled tanks. This positive use determination does not apply to any property taxable on or before January 1, 1994. | 2015-07-22 | 130606.85 | 100
18183 | T1 | 7-Eleven | Store #33302 | 10565 Custer Rd | Plano | TX | 75025 | Collin | CN600240329 | RN102851680 | overfill/overspill manhole, overfill/overspill buckets, and the incremental difference in cost between double-walled tanks and single-walled tanks. This positive use determination does not apply to any property taxable on or before January 1, 1994. | The following property is used 100% for pollution control and is installed to meet or exceed federal or state regulations: overfill/overspill manhole, overfill/overspill buckets, and the incremental difference in cost between double-walled tanks and single-walled tanks. This positive use determination does not apply to any property taxable on or before January 1, 1994. | 2015-07-27 | 127530.83 | 100
18184 | T1 | 7-Eleven | Store #33276 | 421 Stacy Rd | Fairview | TX | 75069 | Collin | CN600240329 | RN102036688 | gas tank monitor, tank probes, liquid sensors, overfill/overspill manhole, overfill/overspill buckets, vapor recovery system, automatic leak detectors, the incremental difference in cost between the concrete pad located above the underground tanks and piping and the other paving at the service station, and the incremental difference in cost between double-walled tanks and single-walled tanks. This positive use determination does not apply to any property taxable on or before January 1, 1994. | The following property is used 100% for pollution control and is installed to meet or exceed federal or state regulations: gas tank monitor, tank probes, liquid sensors, overfill/overspill manhole, overfill/overspill buckets, vapor recovery system, automatic leak detectors, the incremental difference in cost between the concrete pad located above the underground tanks and piping and the other paving at the service station, and the incremental difference in cost between double-walled tanks and single-walled tanks. This positive use determination does not apply to any property taxable on or before January 1, 1994. | 2015-07-22 | 151189.53 | 100
18185 | T1 | 7-Eleven | Store #33174 | 721 E FM 544 | Murphy | TX | 75074 | Collin | CN600240329 | RN103099875 | gas tank monitor, overfill/overspill manhole, overfill/overspill buckets, automatic leak detectors, and the incremental difference in cost between double-walled tanks and single-walled tanks. This positive use determination does not apply to any property taxable on or before January 1, 1994. | The following property is used 100% for pollution control and is installed to meet or exceed federal or state regulations: gas tank monitor, overfill/overspill manhole, overfill/overspill buckets, automatic leak detectors, and the incremental difference in cost between double-walled tanks and single-walled tanks. This positive use determination does not apply to any property taxable on or before January 1, 1994. | 2015-07-22 | 114740.8 | 100
18186 | T1 | 7-Eleven | Store # 33130 | 1600 East Main | Allen | TX | 75002 | Collin | CN600240329 | RN102429446 | gas tank monitor, overfill/overspill buckets, and the incremental difference in cost between double-walled tanks and single-walled tanks. This positive use determination does not apply to any property taxable on or before January 1, 1994. | The following property is used 100% for pollution control and is installed to meet or exceed federal or state regulations: gas tank monitor, overfill/overspill buckets, and the incremental difference in cost between double-walled tanks and single-walled tanks. This positive use determination does not apply to any property taxable on or before January 1, 1994. | 2015-07-22 | 139602.58 | 100
18187 | T1 | 7-Eleven | Store #32242 | 7225 Preston Rd | Frisco | TX | 75034 | Collin | CN600240329 | RN102027745 | gas tank monitors, overfill/overspill buckets, overfill/overspill manhole, the incremental difference in cost between double-walled piping and single-walled piping, and the incremental difference in cost between double-walled tanks and single-walled tanks. This positive use determination does not apply to any property taxable on or before January 1, 1994. | The following property is used 100% for pollution control and is installed to meet or exceed federal or state regulations: gas tank monitors, overfill/overspill buckets, overfill/overspill manhole, the incremental difference in cost between double-walled piping and single-walled piping, and the incremental difference in cost between double-walled tanks and single-walled tanks. This positive use determination does not apply to any property taxable on or before January 1, 1994. | 2015-07-22 | 148308.79 | 100
18188 | T1 | 7-Eleven | Store #30418 | 996 W Parker Rd | Plano | TX | 75075 | Collin | CN600240329 | RN102271236 | gas tank monitors, overfill/overspill protection, overfill/overspill buckets, overfill/overspill manhole, drop tubes, and the incremental difference in cost between double-walled tanks and single-walled tanks. This positive use determination does not apply to any property taxable on or before January 1, 1994. | The following property is used 100% for pollution control and is installed to meet or exceed federal or state regulations: gas tank monitors, overfill/overspill protection, overfill/overspill buckets, overfill/overspill manhole, drop tubes, and the incremental difference in cost between double-walled tanks and single-walled tanks. This positive use determination does not apply to any property taxable on or before January 1, 1994. | 2015-07-22 | 60279.69 | 100
18189 | T1 | 7-Eleven | Store #33127 | 5403 N Dallas Pkwy | Frisco | TX | 75034 | Collin | CN600240329 | RN103786372 | gas tank monitor, overfill/overspill buckets, overfill/overspill manhole, and the incremental difference in cost between double-walled tanks and single-walled tanks. This positive use determination does not apply to any property taxable on or before January 1, 1994. | The following property is used 100% for pollution control and is installed to meet or exceed federal or state regulations: gas tank monitor, overfill/overspill buckets, overfill/overspill manhole, and the incremental difference in cost between double-walled tanks and single-walled tanks. This positive use determination does not apply to any property taxable on or before January 1, 1994. | 2015-07-22 | 161589.03 | 100
18190 | T1 | 7-Eleven | Store #36774 | 3601 N Jupiter Rd | Richardson | TX | 75082 | Collin | CN600240329 | RN102858867 | gas tank monitor, overfill/overspill buckets, the incremental difference in cost between the concrete pad located above the underground tanks and piping and the other paving at the service station, the incremental difference in cost between double-walled piping and single-walled piping, and the incremental difference in cost between double-walled tanks and single-walled tanks. This positive use determination does not apply to any property taxable on or before January 1, 1994. | The following property is used 100% for pollution control and is installed to meet or exceed federal or state regulations: gas tank monitor, overfill/overspill buckets, the incremental difference in cost between the concrete pad located above the underground tanks and piping and the other paving at the service station, the incremental difference in cost between double-walled piping and single-walled piping, and the incremental difference in cost between double-walled tanks and single-walled tanks. This positive use determination does not apply to any property taxable on or before January 1, 1994. | 2015-07-22 | 110173.94 | 100
18191 | T1 | 7-Eleven | Store #36394 | 1815 N Central Expwy | McKinney | TX | 75070 | Collin | CN600240329 | RN102460482 | gas tank monitor and the incremental difference in cost between double-walled tanks and single-walled tanks. This positive use determination does not apply to any property taxable on or before January 1, 1994. | The following property is used 100% for pollution control and is installed to meet or exceed federal or state regulations: gas tank monitor and the incremental difference in cost between double-walled tanks and single-walled tanks. This positive use determination does not apply to any property taxable on or before January 1, 1994. | 2015-07-22 | 33809.03 | 100
18192 | T1 | 7-Eleven | Store #36385 | 400 N Jupiter Rd | Plano | TX | 75074 | Collin | CN600240329 | RN102493798 | gas tank monitor and the incremental difference in cost between double-walled tanks and single-walled tanks. This positive use determination does not apply to any property taxable on or before January 1, 1994. | The following property is used 100% for pollution control and is installed to meet or exceed federal or state regulations: gas tank monitor and the incremental difference in cost between double-walled tanks and single-walled tanks. This positive use determination does not apply to any property taxable on or before January 1, 1994. | 2015-07-22 | 72969.03 | 100
18193 | T1 | 7-Eleven | Store #36361 | 4590 Frankford Rd | Dallas | TX | 75287 | Collin | CN600240329 | RN102460938 | gas tank monitor, overfill/overspill buckets, the incremental difference in cost between double-walled piping and single-walled piping, and the incremental difference in cost between double-walled tanks and single-walled tanks. This positive use determination does not apply to any property taxable on or before January 1, 1994. | The following property is used 100% for pollution control and is installed to meet or exceed federal or state regulations: gas tank monitor, overfill/overspill buckets, the incremental difference in cost between double-walled piping and single-walled piping, and the incremental difference in cost between double-walled tanks and single-walled tanks. This positive use determination does not apply to any property taxable on or before January 1, 1994. | 2015-07-22 | 53775.32 | 100
18194 | T1 | 7-Eleven | Store #36343 | 101 S Central Expy | McKinney | TX | 75070 | Collin | CN600240329 | RN101473940 | gas tank monitor, overfill/overspill buckets, and the incremental difference in cost between double-walled tanks and single-walled tanks. This positive use determination does not apply to any property taxable on or before January 1, 1994. | The following property is used 100% for pollution control and is installed to meet or exceed federal or state regulations: gas tank monitor, overfill/overspill buckets, and the incremental difference in cost between double-walled tanks and single-walled tanks. This positive use determination does not apply to any property taxable on or before January 1, 1994. | 2015-07-22 | 52014.82 | 100
18195 | T1 | 7-Eleven | Store #35680 | 1513 S Preston Rd | Celina | TX | 75009 | Collin | CN600240329 | RN100770411 | gas tank monitor, tank probes, overfill/overspill buckets, the incremental difference in cost between the concrete pad located above the underground tanks and piping and the other paving at the service station, the incremental difference in cost between double-walled piping and single-walled piping, and the incremental difference in cost between double-walled tanks and single-walled tanks. This positive use determination does not apply to any property taxable on or before January 1, 1994. | The following property is used 100% for pollution control and is installed to meet or exceed federal or state regulations: gas tank monitor, tank probes, overfill/overspill buckets, the incremental difference in cost between the concrete pad located above the underground tanks and piping and the other paving at the service station, the incremental difference in cost between double-walled piping and single-walled piping, and the incremental difference in cost between double-walled tanks and single-walled tanks. This positive use determination does not apply to any property taxable on or before January 1, 1994. | 2015-07-22 | 151309.09 | 100
18196 | T1 | 7-Eleven | Store #35679 | 1112 N Greenville Ave | Allen | TX | 75002 | Collin | CN600240329 | RN101561009 | gas tank monitor, tank probes, overfill/overspill buckets, and the incremental difference in cost between double-walled piping and single-walled piping. This positive use determination does not apply to any property taxable on or before January 1, 1994. | The following property is used 100% for pollution control and is installed to meet or exceed federal or state regulations: gas tank monitor, tank probes, overfill/overspill buckets, and the incremental difference in cost between double-walled piping and single-walled piping. This positive use determination does not apply to any property taxable on or before January 1, 1994. | 2015-07-22 | 218227.24 | 100
18197 | T1 | 7-Eleven | Store #32723 | 4001 W Spring Creek Pkwy | Plano | TX | 75027 | Collin | CN600240329 | RN101532968 | automatic leak detectors and overfill/overspill buckets. This positive use determination does not apply to any property taxable on or before January 1, 1994. | The following property is used 100% for pollution control and is installed to meet or exceed federal or state regulations: automatic leak detectors and overfill/overspill buckets. This positive use determination does not apply to any property taxable on or before January 1, 1994. | 2015-07-22 | 10704.51 | 100
18198 | T1 | 7-Eleven | Store #32329 | 100 W Spring Creek Pwky | Plano | TX | 75023 | Collin | CN600240329 | RN102058385 | gas tank monitor, tank probes, liquid sensors, automatic leak detectors, overfill/overspill buckets, overfill/overspill manhole, the incremental difference in cost between the concrete pad located above the underground tanks and piping and the other paving at the service station, and the incremental difference in cost between double-walled tanks and single-walled tanks. This positive use determination does not apply to any property taxable on or before January 1, 1994. | The following property is used 100% for pollution control and is installed to meet or exceed federal or state regulations: gas tank monitor, tank probes, liquid sensors, automatic leak detectors, overfill/overspill buckets, overfill/overspill manhole, the incremental difference in cost between the concrete pad located above the underground tanks and piping and the other paving at the service station, and the incremental difference in cost between double-walled tanks and single-walled tanks. This positive use determination does not apply to any property taxable on or before January 1, 1994. | 2015-07-22 | 183936.63 | 100
18199 | T1 | 7-Eleven | Store #29234 | 2101 W 15th | Plano | TX | 75075 | Collin | CN600240329 | RN102049566 | gas tank monitors, overfill/overspill protection, overfill/overspill buckets, overfill/overspill manhole, drop tubes, cathodic protection, and the incremental difference in cost between double-walled tanks and single-walled tanks. This positive use determination does not apply to any property taxable on or before January 1, 1994. | The following property is used 100% for pollution control and is installed to meet or exceed federal or state regulations: gas tank monitors, overfill/overspill protection, overfill/overspill buckets, overfill/overspill manhole, drop tubes, cathodic protection, and the incremental difference in cost between double-walled tanks and single-walled tanks. This positive use determination does not apply to any property taxable on or before January 1, 1994. | 2015-07-22 | 72358.55 | 100
18200 | T1 | 7-Eleven | Store #25576 | 2025 West Spring Creek | Plano | TX | 75023 | Collin | CN600240329 | RN102245529 | overfill/overspill buckets. This positive use determination does not apply to any property taxable on or before January 1, 1994. | The following property is used 100% for pollution control and is installed to meet or exceed federal or state regulations: overfill/overspill buckets. This positive use determination does not apply to any property taxable on or before January 1, 1994. | 2015-07-22 | 7419.36 | 100
18201 | T1 | 7-Eleven | Store #26264 | 100 N Greenville | Allen | TX | 75002 | Collin | CN600240329 | RN102267275 | overfill/overspill buckets. This positive use determination does not apply to any property taxable on or before January 1, 1994. | The following property is used 100% for pollution control and is installed to meet or exceed federal or state regulations: overfill/overspill buckets. This positive use determination does not apply to any property taxable on or before January 1, 1994. | 2015-07-22 | 4975 | 100
18202 | T1 | 7-Eleven | Store #12189 | 3601 E 14TH ST | Plano | TX | 75074 | Collin | CN600240329 | RN102248283 | gas tank monitor, vapor recovery systems, and overfill/overspill buckets. This positive use determination does not apply to any property taxable on or before January 1, 1994. | The following property is used 100% for pollution control and is installed to meet or exceed federal or state regulations: gas tank monitor, vapor recovery systems, and overfill/overspill buckets. This positive use determination does not apply to any property taxable on or before January 1, 1994. | 2015-07-22 | 47961.77 | 100
18203 | T1 | 7-Eleven | Store #20767 | 2417 Jupiter Rd | Plano | TX | 75074 | Collin | CN600240329 | RN102047131 | cathodic protection, overfill/overspill buckets, and the incremental difference in cost between double-walled tanks and single-walled tanks. This positive use determination does not apply to any property taxable on or before January 1, 1994. | The following property is used 100% for pollution control and is installed to meet or exceed federal or state regulations: cathodic protection, overfill/overspill buckets, and the incremental difference in cost between double-walled tanks and single-walled tanks. This positive use determination does not apply to any property taxable on or before January 1, 1994. | 2015-07-22 | 18742.38 | 100
18204 | T1 | 7-Eleven | Store #36553 | 3105 Highway 35 N | Rockport | TX | 78382 | Aransas | CN600240329 | RN105212146 | gas tank monitor and the incremental difference in cost between double-walled tanks and single-walled tanks. | The following property is used 100% for pollution control and is installed to meet or exceed federal or state regulations: gas tank monitor and the incremental difference in cost between double-walled tanks and single-walled tanks. | 2015-07-22 | 129595.22 | 100
18205 | T1 | 7-Eleven | Store #36506 | 5866 Highway 35 N | Rockport | TX | 78382 | Aransas | CN600240329 | RN102382603 | gas tank monitor and the incremental difference in cost between double-walled tanks and single-walled tanks. | The following property is used 100% for pollution control and is installed to meet or exceed federal or state regulations: gas tank monitor and the incremental difference in cost between double-walled tanks and single-walled tanks. | 2015-07-22 | 74398.66 | 100
18206 | T1 | 7-Eleven | Store #36501 | 904 S Highway 35 | Rockport | TX | 78382 | Aransas | CN600240329 | RN102391943 | gas tank monitor and the incremental difference in cost between double-walled tanks and single-walled tanks. | The following property is used 100% for pollution control and is installed to meet or exceed federal or state regulations: gas tank monitor and the incremental difference in cost between double-walled tanks and single-walled tanks. | 2015-07-22 | 28538.66 | 100
18207 | T1 | 7-Eleven | Store #36403 | 3957 Saratoga Blvd | Corpus Christi | TX | 78415 | Nueces | CN600240329 | RN102447521 | gas tank monitor and the incremental difference in cost between double-walled tanks and single-walled tanks. | The following property is used 100% for pollution control and is installed to meet or exceed federal or state regulations: gas tank monitor and the incremental difference in cost between double-walled tanks and single-walled tanks. | 2015-07-03 | 27187.34 | 100
18208 | T1 | 7-Eleven | Store #36531 | 6302 Saratoga Blvd | Corpus Christi | TX | 78414 | Nueces | CN600240329 | RN102383999 | gas tank monitor and the incremental difference in cost between double-walled tanks and single-walled tanks. | The following property is used 100% for pollution control and is installed to meet or exceed federal or state regulations: gas tank monitor and the incremental difference in cost between double-walled tanks and single-walled tanks. | 2015-07-03 | 52919.72 | 100
18209 | T1 | 7-Eleven | Store #36533 | 5602 S Padre Island Dr | Corpus Christi | TX | 78412 | Nueces | CN600240329 | RN101626745 | gas tank monitor and the incremental difference in cost between double-walled tanks and single-walled tanks. | The following property is used 100% for pollution control and is installed to meet or exceed federal or state regulations: gas tank monitor and the incremental difference in cost between double-walled tanks and single-walled tanks. | 2015-07-03 | 65802.4 | 100
18210 | T1 | 7-Eleven | Store #36534 | 3955 S Padre Island Dr | Corpus Christi | TX | 78415 | Nueces | CN600240329 | RN102394137 | gas tank monitor and the incremental difference in cost between double-walled tanks and single-walled tanks. | The following property is used 100% for pollution control and is installed to meet or exceed federal or state regulations: gas tank monitor and the incremental difference in cost between double-walled tanks and single-walled tanks. | 2015-07-03 | 72902.2 | 100
18211 | T1 | 7-Eleven | Store #36535 | 1541 S Padre Island Dr | Corpus Christi | TX | 78416 | Nueces | CN600240329 | RN102403896 | gas tank monitor and the incremental difference in cost between double-walled tanks and single-walled tanks. | The following property is used 100% for pollution control and is installed to meet or exceed federal or state regulations: gas tank monitor and the incremental difference in cost between double-walled tanks and single-walled tanks. | 2015-07-03 | 37002.4 | 100
18212 | T1 | 7-Eleven | Store #36536 | 5175 Highway 37 | Corpus Christi | TX | 78408 | Nueces | CN600240329 | RN101447175 | gas tank monitor and the incremental difference in cost between double-walled tanks and single-walled tanks. | The following property is used 100% for pollution control and is installed to meet or exceed federal or state regulations: gas tank monitor and the incremental difference in cost between double-walled tanks and single-walled tanks. | 2015-07-03 | 53251.4 | 100
18213 | T1 | 7-Eleven | Store #36261 | 3001 E Whitestone Blvd | Cedar Park | TX | 78613 | Williamson | CN600240329 | RN102456472 | gas tank monitor and the incremental difference in cost between double-walled tanks and single-walled tanks. | The following property is used 100% for pollution control and is installed to meet or exceed federal or state regulations: gas tank monitor and the incremental difference in cost between double-walled tanks and single-walled tanks. | 2015-07-03 | 36872.11 | 100
18214 | T1 | 7-Eleven | Store #36103 | 2680 Gattis School Rd | Round Rock | TX | 78664 | Williamson | CN600240329 | RN106511280 | gas tank monitor, overspill/overfill buckets, the incremental difference in cost between the concrete pad located above the underground tanks and piping and the other paving at the service station, the incremental difference in cost between double-walled piping and single-walled piping, and the incremental difference in cost between double-walled tanks and single-walled tanks. | The following property is used 100% for pollution control and is installed to meet or exceed federal or state regulations: gas tank monitor, overspill/overfill buckets, the incremental difference in cost between the concrete pad located above the underground tanks and piping and the other paving at the service station, the incremental difference in cost between double-walled piping and single-walled piping, and the incremental difference in cost between double-walled tanks and single-walled tanks. | 2015-07-03 | 422329.32 | 100
18215 | T1 | 7-Eleven | Store #34250 | 2995 Williams Dr | Georgetown | TX | 78628 | Williamson | CN600240329 | RN102263100 | gas tank monitor, overspill/overfill buckets, overfill/overspill protection, tank probes, automatic leak detectors, the incremental difference in cost between double-walled piping and single-walled piping, and the incremental difference in cost between double-walled tanks and single-walled tanks. | The following property is used 100% for pollution control and is installed to meet or exceed federal or state regulations: gas tank monitor, overspill/overfill buckets, overfill/overspill protection, tank probes, automatic leak detectors, the incremental difference in cost between double-walled piping and single-walled piping, and the incremental difference in cost between double-walled tanks and single-walled tanks. | 2015-07-03 | 115880.1 | 100
18216 | T1 | 7-Eleven | Store #33112 | 1515 Cypress Creek Rd | Cedar Park | TX | 78613 | Williamson | CN600240329 | RN102931912 | gas tank monitor, overspill/overfill buckets, overfill/overspill manholes, and the incremental difference in cost between double-walled tanks and single-walled tanks. | The following property is used 100% for pollution control and is installed to meet or exceed federal or state regulations: gas tank monitor, overspill/overfill buckets, overfill/overspill manholes, and the incremental difference in cost between double-walled tanks and single-walled tanks. | 2015-07-03 | 77321.75 | 100
18217 | T1 | 7-Eleven | Store #32248 | 14016 FM 620 N | Austin | TX | 78717 | Williamson | CN600240329 | RN101499150 | gas tank monitor and overspill/overfill buckets. | The following property is used 100% for pollution control and is installed to meet or exceed federal or state regulations: gas tank monitor and overspill/overfill buckets. | 2015-07-03 | 12140.05 | 100
18218 | T1 | 7-Eleven | Store #26815 | 1713 N Mays | Round Rock | TX | 78664 | Williamson | CN600240329 | RN102053378 | overfill/overspill protection. This positive use determination does not apply to any property taxable on or before January 1, 1994. | The following property is used 100% for pollution control and is installed to meet or exceed federal or state regulations: overfill/overspill protection. This positive use determination does not apply to any property taxable on or before January 1, 1994. | 2015-07-22 | 19035.01 | 100
18219 | T1 | 7-Eleven | Store #25945 | 1909 Hermitage Dr | Round Rock | TX | 78681 | Williamson | CN600240329 | RN102040243 | overspill/overfill buckets. This positive use determination does not apply to any property taxable on or before January 1, 1994. | The following property is used 100% for pollution control and is installed to meet or exceed federal or state regulations: overspill/overfill buckets. This positive use determination does not apply to any property taxable on or before January 1, 1994. | 2015-07-22 | 48230.25 | 100
18220 | T1 | 7-Eleven | Store #25853 | 1801 S Mays | Round Rock | TX | 78664 | Williamson | CN600240329 | RN100721885 | overspill/overfill buckets and overfill/overspill manhole. This positive use determination does not apply to any property taxable on or before January 1, 1994. | The following property is used 100% for pollution control and is installed to meet or exceed federal or state regulations: overspill/overfill buckets and overfill/overspill manhole. This positive use determination does not apply to any property taxable on or before January 1, 1994. | 2015-07-22 | 23019.27 | 100
18221 | T1 | 7-Eleven | Store #25391 | 1118 Palm Valley Rd | Round Rock | TX | 78664 | Williamson | CN600240329 | RN102064342 | gas tank monitor, overspill/overfill buckets, overfill/overspill manhole, and overfill/overspill protection. This positive use determination does not apply to any property taxable on or before January 1, 1994. | The following property is used 100% for pollution control and is installed to meet or exceed federal or state regulations: gas tank monitor, overspill/overfill buckets, overfill/overspill manhole, and overfill/overspill protection. This positive use determination does not apply to any property taxable on or before January 1, 1994. | 2015-07-15 | 67316.7 | 100
18222 | T1 | 7-Eleven | Store #21359 | 600 McNeil Rd | Round Rock | TX | 78681 | Williamson | CN600240329 | RN102064920 | gas tank monitor, tank probes, vapor recovery system, overfill/overspill manhole, overfill/overspill protection, and the incremental difference in cost between double-walled tanks and single-walled tanks. | The following property is used 100% for pollution control and is installed to meet or exceed federal or state regulations: gas tank monitor, tank probes, vapor recovery system, overfill/overspill manhole, overfill/overspill protection, and the incremental difference in cost between double-walled tanks and single-walled tanks. | 2015-07-03 | 146226.56 | 100
18223 | T1 | 7-Eleven | Store #36304 | 1185 IH 35 E | New Braunfels | TX | 78130 | Comal | CN600240329 | RN100621630 | gas tank monitor and the incremental difference in cost between double-walled tanks and single-walled tanks. | The following property is used 100% for pollution control and is installed to meet or exceed federal or state regulations: gas tank monitor and the incremental difference in cost between double-walled tanks and single-walled tanks. | 2015-07-22 | 32585.63 | 100
18224 | T1 | 7-Eleven | Store #34254 | 2411 E Highway 190 | Copperas Cove | TX | 76522 | Coryell | CN600240329 | RN102278462 | gas tank monitor, overfill/overspill protection, automatic leak detectors, overspill/overfill buckets, and the incremental difference in cost between double-walled tanks and single-walled tanks. | The following property is used 100% for pollution control and is installed to meet or exceed federal or state regulations: gas tank monitor, overfill/overspill protection, automatic leak detectors, overspill/overfill buckets, and the incremental difference in cost between double-walled tanks and single-walled tanks. | 2015-07-22 | 116774.28 | 100
18225 | T1 | 7-Eleven | Store #18450 | 501 N 1st St | Copperas Cove | TX | 76522 | Coryell | CN600240329 | RN102043601 | gas tank monitor, overfill/overspill manhole, backflow prevention valve, the incremental difference in cost between the concrete pad located above the underground tanks and piping and the other paving at the service station, overspill/overfill buckets, and the incremental difference in cost between double-walled tanks and single-walled tanks. | The following property is used 100% for pollution control and is installed to meet or exceed federal or state regulations: gas tank monitor, overfill/overspill manhole, backflow prevention valve, the incremental difference in cost between the concrete pad located above the underground tanks and piping and the other paving at the service station, overspill/overfill buckets, and the incremental difference in cost between double-walled tanks and single-walled tanks. | 2015-07-22 | 196028.88 | 100
18226 | T1 | 7-Eleven | Store #16802 | 2124 E Highway 190 | Copperas Cove | TX | 76522 | Coryell | CN600240329 | RN102042884 | gas tank monitor, overfill/overspill manhole, backflow prevention valve, the incremental difference in cost between the concrete pad located above the underground tanks and piping and the other paving at the service station, overspill/overfill buckets, and the incremental difference in cost between double-walled tanks and single-walled tanks. | The following property is used 100% for pollution control and is installed to meet or exceed federal or state regulations: gas tank monitor, overfill/overspill manhole, backflow prevention valve, the incremental difference in cost between the concrete pad located above the underground tanks and piping and the other paving at the service station, overspill/overfill buckets, and the incremental difference in cost between double-walled tanks and single-walled tanks. | 2015-07-22 | 191867.07 | 100
18227 | T1 | 7-Eleven | Store #16466 | 2012 W Ave B | Copperas Cove | TX | 76522 | Coryell | CN600240329 | RN102042199 | gas tank monitor, overfill/overspill manhole, tank probes, backflow prevention valve, overfill/overspill buckets, the incremental difference in cost between the concrete pad located above the underground tanks and piping and the other paving at the service station, overspill/overfill buckets, and the incremental difference in cost between double-walled tanks and single-walled tanks. | The following property is used 100% for pollution control and is installed to meet or exceed federal or state regulations: gas tank monitor, overfill/overspill manhole, tank probes, backflow prevention valve, overfill/overspill buckets, the incremental difference in cost between the concrete pad located above the underground tanks and piping and the other paving at the service station, overspill/overfill buckets, and the incremental difference in cost between double-walled tanks and single-walled tanks. | 2015-07-22 | 212051.83 | 100
18228 | T1 | 7-Eleven | Store #36517 | 11801 Mines Rd | Laredo | TX | 78045 | Webb | CN600240329 | RN102410784 | gas tank monitor and the incremental difference in cost between double-walled tanks and single-walled tanks. | The following property is used 100% for pollution control and is installed to meet or exceed federal or state regulations: gas tank monitor and the incremental difference in cost between double-walled tanks and single-walled tanks. | 2015-07-03 | 81568.35 | 100
18229 | T1 | 7-Eleven | Store #15860 | 109 W Jackson | Burnet | TX | 78611 | Burnet | CN600240329 | RN102053436 | gas tank monitor and the incremental difference in cost between double-walled piping and single-walled piping. This positive use determination does not apply to any property taxable on or before January 1, 1994. | The following property is used 100% for pollution control and is installed to meet or exceed federal or state regulations: gas tank monitor and the incremental difference in cost between double-walled piping and single-walled piping. This positive use determination does not apply to any property taxable on or before January 1, 1994. | 2015-07-22 | 59033.73 | 100
18230 | T1 | 7-Eleven | Store #19713 | 301 Short St | Smithville | TX | 78957 | Bastrop | CN600240329 | RN102050457 | gas tank monitor, overspill/overfill buckets, overfill/overspill protection, and cathodic protection. This positive use determination does not apply to any property taxable on or before January 1, 1994. | The following property is used 100% for pollution control and is installed to meet or exceed federal or state regulations: gas tank monitor, overspill/overfill buckets, overfill/overspill protection, and cathodic protection. This positive use determination does not apply to any property taxable on or before January 1, 1994. | 2015-07-22 | 42229.33 | 100
18231 | T1 | 7-Eleven | Store #35797 | 8882 Adams Ave | Temple | TX | 76502 | Bell | CN600240329 | RN105951545 | gas tank monitors, tank probes, and the incremental difference in cost between double-walled tanks and single-walled tanks. This positive use determination does not apply to any property taxable on or before January 1, 1994. | The following property is used 100% for pollution control and is installed to meet or exceed federal or state regulations: gas tank monitors, tank probes, and the incremental difference in cost between double-walled tanks and single-walled tanks. This positive use determination does not apply to any property taxable on or before January 1, 1994. | 2015-07-22 | 85360.31 | 100
18232 | T1 | 7-Eleven | Store #35794 | 2303 S 57th St | Temple | TX | 76504 | Bell | CN600240329 | RN101435642 | gas tank monitors, overfill/overspill buckets, tank probes, the incremental difference in cost between double-walled piping and single-walled piping and the incremental difference in cost between double-walled tanks and single-walled tanks. This positive use determination does not apply to any property taxable on or before January 1, 1994. | The following property is used 100% for pollution control and is installed to meet or exceed federal or state regulations: gas tank monitors, overfill/overspill buckets, tank probes, the incremental difference in cost between double-walled piping and single-walled piping and the incremental difference in cost between double-walled tanks and single-walled tanks. This positive use determination does not apply to any property taxable on or before January 1, 1994. | 2015-07-22 | 112477.26 | 100
18233 | T1 | 7-Eleven | Store #35789 | 2701 S IH 35 | Belton | TX | 76513 | Bell | CN600240329 | RN102381290 | gas tank monitor, tank probes, isolation fittings, overfill/overspill buckets, and the incremental difference in cost between double-walled tanks and single-walled tanks. This positive use determination does not apply to any property taxable on or before January 1, 1994. | The following property is used 100% for pollution control and is installed to meet or exceed federal or state regulations: gas tank monitor, tank probes, isolation fittings, overfill/overspill buckets, and the incremental difference in cost between double-walled tanks and single-walled tanks. This positive use determination does not apply to any property taxable on or before January 1, 1994. | 2015-07-22 | 99698.49 | 100
18234 | T1 | 7-Eleven | Store #34255 | 1219 S Fort Hood St | Killeen | TX | 76542 | Bell | CN600240329 | RN102236171 | gas tank monitor, overfill/overspill protection, automatic leak detectors, and the incremental difference in cost between double-walled tanks and single-walled tanks. This positive use determination does not apply to any property taxable on or before January 1, 1994. | The following property is used 100% for pollution control and is installed to meet or exceed federal or state regulations: gas tank monitor, overfill/overspill protection, automatic leak detectors, and the incremental difference in cost between double-walled tanks and single-walled tanks. This positive use determination does not apply to any property taxable on or before January 1, 1994. | 2015-07-22 | 115373.9 | 100
18235 | T1 | 7-Eleven | Store #27860 | 1001 Willow Springs #1 | Killeen | TX | 76542 | Bell | CN600240329 | RN102434644 | gas tank monitor, tank probes, backflow prevention valve, overspill/overfill manhole, overfill/overspill protection, and the incremental difference in cost between double-walled piping and single-walled piping. This positive use determination does not apply to any property taxable on or before January 1, 1994. | The following property is used 100% for pollution control and is installed to meet or exceed federal or state regulations: gas tank monitor, tank probes, backflow prevention valve, overspill/overfill manhole, overfill/overspill protection, and the incremental difference in cost between double-walled piping and single-walled piping. This positive use determination does not apply to any property taxable on or before January 1, 1994. | 2015-07-22 | 29919.94 | 100
18236 | T1 | 7-Eleven | Store #27496 | 620-A Fort Hood | Killeen | TX | 76541 | Bell | CN600240329 | RN102026424 | tank probes, automatic leak detectors, backflow prevention valve, overspill/overfill manhole, overfill/overspill protection, and the incremental difference in cost between double-walled tanks and single-walled tanks. This positive use determination does not apply to any property taxable on or before January 1, 1994. | The following property is used 100% for pollution control and is installed to meet or exceed federal or state regulations: tank probes, automatic leak detectors, backflow prevention valve, overspill/overfill manhole, overfill/overspill protection, and the incremental difference in cost between double-walled tanks and single-walled tanks. This positive use determination does not apply to any property taxable on or before January 1, 1994. | 2015-07-22 | 36632.45 | 100
18237 | T1 | 7-Eleven | Store #35437 | 100 N Burleson Blvd | Burleson | TX | 76028 | Johnson | CN600240329 | RN102014610 | gas tank monitor, the incremental difference in cost between the concrete pad located above the underground tanks and piping and the other paving at the service station, the incremental difference in cost between double-walled piping and single-walled piping, and the incremental difference in cost between double-walled tanks and single-walled tanks. | The following property is used 100% for pollution control and is installed to meet or exceed federal or state regulations: gas tank monitor, the incremental difference in cost between the concrete pad located above the underground tanks and piping and the other paving at the service station, the incremental difference in cost between double-walled piping and single-walled piping, and the incremental difference in cost between double-walled tanks and single-walled tanks. | 2015-07-03 | 337525.4 | 100
18238 | T1 | 7-Eleven | Store #17436 | 8000 FM 2147 W | Horseshoe Bay | TX | 78657 | Llano | CN600240329 | RN102054178 | gas tank monitor, overfill/overspill protection, overfill/overspill manhole, tank probes, automatic leak detectors, the incremental difference in cost between the concrete pad located above the underground tanks and piping and the other paving at the service station, and the incremental difference in cost between double-walled tanks and single-walled tanks. | The following property is used 100% for pollution control and is installed to meet or exceed federal or state regulations: gas tank monitor, overfill/overspill protection, overfill/overspill manhole, tank probes, automatic leak detectors, the incremental difference in cost between the concrete pad located above the underground tanks and piping and the other paving at the service station, and the incremental difference in cost between double-walled tanks and single-walled tanks. | 2015-07-03 | 235542.99 | 100
18239 | T1 | 7-Eleven | Store #32314 | 1500 E Corsicana Hwy | Hillsboro | TX | 76645 | Hill | CN600240329 | RN100519461 | overfill/overspill manhole, overspill/overfill buckets, and the incremental difference in cost between double-walled tanks and single-walled tanks. | The following property is used 100% for pollution control and is installed to meet or exceed federal or state regulations: overfill/overspill manhole, overspill/overfill buckets, and the incremental difference in cost between double-walled tanks and single-walled tanks. | 2015-07-03 | 228799.5 | 100
18240 | T1 | 7-Eleven | Store #36510 | 124 Broadway | Winnie | TX | 77665 | Chambers | CN600240329 | RN102400371 | gas tank monitors and the incremental difference in cost between double-walled tanks and single-walled tanks. This positive use determination does not apply to any property taxable on or before January 1, 1994. | The following property is used 100% for pollution control and is installed to meet or exceed federal or state regulations: gas tank monitors and the incremental difference in cost between double-walled tanks and single-walled tanks. This positive use determination does not apply to any property taxable on or before January 1, 1994. | 2015-07-22 | 37151.54 | 100
18241 | T1 | 7-Eleven | Store #36388 | 820 S 5th St | Waco | TX | 76706 | McLennan | CN600240329 | RN102458122 | gas tank monitor and the incremental difference in cost between double-walled tanks and single-walled tanks. | The following property is used 100% for pollution control and is installed to meet or exceed federal or state regulations: gas tank monitor and the incremental difference in cost between double-walled tanks and single-walled tanks. | 2015-07-03 | 26933.07 | 100
18242 | T1 | 7-Eleven | Store #36030 | 701 S University Parks Dr | Waco | TX | 76706 | McLennan | CN600240329 | RN106566565 | gas tank monitor, overspill/overfill buckets, the incremental difference in cost between double-walled piping and single-walled piping, and the incremental difference in cost between double-walled tanks and single-walled tanks. | The following property is used 100% for pollution control and is installed to meet or exceed federal or state regulations: gas tank monitor, overspill/overfill buckets, the incremental difference in cost between double-walled piping and single-walled piping, and the incremental difference in cost between double-walled tanks and single-walled tanks. | 2015-07-03 | 310259.08 | 100
18243 | T1 | 7-Eleven | Store #36405 | 467 W Cameron Ave | Rockdale | TX | 76567 | Milam | CN600240329 | RN102850591 | gas tank monitor and the incremental difference in cost between double-walled tanks and single-walled tanks. | The following property is used 100% for pollution control and is installed to meet or exceed federal or state regulations: gas tank monitor and the incremental difference in cost between double-walled tanks and single-walled tanks. | 2015-07-03 | 35905.45 | 100
18244 | T1 | 7-Eleven | Store #16559 | 102 Kauffman Rd | Rockwall | TX | 75087 | Rockwall | CN600240329 | RN102007044 | gas tank monitor, vapor recovery system, tank probes, overfill/overspill protection, and the incremental difference in cost between double-walled tanks and single-walled tanks. This positive use determination does not apply to any property taxable on or before January 1, 1994. | The following property is used 100% for pollution control and is installed to meet or exceed federal or state regulations: gas tank monitor, vapor recovery system, tank probes, overfill/overspill protection, and the incremental difference in cost between double-walled tanks and single-walled tanks. This positive use determination does not apply to any property taxable on or before January 1, 1994. | 2015-07-22 | 96869.01 | 100
18245 | T1 | 7-Eleven | Store #24632 | 1007 Ridge Rd | Rockwall | TX | 75087 | Rockwall | CN600240329 | RN102234655 | overfill/overspill buckets. This positive use determination does not apply to any property taxable on or before January 1, 1994. | The following property is used 100% for pollution control and is installed to meet or exceed federal or state regulations: overfill/overspill buckets. This positive use determination does not apply to any property taxable on or before January 1, 1994. | 2015-07-22 | 10107.06 | 100
18246 | T1 | 7-Eleven | Store #34011 | 3250 N Goliad | Rockwall | TX | 75087 | Rockwall | CN600240329 | RN105537047 | gas tank monitor, overfill/overspill manhole, overfill/overspill protection, tank probes, automatic leak detectors, the incremental difference in cost between the concrete pad located above the underground tanks and piping and the other paving at the service station, and the incremental difference in cost between double-walled tanks and single-walled tanks. | The following property is used 100% for pollution control and is installed to meet or exceed federal or state regulations: gas tank monitor, overfill/overspill manhole, overfill/overspill protection, tank probes, automatic leak detectors, the incremental difference in cost between the concrete pad located above the underground tanks and piping and the other paving at the service station, and the incremental difference in cost between double-walled tanks and single-walled tanks. | 2015-07-03 | 152747.56 | 100
18247 | T1 | 7-Eleven | Store #36551 | 6490 FM 236 | Victoria | TX | 77905 | Victoria | CN600240329 | RN101500031 | gas tank monitor and the incremental difference in cost between double-walled tanks and single-walled tanks. | The following property is used 100% for pollution control and is installed to meet or exceed federal or state regulations: gas tank monitor and the incremental difference in cost between double-walled tanks and single-walled tanks. | 2015-07-03 | 51468.66 | 100
18248 | T1 | 7-Eleven | Store #36525 | 5684 US Hwy 77 S | Victoria | TX | 77905 | Victoria | CN600240329 | RN102392255 | gas tank monitor, cathodic protection, and the incremental difference in cost between double-walled tanks and single-walled tanks. | The following property is used 100% for pollution control and is installed to meet or exceed federal or state regulations: gas tank monitor, cathodic protection, and the incremental difference in cost between double-walled tanks and single-walled tanks. | 2015-07-03 | 50721.65 | 100
18249 | T1 | 7-Eleven | Store #36500 | 100 N Shepley St | Bloomington | TX | 77951 | Victoria | CN600240329 | RN101689412 | gas tank monitor and the incremental difference in cost between double-walled tanks and single-walled tanks. | The following property is used 100% for pollution control and is installed to meet or exceed federal or state regulations: gas tank monitor and the incremental difference in cost between double-walled tanks and single-walled tanks. | 2015-07-03 | 27503.37 | 100
18250 | T1 | 7-Eleven | Store #16996 | 2600 Guadalupe | Austin | TX | 78705 | Travis | CN600240329 | RN102020625 | gas tank monitor, overspill/overfill protection, overspill/overfill manhole, overspill/overfill buckets, tank probes, automatic leak detectors, cathodic protection, the incremental difference in cost between the concrete pad located above the underground tanks and piping and the other paving at the service station, and the incremental difference in cost between double-walled tanks and single-walled tanks. | gas tank monitor, overspill/overfill protection, overspill/overfill manhole, overspill/overfill buckets, tank probes, automatic leak detectors, cathodic protection, the incremental difference in cost between the concrete pad located above the underground tanks and piping and the other paving at the service station, and the incremental difference in cost between double-walled tanks and single-walled tanks. | 2015-07-03 | 114951.53 | 100
18251 | T1 | 7-Eleven | Store #12705 | 408 W 15th St | Austin | TX | 78701 | Travis | CN600240329 | RN102021409 | gas tank monitor, overspill/overfill protection, tank probes, automatic leak detectors, cathodic protection, the incremental difference in cost between the concrete pad located above the underground tanks and piping and the other paving at the service station, and the incremental difference in cost between double-walled tanks and single-walled tanks. | The following property is used 100% for pollution control and is installed to meet or exceed federal or state regulations: gas tank monitor, overspill/overfill protection, tank probes, automatic leak detectors, cathodic protection, the incremental difference in cost between the concrete pad located above the underground tanks and piping and the other paving at the service station, and the incremental difference in cost between double-walled tanks and single-walled tanks. | 2015-07-03 | 185769.74 | 100
18252 | T1 | 7-Eleven | Store #35624 | 1717 E Pflugerville Pkwy | Pflugerville | TX | 78660 | Travis | CN600240329 | RN106513229 | concrete pad, manhole, tank monitor (tank gauge), three spill buckets, STP motor, underground hardware/piping, and two underground tanks. | Withdrawn/Returned | 2015-06-12 | 327064.8 | 100
18253 | T1 | 7-Eleven | Store #35623 | 17511 Shultz Ln | Pflugerville | TX | 78660 | Travis | CN600240329 | RN106549124 | gas tank monitor, overspill/overfill buckets, the incremental difference in cost between the concrete pad located above the underground tanks and piping and the other paving at the service station, the incremental difference in cost between double-walled piping and single-walled piping, and the incremental difference in cost between double-walled tanks and single-walled tanks. | The following property is used 100% for pollution control and is installed to meet or exceed federal or state regulations: gas tank monitor, overspill/overfill buckets, the incremental difference in cost between the concrete pad located above the underground tanks and piping and the other paving at the service station, the incremental difference in cost between double-walled piping and single-walled piping, and the incremental difference in cost between double-walled tanks and single-walled tanks. | 2015-07-03 | 301106.31 | 100
18254 | T1 | 7-Eleven | Store #34253 | 15010 FM 1825 | Pflugerville | TX | 78660 | Travis | CN600240329 | RN102130614 | gas tank monitor, overfill/overspill protection, automatic leak detectors, backflow valve preventer, and the incremental difference in cost between double-walled tanks and single-walled tanks. | The following property is used 100% for pollution control and is installed to meet or exceed federal or state regulations: gas tank monitor, overfill/overspill protection, automatic leak detectors, backflow valve preventer, and the incremental difference in cost between double-walled tanks and single-walled tanks. | 2015-07-03 | 106323.09 | 100
18255 | T1 | 7-Eleven | Store #34252 | 1403 S Lamar Blvd | Austin | TX | 78704 | Travis | CN600240329 | RN102272408 | gas tank monitor, overfill/overspill protection, overfill/overspill manhole, automatic leak detectors, and the incremental difference in cost between double-walled tanks and single-walled tanks. | The following property is used 100% for pollution control and is installed to meet or exceed federal or state regulations: gas tank monitor, overfill/overspill protection, overfill/overspill manhole, automatic leak detectors, and the incremental difference in cost between double-walled tanks and single-walled tanks. | 2015-07-03 | 108500.5 | 100
18256 | T1 | 7-Eleven | Store #34251 | 9200 Burnet Rd | Austin | TX | 78758 | Travis | CN600240329 | RN102281797 | gas tank monitor, overfill/overspill protection, automatic leak detectors, and the incremental difference in cost between double-walled tanks and single-walled tanks. | The following property is used 100% for pollution control and is installed to meet or exceed federal or state regulations: gas tank monitor, overfill/overspill protection, automatic leak detectors, and the incremental difference in cost between double-walled tanks and single-walled tanks. | 2015-07-03 | 102939.71 | 100
18257 | T1 | 7-Eleven | Store #32654 | 11518 N FM 620 | Austin | TX | 78726 | Travis | CN600240329 | RN102984200 | gas tank monitor, overfill/overspill manhole, overspill/overfill buckets, and the incremental difference in cost between double-walled tanks and single-walled tanks. | The following property is used 100% for pollution control and is installed to meet or exceed federal or state regulations: gas tank monitor, overfill/overspill manhole, overspill/overfill buckets, and the incremental difference in cost between double-walled tanks and single-walled tanks. | 2015-07-03 | 126893.51 | 100
18258 | T1 | 7-Eleven | Store #26353 | 601 W Ben White Blvd | Austin | TX | 78704 | Travis | CN600240329 | RN102041019 | gas tank monitor and overfill/overspill manhole. This positive use determination does not apply to any property taxable on or before January 1, 1994. | The following property is used 100% for pollution control and is installed to meet or exceed federal or state regulations: gas tank monitor and overfill/overspill manhole. This positive use determination does not apply to any property taxable on or before January 1, 1994. | 2015-07-15 | 160045.13 | 100
18259 | T1 | 7-Eleven | Store #25445 | 8900 N Lamar | Austin | TX | 78753 | Travis | CN600240329 | RN102008117 | gas tank monitor, drop tubes, and overspill/overfill buckets. This positive use determination does not apply to any property taxable on or before January 1, 1994. | The following property is used 100% for pollution control and is installed to meet or exceed federal or state regulations: gas tank monitor, drop tubes, and overspill/overfill buckets. This positive use determination does not apply to any property taxable on or before January 1, 1994. | 2015-07-22 | 50320.29 | 100
18260 | T1 | 7-Eleven | Store #25157 | 2620 Lake Austin Blvd | Austin | TX | 78703 | Travis | CN600240329 | RN102055167 | gas tank monitor, tank probes, automatic leak detectors, and overspill/overfill buckets. This positive use determination does not apply to any property taxable on or before January 1, 1994. | The following property is used 100% for pollution control and is installed to meet or exceed federal or state regulations: gas tank monitor, tank probes, automatic leak detectors, and overspill/overfill buckets. This positive use determination does not apply to any property taxable on or before January 1, 1994. | 2015-07-22 | 66072.58 | 100
18261 | T1 | 7-Eleven | Store #24909 | 8010 Brodie Ln | Austin | TX | 78745 | Travis | CN600240329 | RN102039492 | gas tank monitor and overfill/overspill protection. This positive use determination does not apply to any property taxable on or before January 1, 1994. | The following property is used 100% for pollution control and is installed to meet or exceed federal or state regulations: gas tank monitor and overfill/overspill protection. This positive use determination does not apply to any property taxable on or before January 1, 1994. | 2015-07-22 | 47749.38 | 100
18262 | T1 | 7-Eleven | Store #24397 | 5901 Burnet Rd | Austin | TX | 78757 | Travis | CN600240329 | RN102014511 | gas tank monitor, overfill/overspill protection, overfill/overspill manhole, overfill/overspill buckets, tank probes, and automatic leak detectors. This positive use determination does not apply to any property taxable on or before January 1, 1994. | The following property is used 100% for pollution control and is installed to meet or exceed federal or state regulations: Gas tank monitor, overfill/overspill protection, overfill/overspill manhole, overfill/overspill buckets, tank probes, and automatic leak detectors. This positive use determination does not apply to any property taxable on or before January 1, 1994. A negative determination is issued for the autogas controllers which are part of the fuel dispensing system and not considered to be pollution control property. | 2015-07-22 | 72768.66 | 100
18263 | T1 | 7-Eleven | Store #23807 | 6306 Manchaca | Austin | TX | 78745 | Travis | CN600240329 | RN102059904 | gas tank monitor and overfill/overspill buckets. This positive use determination does not apply to any property taxable on or before January 1, 1994. | The following property is used 100% for pollution control and is installed to meet or exceed federal or state regulations: gas tank monitor and overfill/overspill buckets. This positive use determination does not apply to any property taxable on or before January 1, 1994. | 2015-07-03 | 25351.91 | 100
18264 | T1 | 7-Eleven | Store #24008 | 5101 N Lamar | Austin | TX | 78751 | Travis | CN600240329 | RN102015401 | gas tank monitor, tank probes, automatic leak detectors, overfill/overspill buckets, and the incremental difference in cost between the concrete pad located above the underground tanks and piping and the other paving at the service station. | The following property is used 100% for pollution control and is installed to meet or exceed federal or state regulations: gas tank monitor, tank probes, automatic leak detectors, overfill/overspill buckets, and the incremental difference in cost between the concrete pad located above the underground tanks and piping and the other paving at the service station. | 2015-07-03 | 34290.54 | 100
18265 | T1 | 7-Eleven | Store #23621 | 2820 S Lamar | Austin | TX | 78704 | Travis | CN600240329 | RN102243714 | gas tank monitor, overspill/overfill buckets, tank probes, the incremental difference in cost between double-walled piping and single-walled piping, and the incremental difference in cost between double-walled tanks and single-walled tanks.. | The following property is used 100% for pollution control and is installed to meet or exceed federal or state regulations: gas tank monitor, overspill/overfill buckets, tank probes, the incremental difference in cost between double-walled piping and single-walled piping, and the incremental difference in cost between double-walled tanks and single-walled tanks. | 2015-07-03 | 143641.91 | 100
18266 | T1 | 7-Eleven | Store #23295 | 1814 Guadalupe | Austin | TX | 78701 | Travis | CN600240329 | RN102018819 | gas tank monitor, overspill/overfill protection, overfill/overspill manhole, overspill/overfill buckets, tank probes, liquid sensor, and automatic leak detectors. This positive use determination does not apply to any property taxable on or before January 1, 1994. | The following property is used 100% for pollution control and is installed to meet or exceed federal or state regulations: gas tank monitor, overspill/overfill protection, overfill/overspill manhole, overspill/overfill buckets, tank probes, liquid sensor, and automatic leak detectors. This positive use determination does not apply to any property taxable on or before January 1, 1994. | 2015-07-22 | 42333.82 | 100
18267 | T1 | 7-Eleven | Store #22245 | 2103 S Congress | Austin | TX | 78704 | Travis | CN600240329 | RN102057890 | gas tank monitor, overspill/overfill protection, overspill/overfill buckets, tank probes, cathodic protection, and the incremental difference in cost between double-walled tanks and single-walled tanks. | The following property is used 100% for pollution control and is installed to meet or exceed federal or state regulations: gas tank monitor, overspill/overfill protection, overspill/overfill buckets, tank probes, cathodic protection, and the incremental difference in cost between double-walled tanks and single-walled tanks. | 2015-07-03 | 84115.09 | 100
18268 | T1 | 7-Eleven | Store #21884 | 917 N Lamar | Austin | TX | 78703 | Travis | CN600240329 | RN102019692 | gas tank monitor, overspill/overfill manhole, overspill/overfill buckets, tank probes, cathodic protection, the incremental difference in cost between double-walled piping and single-walled piping, and the incremental difference in cost between double-walled tanks and single-walled tanks. | The following property is used 100% for pollution control and is installed to meet or exceed federal or state regulations: gas tank monitor, overspill/overfill manhole, overspill/overfill buckets, tank probes, cathodic protection, the incremental difference in cost between double-walled piping and single-walled piping, and the incremental difference in cost between double-walled tanks and single-walled tanks. | 2015-07-03 | 160038.93 | 100
18269 | T1 | 7-Eleven | Store #19097 | 1705 S Lakeshore Blvd | Austin | TX | 78741 | Travis | CN600240329 | RN102057189 | gas tank monitor, overspill/overfill protection, overspill/overfill manhole, overspill/overfill buckets, tank probes, cathodic protection, and the incremental difference in cost between double-walled tanks and single-walled tanks. | The following property is used 100% for pollution control and is installed to meet or exceed federal or state regulations: gas tank monitor, overspill/overfill protection, overspill/overfill manhole, overspill/overfill buckets, tank probes, cathodic protection, and the incremental difference in cost between double-walled tanks and single-walled tanks. | 2015-07-03 | 44493.11 | 100
18270 | T1 | 7-Eleven | Store #36621 | 9061 Research Blvd | Austin | TX | 78758 | Travis | CN600240329 | RN101628907 | gas tank monitor and the incremental difference in cost between double-walled tanks and single-walled tanks. | The following property is used 100% for pollution control and is installed to meet or exceed federal or state regulations: gas tank monitor and the incremental difference in cost between double-walled tanks and single-walled tanks. | 2015-07-03 | 88320.46 | 100
18271 | T1 | 7-Eleven | Store #39069 | 6607 Circle S Rd | Austin | TX | 78745 | Travis | CN600240329 | RN102253127 | gas tank monitor, overspill/overfill buckets, the incremental difference in cost between double-walled piping and single-walled piping, and the incremental difference in cost between double-walled tanks and single-walled tanks. | The following property is used 100% for pollution control and is installed to meet or exceed federal or state regulations: gas tank monitor, overspill/overfill buckets, the incremental difference in cost between double-walled piping and single-walled piping, and the incremental difference in cost between double-walled tanks and single-walled tanks. | 2015-07-03 | 162105.11 | 100
18272 | T1 | 7-Eleven | Store #36265 | 11587 Jolleyville Rd | Austin | TX | 78759 | Travis | CN600240329 | RN102456381 | gas tank monitor, overspill/overfill buckets, the incremental difference in cost between double-walled piping and single-walled piping, and the incremental difference in cost between double-walled tanks and single-walled tanks. | The following property is used 100% for pollution control and is installed to meet or exceed federal or state regulations: gas tank monitor, overspill/overfill buckets, the incremental difference in cost between double-walled piping and single-walled piping, and the incremental difference in cost between double-walled tanks and single-walled tanks. | 2015-07-03 | 83227.4 | 100
18273 | T1 | 7-Eleven | Store #36592 | 12000 N MoPac Expy | Austin | TX | 78758 | Travis | CN600240329 | RN102649597 | gas tank monitor and the incremental difference in cost between double-walled tanks and single-walled tanks. | The following property is used 100% for pollution control and is installed to meet or exceed federal or state regulations: gas tank monitor and the incremental difference in cost between double-walled tanks and single-walled tanks. | 2015-07-03 | 130497.69 | 100
18274 | T1 | 7-Eleven | Store #36648 | 1545 Round Rock Ave | Round Rock | TX | 78681 | Williamson | CN600240329 | RN101435071 | the incremental difference in cost between double-walled tanks and single-walled tanks. | The following property is used 100% for pollution control and is installed to meet or exceed federal or state regulations: the incremental difference in cost between double-walled tanks and single-walled tanks. | 2015-07-03 | 48800 | 100
18275 | T1 | 7-Eleven | Store #33120 | 724 Hebron Pwky | Lewisville | TX | 75057 | Denton | CN600240329 | RN102223821 | service station equipment. | Returned for failure to respond to a deficiency letter. | 2015-03-25 | 376338.12 | 100
18276 | T1 | 7-Eleven | Store #34556 | 2100 E Southlake Blvd | Southlake | TX | 76092 | Denton | CN600240329 | RN102483484 | gas tank monitor, the incremental difference in cost between double-walled tanks and single-walled tanks, and the incremental difference in cost between double-walled piping and single-walled piping. | The following property is used 100% for pollution control and is installed to meet or exceed federal or state regulations: gas tank monitor, the incremental difference in cost between double-walled tanks and single-walled tanks, and the incremental difference in cost between double-walled piping and single-walled piping. | 2015-07-03 | 78673.59 | 100
18277 | T1 | 7-Eleven | Store #35390 | 8100 I-35 E | Denton | TX | 76210 | Denton | CN600240329 | RN102652823 | gas tank monitor and the incremental difference in cost between double-walled tanks and single-walled tanks. | The following property is used 100% for pollution control and is installed to meet or exceed federal or state regulations: gas tank monitor and the incremental difference in cost between double-walled tanks and single-walled tanks. | 2015-07-03 | 78175.04 | 100
18278 | T1 | 7-Eleven | Store #35383 | 460 E Round Grove Rd | Lewisville | TX | 75067 | Denton | CN600240329 | RN102660248 | gas tank monitor and the incremental difference in cost between double-walled tanks and single-walled tanks. | The following property is used 100% for pollution control and is installed to meet or exceed federal or state regulations: gas tank monitor and the incremental difference in cost between double-walled tanks and single-walled tanks. | 2015-07-03 | 75175.57 | 100
18279 | T1 | 7-Eleven | Store #26575 | 1610 Teasley Lane | Denton | TX | 76205 | Denton | CN600240329 | RN102282415 | the incremental difference in cost between double-walled piping and single-walled piping. | The following property is used 100% for pollution control and is installed to meet or exceed federal or state regulations: the incremental difference in cost between double-walled piping and single-walled piping. | 2015-07-22 | 20009.73 | 100
18280 | T1 | 7-Eleven | #25268 | S 966 Mill St | Lewisville | TX | 75057 | Denton | CN600240329 | RN102267317 | overfill/overspill buckets. | The following property is used 100% for pollution control and is installed to meet or exceed federal or state regulations: overfill/overspill buckets. | 2015-07-22 | 13685.4 | 100
18281 | T1 | 7-Eleven | Store #23864 | 1302 W Main St | Lewisville | TX | 75067 | Denton | CN600240329 | RN102037090 | overfill/overspill buckets. | The following property is used 100% for pollution control and is installed to meet or exceed federal or state regulations: overfill/overspill buckets. | 2015-07-22 | 7390.23 | 100
18282 | T1 | 7-Eleven | Store #23638 | 1629 W University | Denton | TX | 76201 | Denton | CN600240329 | RN102038734 | gas tank monitors, vapor recovery system, automatic leak detector, overfill/overspill buckets, and the incremental difference in cost between double-walled tank and single-walled tank. This positive use determination does not apply to any property taxable on or before January 1, 1994. | The following property is used 100% for pollution control and is installed to meet or exceed federal or state regulations: gas tank monitors, vapor recovery system, automatic leak detector, overfill/overspill buckets, and the incremental difference in cost between double-walled tank and single-walled tank. This positive use determination does not apply to any property taxable on or before January 1, 1994. | 2015-07-22 | 32905.56 | 100
18283 | T1 | 7-Eleven | Store #21495 | 1415 West Oak | Denton | TX | 76201 | Denton | CN600240329 | RN102261971 | cathodic protection, overfill/overspill buckets, and the incremental difference in cost between double-walled tanks and single-walled tanks. | The following property is used 100% for pollution control and is installed to meet or exceed federal or state regulations: cathodic protection, overfill/overspill buckets, and the incremental difference in cost between double-walled tanks and single-walled tanks. | 2015-07-22 | 27376.21 | 100
18284 | T1 | 7-Eleven | Store #34107 | 1223 McCormick | Denton | TX | 76201 | Denton | CN600240329 | RN102161601 | gas tank monitor, overfill/overspill manhole, tank probes, and drop tubes. | The following property is used 100% for pollution control and is installed to meet or exceed federal or state regulations: gas tank monitor, overfill/overspill manhole, tank probes, and drop tubes. | 2015-07-03 | 6055.04 | 100
18285 | T1 | 7-Eleven | Store #34010 | 1005 E Eldorado Pkwy | Little Elm | TX | 75068 | Denton | CN600240329 | RN105661318 | gas tank monitor, overfill/overspill manhole, overspill/overfill protection, tank probes, automatic leak detectors, overspill/overfill buckets, the incremental difference in cost between the concrete pad located above the underground tanks and piping and the other paving at the service station, and the incremental difference in cost between double-walled tanks and single-walled tanks. | The following property is used 100% for pollution control and is installed to meet or exceed federal or state regulations: gas tank monitor, overfill/overspill manhole, overspill/overfill protection, tank probes, automatic leak detectors, overspill/overfill buckets, the incremental difference in cost between the concrete pad located above the underground tanks and piping and the other paving at the service station, and the incremental difference in cost between double-walled tanks and single-walled tanks. | 2015-07-03 | 88187.82 | 100
18286 | T1 | 7-Eleven | Store #32812 | 101 S Loop 288 | Denton | TX | 76201 | Denton | CN600240329 | RN101435303 | overfill/overspill manhole, overfill/overspill buckets, and the incremental difference in cost between double-walled tanks and single-walled tanks. This positive use determination does not apply to any property taxable on or before January 1, 1994. | The following property is used 100% for pollution control and is installed to meet or exceed federal or state regulations: overfill/overspill manhole, overfill/overspill buckets, and the incremental difference in cost between double-walled tanks and single-walled tanks. This positive use determination does not apply to any property taxable on or before January 1, 1994. | 2015-07-22 | 60411.25 | 100
18287 | T1 | 7-Eleven | Store #29404 | 1001 Fox Ave | Lewisville | TX | 75067 | Denton | CN600240329 | RN100717305 | gas tank monitors, tank probes, overfill/overspill buckets, and the incremental difference in cost between double-walled tanks and single-walled tanks. This positive use determination does not apply to any property taxable on or before January 1, 1994. | The following property is used 100% for pollution control and is installed to meet or exceed federal or state regulations: gas tank monitors, tank probes, overfill/overspill buckets, and the incremental difference in cost between double-walled tanks and single-walled tanks. This positive use determination does not apply to any property taxable on or before January 1, 1994. | 2015-07-22 | 44971.99 | 100
18288 | T1 | 7-Eleven | Store #33264 | 8999 FM 423 | Frisco | TX | 75034 | Denton | CN600240329 | RN102861341 | gas tank monitor, overspill/overfill buckets, automatic leak detectors, and the incremental difference in cost between double-walled tanks and single-walled tanks. | The following property is used 100% for pollution control and is installed to meet or exceed federal or state regulations: gas tank monitor, overspill/overfill buckets, automatic leak detectors, and the incremental difference in cost between double-walled tanks and single-walled tanks. | 2015-07-03 | 171769.71 | 100
18289 | T1 | 7-Eleven | Store #33120 | 724 Hebron Pkwy | Lewisville | TX | 75057 | Denton | CN600240329 | RN102238821 | gas tank monitor, overfill/overspill buckets, overfill/overspill manhole, tank probes, liquid sensors, automatic leak detectors, cathodic protection, the incremental difference in cost between double-walled piping and single-walled piping, and the incremental difference in cost between double-walled tanks and single-walled tanks. | The following property is used 100% for pollution control and is installed to meet or exceed federal or state regulations: gas tank monitor, overfill/overspill buckets, overfill/overspill manhole, tank probes, liquid sensors, automatic leak detectors, cathodic protection, the incremental difference in cost between double-walled piping and single-walled piping, and the incremental difference in cost between double-walled tanks and single-walled tanks. | 2015-07-22 | 158872.69 | 100
18290 | T1 | 7-Eleven | Store #33113 | 529 E State Hwy 121 | Lewisville | TX | 75057 | Denton | CN600240329 | RN102230240 | gas tank monitor, overfill/overspill buckets, overfill/overspill manhole, tank probes, liquid sensors, automatic leak detectors, and the incremental difference in cost between double-walled tanks and single-walled tanks. | The following property is used 100% for pollution control and is installed to meet or exceed federal or state regulations: gas tank monitor, overfill/overspill buckets, overfill/overspill manhole, tank probes, liquid sensors, automatic leak detectors, and the incremental difference in cost between double-walled tanks and single-walled tanks. | 2015-07-22 | 136155.26 | 100
18291 | T1 | 7-Eleven | Store #33093 | 900 W Highway 114 Bypass | Roanoka | TX | 76262 | Denton | CN600240329 | RN103009262 | overfill/overspill manhole, overfill/overspill protection, drop tubes, overfill/overspill buckets, and the incremental difference in cost between double-walled tanks and single-walled tanks. This positive use determination does not apply to any property taxable on or before January 1, 1994. | The following property is used 100% for pollution control and is installed to meet or exceed federal or state regulations: overfill/overspill manhole, overfill/overspill protection, drop tubes, overfill/overspill buckets, and the incremental difference in cost between double-walled tanks and single-walled tanks. This positive use determination does not apply to any property taxable on or before January 1, 1994. | 2015-07-22 | 97338.77 | 100
18292 | T1 | 7-Eleven | Store #32921 | 2101 Highway 114 | Trophy Club | TX | 76262 | Denton | CN600240329 | RN102061603 | gas tank monitor, overfill/overspill manhole, tank probes, liquid sensors, automatic leak detectors, cathodic protection, overfill/overspill buckets, and the incremental difference in cost between double-walled tanks and single-walled tanks. This positive use determination does not apply to any property taxable on or before January 1, 1994. | The following property is used 100% for pollution control and is installed to meet or exceed federal or state regulations: gas tank monitor, overfill/overspill manhole, tank probes, liquid sensors, automatic leak detectors, cathodic protection, overfill/overspill buckets, and the incremental difference in cost between double-walled tanks and single-walled tanks. This positive use determination does not apply to any property taxable on or before January 1, 1994. | 2015-07-22 | 72164.46 | 100
18293 | T1 | 7-Eleven | Store #27328 | 3011 State HWY 121 | Euless | TX | 76039 | Tarrant | CN600240329 | RN102485521 | gas tank monitor, tank probes, automatic leak detectors, overspill/overfill manhole, overfill/overspill protection, drop tubes, the incremental difference in cost between the concrete pad located above the underground tanks and piping, the incremental difference in cost between double-walled piping and single-walled piping, and the other paving at the service station, and the incremental difference in cost between double-walled tanks and single-walled tanks. | The following property is used 100% for pollution control and is installed to meet or exceed federal or state regulations: gas tank monitor, tank probes, automatic leak detectors, overspill/overfill manhole, overfill/overspill protection, drop tubes, the incremental difference in cost between the concrete pad located above the underground tanks and piping, the incremental difference in cost between double-walled piping and single-walled piping, and the other paving at the service station, and the incremental difference in cost between double-walled tanks and single-walled tanks. | 2015-07-22 | 189253.53 | 100
18294 | T1 | 7-Eleven | Store #27239 | 1101 E NW Pkwy #100 | Southlake | TX | 76092 | Tarrant | CN600240329 | RN102005915 | gas tank monitor, tank probes, vapor recovery system, overspill/overfill buckets, overfill/overspill protection, the incremental difference in cost between the concrete pad located above the underground tanks and piping, the incremental difference in cost between double-walled piping and single-walled piping, and the other paving at the service station, and the incremental difference in cost between double-walled tanks and single-walled tanks. This positive use determination does not apply to any property taxable on or before January 1, 1994. | The following property is used 100% for pollution control and is installed to meet or exceed federal or state regulations: gas tank monitor, tank probes, vapor recovery system, overspill/overfill buckets, overfill/overspill protection, the incremental difference in cost between the concrete pad located above the underground tanks and piping, the incremental difference in cost between double-walled piping and single-walled piping, and the other paving at the service station, and the incremental difference in cost between double-walled tanks and single-walled tanks. This positive use determination does not apply to any property taxable on or before January 1, 1994. | 2015-07-22 | 228655.14 | 100
18295 | T1 | 7-Eleven | Store #26890 | 7001 Rufe Snow Dr | Watauga | TX | 76148 | Tarrant | CN600240329 | RN102007903 | gas tank monitor, tank probes, vapor recovery systems, overspill/overfill buckets, and drop tubes. This positive use determination does not apply to any property taxable on or before January 1, 1994. | The following property is used 100% for pollution control and is installed to meet or exceed federal or state regulations: gas tank monitor, tank probes, vapor recovery systems, overspill/overfill buckets, and drop tubes. This positive use determination does not apply to any property taxable on or before January 1, 1994. | 2015-07-22 | 33265.13 | 100
18296 | T1 | 7-Eleven | Store #26657 | 2390 Fuller-Wiser Rd | Euless | TX | 76039 | Tarrant | CN600240329 | RN102016516 | overspill/overfill buckets, gas vent cap, and drop tubes. This positive use determination does not apply to any property taxable on or before January 1, 1994. | The following property is used 100% for pollution control and is installed to meet or exceed federal or state regulations: overspill/overfill buckets, gas vent cap, and drop tubes. This positive use determination does not apply to any property taxable on or before January 1, 1994. | 2015-07-22 | 25152.55 | 100
18297 | T1 | 7-Eleven | Store #26634 | 1100 N Highway 287 | Mansfield | TX | 76063 | Tarrant | CN600240329 | RN102254604 | gas tank monitors, vapor recovery systems, and the incremental difference in cost between double-walled tanks and single-walled tanks. This positive use determination does not apply to any property taxable on or before January 1, 1994. | The following property is used 100% for pollution control and is installed to meet or exceed federal or state regulations: gas tank monitors, vapor recovery systems, and the incremental difference in cost between double-walled tanks and single-walled tanks. This positive use determination does not apply to any property taxable on or before January 1, 1994. | 2015-07-22 | 97855.4 | 100
18298 | T1 | 7-Eleven | Store #26580 | 14200 Trinity Blvd | Fort Worth | TX | 76155 | Tarrant | CN600240329 | RN101682417 | gas tank monitors, overspill/overfill buckets, vapor recovery systems, and the incremental difference in cost between double-walled tanks and single-walled tanks. This positive use determination does not apply to any property taxable on or before January 1, 1994. | The following property is used 100% for pollution control and is installed to meet or exceed federal or state regulations: gas tank monitors, overspill/overfill buckets, vapor recovery systems, and the incremental difference in cost between double-walled tanks and single-walled tanks. This positive use determination does not apply to any property taxable on or before January 1, 1994. | 2015-07-22 | 85608.24 | 100
18299 | T1 | 7-Eleven | Store #26560 | 2500 Forest Park | Fort Worth | TX | 76110 | Tarrant | CN600240329 | RN102059128 | gas tank monitors, overspill/overfill buckets, the incremental difference in cost between the concrete pad located above the underground tanks and piping and the other paving at the service station, and the incremental difference in cost between double-walled tanks and single-walled tanks. | The following property is used 100% for pollution control and is installed to meet or exceed federal or state regulations: gas tank monitors, overspill/overfill buckets, the incremental difference in cost between the concrete pad located above the underground tanks and piping and the other paving at the service station, and the incremental difference in cost between double-walled tanks and single-walled tanks. | 2015-07-22 | 276654.59 | 100
18300 | T1 | 7-Eleven | Store #21569 | 1201 W Randol Mill Rd | Arlington | TX | 76012 | Tarrant | CN600240329 | RN102042892 | gas tank monitors, vent lines, vapor recovery system, overfill/overspill buckets, automatic leak detectors, cathodic protection, and the incremental difference in cost between double-walled tanks and single-walled tanks. This positive use determination does not apply to any property taxable on or before January 1, 1994. | The following property is used 100% for pollution control and is installed to meet or exceed federal or state regulations: gas tank monitors, vent lines, vapor recovery system, overfill/overspill buckets, automatic leak detectors, cathodic protection, and the incremental difference in cost between double-walled tanks and single-walled tanks. This positive use determination does not apply to any property taxable on or before January 1, 1994. | 2015-07-22 | 99467.33 | 100
18301 | T1 | 7-Eleven | Store #32922 | 1600 W Southlake Blvd | Southlake | TX | 76092 | Tarrant | CN600240329 | RN102038809 | gas tank monitors, overspill/overfill buckets, and overspill/overfill manhole. | The following property is used 100% for pollution control and is installed to meet or exceed federal or state regulations: gas tank monitors, overspill/overfill buckets, and overspill/overfill manhole. | 2015-07-22 | 47582.06 | 100
18302 | T1 | 7-Eleven | Store #26724 | 2105 N Hwy 360 Suite B | Grand Prairie | TX | 75050 | Tarrant | CN600240329 | RN102892304 | gas tank monitor. | The following property is used 100% for pollution control and is installed to meet or exceed federal or state regulations: gas tank monitor. | 2015-07-22 | 3234.17 | 100
18303 | T1 | 7-Eleven | Store #32805 | 2610 N Highway 360 | Grand Prairie | TX | 75050 | Tarrant | CN600240329 | RN102031044 | gas tank monitors, tank probes, liquid sensors, overfill/overspill manhole, overspill/overfill buckets, and the incremental difference in cost between double-walled tanks and single-walled tanks. | The following property is used 100% for pollution control and is installed to meet or exceed federal or state regulations: gas tank monitors, tank probes, liquid sensors, overfill/overspill manhole, overspill/overfill buckets, and the incremental difference in cost between double-walled tanks and single-walled tanks. | 2015-07-22 | 126318.16 | 100
18304 | T1 | 7-Eleven | Store #36483 | 1605 W North Carrier Pkwy | Grand Prairie | TX | 75050 | Tarrant | CN600240329 | RN106600950 | gas tank monitor, overfill/overspill buckets, the incremental difference in cost between the concrete pad located above the underground tanks and piping and the other paving at the service station, the incremental difference in cost between double-walled piping and single-walled piping, and the incremental difference in cost between double-walled tanks and single-walled tanks. | The following property is used 100% for pollution control and is installed to meet or exceed federal or state regulations: gas tank monitor, overfill/overspill buckets, the incremental difference in cost between the concrete pad located above the underground tanks and piping and the other paving at the service station, the incremental difference in cost between double-walled piping and single-walled piping, and the incremental difference in cost between double-walled tanks and single-walled tanks. | 2015-07-03 | 115644.28 | 100
18305 | T1 | 7-Eleven | Store #35645 | 3700 Basswood Blvd | Fort Worth | TX | 76137 | Tarrant | CN600240329 | RN106513203 | gas tank monitor, overfill/overspill buckets, the incremental difference in cost between double-walled piping and single-walled piping, the incremental difference in cost between the concrete pad located above the underground tanks and piping and the other paving at the service station, and the incremental difference in cost between double-walled tanks and single-walled tanks. | The following property is used 100% for pollution control and is installed to meet or exceed federal or state regulations: gas tank monitor, overfill/overspill buckets, the incremental difference in cost between double-walled piping and single-walled piping, the incremental difference in cost between the concrete pad located above the underground tanks and piping and the other paving at the service station, and the incremental difference in cost between double-walled tanks and single-walled tanks. | 2015-07-03 | 303896.79 | 100
18306 | T1 | 7-Eleven | Store #35507 | 2441 Heritage Trace Pkwy | Fort Worth | TX | 76177 | Tarrant | CN600240329 | RN106422157 | gas tank monitor, overfill/overspill buckets, the incremental difference in cost between double-walled piping and single-walled piping, the incremental difference in cost between the concrete pad located above the underground tanks and piping and the other paving at the service station, and the incremental difference in cost between double-walled tanks and single-walled tanks. | The following property is used 100% for pollution control and is installed to meet or exceed federal or state regulations: gas tank monitor, overfill/overspill buckets, the incremental difference in cost between double-walled piping and single-walled piping, the incremental difference in cost between the concrete pad located above the underground tanks and piping and the other paving at the service station, and the incremental difference in cost between double-walled tanks and single-walled tanks. | 2015-07-03 | 320784.68 | 100
18307 | T1 | 7-Eleven | Store #35469 | 100 E Main St | Crowley | TX | 76036 | Tarrant | CN600240329 | RN102144235 | gas tank monitor, overfill/overspill buckets, the incremental difference in cost between the concrete pad located above the underground tanks and piping and the other paving at the service station, and the incremental difference in cost between double-walled tanks and single-walled tanks. | The following property is used 100% for pollution control and is installed to meet or exceed federal or state regulations: gas tank monitor, overfill/overspill buckets, the incremental difference in cost between the concrete pad located above the underground tanks and piping and the other paving at the service station, and the incremental difference in cost between double-walled tanks and single-walled tanks. | 2015-07-03 | 281642.82 | 100
18308 | T1 | 7-Eleven | Store #34094 | 1908 Yucca Ave | Fort Worth | TX | 76111 | Tarrant | CN600240329 | RN102647120 | gas tank monitors, probes, vapor recovery system, automatic leak detectors, drop tubes, overfill/overspill buckets, the incremental difference in cost between double-walled tanks and single-walled tanks, and the incremental difference in cost between double-walled piping and single-walled piping. | The following property is used 100% for pollution control and is installed to meet or exceed federal or state regulations: gas tank monitors, probes, vapor recovery system, automatic leak detectors, drop tubes, overfill/overspill buckets, the incremental difference in cost between double-walled tanks and single-walled tanks, and the incremental difference in cost between double-walled piping and single-walled piping. | 2015-07-03 | 104026.14 | 100
18309 | T1 | 7-Eleven | Store #34105 | 900 N Watson | Arlington | TX | 76011 | Tarrant | CN600240329 | RN102092277 | gas tank monitors, overfill/overspill buckets, the incremental difference in cost between the concrete pad located above the underground tanks and piping and the other paving at the service station, the incremental difference in cost between double-walled tanks and single-walled tanks, and the incremental difference in cost between double-walled piping and single-walled piping. | The following property is used 100% for pollution control and is installed to meet or exceed federal or state regulations: gas tank monitors, overfill/overspill buckets, the incremental difference in cost between the concrete pad located above the underground tanks and piping and the other paving at the service station, the incremental difference in cost between double-walled tanks and single-walled tanks, and the incremental difference in cost between double-walled piping and single-walled piping. | 2015-07-03 | 232304.14 | 100
18310 | T1 | 7-Eleven | Store #34130 | 8424 Benbrook Blvd | Benbrook | TX | 76126 | Tarrant | CN600240329 | RN105674196 | gas tank monitors, overfill/overspill manhole, overfill/overspill protection, tank probes, automatic leak detectors, drop tubes, the incremental difference in cost between the concrete pad located above the underground tanks and piping and the other paving at the service station, and the incremental difference in cost between double-walled tanks and single-walled tanks. | The following property is used 100% for pollution control and is installed to meet or exceed federal or state regulations: gas tank monitors, overfill/overspill manhole, overfill/overspill protection, tank probes, automatic leak detectors, drop tubes, the incremental difference in cost between the concrete pad located above the underground tanks and piping and the other paving at the service station, and the incremental difference in cost between double-walled tanks and single-walled tanks. | 2015-07-03 | 184608.67 | 100
18311 | T1 | 7-Eleven | Store #34143 | 3429 N Tarrant Pkwy | Fort Worth | TX | 76177 | Tarrant | CN600240329 | RN105609598 | gas tank monitors, overfill/overspill manhole, overfill/overspill protection, tank probes, automatic leak detectors, the incremental difference in cost between the concrete pad located above the underground tanks and piping and the other paving at the service station, and the incremental difference in cost between double-walled tanks and single-walled tanks. | The following property is used 100% for pollution control and is installed to meet or exceed federal or state regulations: gas tank monitors, overfill/overspill manhole, overfill/overspill protection, tank probes, automatic leak detectors, the incremental difference in cost between the concrete pad located above the underground tanks and piping and the other paving at the service station, and the incremental difference in cost between double-walled tanks and single-walled tanks. | 2015-07-03 | 169169.63 | 100
18312 | T1 | 7-Eleven | Store #34246 | 6350 Camp Bowie Blvd | Fort Worth | TX | 75116 | Tarrant | CN600240329 | RN102645157 | gas tank monitors, overfill/overspill manhole, overfill/overspill protection, tank probes, vapor recovery system, automatic leak detectors, and the incremental difference in cost between double-walled tanks and single-walled tanks. | The following property is used 100% for pollution control and is installed to meet or exceed federal or state regulations: gas tank monitors, overfill/overspill manhole, overfill/overspill protection, tank probes, vapor recovery system, automatic leak detectors, and the incremental difference in cost between double-walled tanks and single-walled tanks. | 2015-07-03 | 117886.75 | 100
18313 | T1 | 7-Eleven | Store #34348 | 5200 N Tarrant Pkwy | Fort Worth | TX | 76137 | Tarrant | CN600240329 | RN106136310 | gas tank monitor, overfill/overspill manhole, overfill/overspill buckets, tank probes, backflow preventer, the incremental difference in cost between the concrete pad located above the underground tanks and piping and the other paving at the service station, the incremental difference in cost between double-walled tanks and single-walled tanks and the incremental difference in cost between double-walled piping and single-walled piping. | The following property is used 100% for pollution control and is installed to meet or exceed federal or state regulations: gas tank monitor, overfill/overspill manhole, overfill/overspill buckets, tank probes, backflow preventer, the incremental difference in cost between the concrete pad located above the underground tanks and piping and the other paving at the service station, the incremental difference in cost between double-walled tanks and single-walled tanks and the incremental difference in cost between double-walled piping and single-walled piping. | 2015-07-03 | 147012.18 | 100
18314 | T1 | 7-Eleven | Store #35392 | 3500 Sycamore School Rd | Fort Worth | TX | 75133 | Tarrant | CN600240329 | RN102654084 | gas tank monitor and the incremental difference in cost between double-walled tanks and single-walled tanks. | The following property is used 100% for pollution control and is installed to meet or exceed federal or state regulations: gas tank monitor and the incremental difference in cost between double-walled tanks and single-walled tanks. | 2015-07-03 | 76260.47 | 100
18315 | T1 | 7-Eleven | Store #24273 | 3303 South Cooper | Arlington | TX | 76015 | Tarrant | CN600240329 | RN102262235 | tank probes, vapor recovery systems, automatic leak detectors, and drop tubes. This positive use determination does not apply to any property taxable on or before January 1, 1994. | The following property is used 100% for pollution control and is installed to meet or exceed federal or state regulations: tank probes, vapor recovery systems, automatic leak detectors, and drop tubes. This positive use determination does not apply to any property taxable on or before January 1, 1994. | 2015-07-22 | 72761.04 | 100
18316 | T1 | 7-Eleven | Store #24261 | 1501 North Cooper | Arlington | TX | 76011 | Tarrant | CN600240329 | RN102261336 | overspill/overfill protection. | The following property is used 100% for pollution control and is installed to meet or exceed federal or state regulations: overspill/overfill protection. | 2015-07-03 | 3448.53 | 100
18317 | T1 | 7-Eleven | Store #23858 | 2800 NE 28th St | Fort Worth | TX | 76111 | Tarrant | CN600240329 | RN102051687 | gas tank monitors and vapor recovery system. This positive use determination does not apply to any property taxable on or before January 1, 1994. | The following property is used 100% for pollution control and is installed to meet or exceed federal or state regulations: gas tank monitors and vapor recovery system. This positive use determination does not apply to any property taxable on or before January 1, 1994. | 2015-07-22 | 18916.29 | 100
18318 | T1 | 7-Eleven | Store #20994 | 2120 E Abrams | Arlington | TX | 76010 | Tarrant | CN600240329 | RN102046406 | gas tank monitors, overfill/overspill manhole, overfill/overspill protection, automatic leak detectors, the incremental difference in cost between the concrete pad located above the underground tanks and piping and the other paving at the service station, the incremental difference in cost between double-walled piping and single-walled piping, and the incremental difference in cost between double-walled tanks and single-walled tanks. | The following property is used 100% for pollution control and is installed to meet or exceed federal or state regulations: gas tank monitors, overfill/overspill manhole, overfill/overspill protection, automatic leak detectors, the incremental difference in cost between the concrete pad located above the underground tanks and piping and the other paving at the service station, the incremental difference in cost between double-walled piping and single-walled piping, and the incremental difference in cost between double-walled tanks and single-walled tanks. | 2015-07-03 | 203980.64 | 100
18319 | T1 | 7-Eleven | Store #35413 | 6001 Camp Bowie Blvd | Fort Worth | TX | 76116 | Tarrant | CN600240329 | RN102644952 | gas tank monitor and the incremental difference in cost between double-walled tanks and single-walled tanks. | The following property is used 100% for pollution control and is installed to meet or exceed federal or state regulations: gas tank monitor and the incremental difference in cost between double-walled tanks and single-walled tanks. | 2015-07-03 | 89992.63 | 100
18320 | T1 | 7-Eleven | Store #35408 | 2021 South Main St | Keller | TX | 76248 | Tarrant | CN600240329 | RN102648425 | gas tank monitor and the incremental difference in cost between double-walled tanks and single-walled tanks. | The following property is used 100% for pollution control and is installed to meet or exceed federal or state regulations: gas tank monitor and the incremental difference in cost between double-walled tanks and single-walled tanks. | 2015-07-03 | 101660.47 | 100
18321 | T1 | 7-Eleven | Store #36317 | 1500 Keller Pkwy | Keller | TX | 76248 | Tarrant | CN600240329 | RN102485083 | gas tank monitor, overfill/overspill buckets, the incremental difference in cost between double-walled piping and single-walled piping, and the incremental difference in cost between double-walled tanks and single-walled tanks. | The following property is used 100% for pollution control and is installed to meet or exceed federal or state regulations: gas tank monitor, overfill/overspill buckets, the incremental difference in cost between double-walled piping and single-walled piping, and the incremental difference in cost between double-walled tanks and single-walled tanks. | 2015-07-03 | 72104.69 | 100
18322 | T1 | 7-Eleven | Store #35397 | 1700 William D Tate Ave | Grapevine | TX | 76051 | Tarrant | CN600240329 | RN102225018 | gas tank monitor and the incremental difference in cost between double-walled tanks and single-walled tanks. | The following property is used 100% for pollution control and is installed to meet or exceed federal or state regulations: gas tank monitor and the incremental difference in cost between double-walled tanks and single-walled tanks. | 2015-07-03 | 81660.47 | 100
18323 | T1 | 7-Eleven | Store #33125 | 4225 Park Springs | Arlington | TX | 76016 | Tarrant | CN600240329 | RN103780227 | gas tank monitors, overspill/overfill manhole, tank probes, liquid sensors, vapor recovery systems, automatic leak detectors, and the incremental difference in cost between double-walled tanks and single-walled tanks. | The following property is used 100% for pollution control and is installed to meet or exceed federal or state regulations: gas tank monitors, overspill/overfill manhole, tank probes, liquid sensors, vapor recovery systems, automatic leak detectors, and the incremental difference in cost between double-walled tanks and single-walled tanks. | 2015-07-22 | 135676.59 | 100
18324 | T1 | 7-Eleven | Store #33274 | 1401 W 7th @ Summit | Fort Worth | TX | 76102 | Tarrant | CN600240329 | RN101570596 | gas tank monitors, overspill/overfill manhole, overspill/overfill buckets, the incremental difference in cost between double-walled piping and single-walled piping, and the incremental difference in cost between double-walled tanks and single-walled tanks. | The following property is used 100% for pollution control and is installed to meet or exceed federal or state regulations: gas tank monitors, overspill/overfill manhole, overspill/overfill buckets, the incremental difference in cost between double-walled piping and single-walled piping, and the incremental difference in cost between double-walled tanks and single-walled tanks. | 2015-07-22 | 163152.32 | 100
18325 | T1 | 7-Eleven | Store #12550 | 2945 West Berry St | Fort Worth | TX | 76109 | Tarrant | CN600240329 | RN102282092 | overfill/overspill manhole, overspill/overfill protection, drop tunes, and the incremental difference in cost between double-walled tanks and single-walled tanks. | The following property is used 100% for pollution control and is installed to meet or exceed federal or state regulations: overfill/overspill manhole, overspill/overfill protection, drop tunes, and the incremental difference in cost between double-walled tanks and single-walled tanks. | 2015-07-03 | 102101.17 | 100
18326 | T1 | 7-Eleven | Store #33282 | 8101 Matlock Rd | Arlington | TX | 76002 | Tarrant | CN600240329 | RN101549285 | gas tank monitors, tank probes, overspill/overfill buckets, the incremental difference in cost between double-walled piping and single-walled piping, and the incremental difference in cost between double-walled tanks and single-walled tanks. | The following property is used 100% for pollution control and is installed to meet or exceed federal or state regulations: gas tank monitors, tank probes, overspill/overfill buckets, the incremental difference in cost between double-walled piping and single-walled piping, and the incremental difference in cost between double-walled tanks and single-walled tanks. | 2015-07-22 | 60086.21 | 100
18327 | T1 | 7-Eleven | Store #33658 | 4015 Great Southwest Pkwy | Grand Prairie | TX | 75052 | Tarrant | CN600240329 | RN102856135 | gas tank monitors, tank probes, overspill/overfill manhole, overfill/overspill protection, automatic leak detectors, the incremental difference in cost between the concrete pad located above the underground tanks and piping and the other paving at the service station, the incremental difference in cost between double-walled piping and single-walled piping, and the incremental difference in cost between double-walled tanks and single-walled tanks. | The following property is used 100% for pollution control and is installed to meet or exceed federal or state regulations: gas tank monitors, tank probes, overspill/overfill manhole, overfill/overspill protection, automatic leak detectors, the incremental difference in cost between the concrete pad located above the underground tanks and piping and the other paving at the service station, the incremental difference in cost between double-walled piping and single-walled piping, and the incremental difference in cost between double-walled tanks and single-walled tanks. | 2015-07-22 | 158323.66 | 100
18328 | T1 | 7-Eleven | Store #33717 | 1900 Sublett Rd at E. | Arlington | TX | 76018 | Tarrant | CN600240329 | RN105211981 | overspill/overfill manhole, liquid sensors, the incremental difference in cost between the concrete pad located above the underground tanks and piping and the other paving at the service station, and the incremental difference in cost between double-walled tanks and single-walled tanks. | The following property is used 100% for pollution control and is installed to meet or exceed federal or state regulations: overspill/overfill manhole, liquid sensors, the incremental difference in cost between the concrete pad located above the underground tanks and piping and the other paving at the service station, and the incremental difference in cost between double-walled tanks and single-walled tanks. | 2015-07-22 | 128069.79 | 100
18329 | T1 | 7-Eleven | Store #33954 | 9100 Camp Bowie Blvd | Fort Worth | TX | 76116 | Tarrant | CN600240329 | RN105271571 | overfill/overspill manhole, overfill/overspill protection, vapor recovery system, drop tubes, the incremental difference in cost between the concrete pad located above the underground tanks and piping and the other paving at the service station, and the incremental difference in cost between double-walled tanks and single-walled tanks. | The following property is used 100% for pollution control and is installed to meet or exceed federal or state regulations: overfill/overspill manhole, overfill/overspill protection, vapor recovery system, drop tubes, the incremental difference in cost between the concrete pad located above the underground tanks and piping and the other paving at the service station, and the incremental difference in cost between double-walled tanks and single-walled tanks. | 2015-07-22 | 123522.52 | 100
18330 | T1 | 7-Eleven | Store #33964 | 8421 Boat Club Rd | Fort Worth | TX | 76179 | Tarrant | CN600240329 | RN102251477 | gas tank monitors, tank probes, overspill/overfill manhole, drop tubes, overspill/overfill buckets, the incremental difference in cost between the concrete pad located above the underground tanks and piping and the other paving at the service station, and the incremental difference in cost between double-walled tanks and single-walled tanks. | The following property is used 100% for pollution control and is installed to meet or exceed federal or state regulations: gas tank monitors, tank probes, overspill/overfill manhole, drop tubes, overspill/overfill buckets, the incremental difference in cost between the concrete pad located above the underground tanks and piping and the other paving at the service station, and the incremental difference in cost between double-walled tanks and single-walled tanks. | 2015-07-22 | 172118.01 | 100
18331 | T1 | 7-Eleven | Store #36461 | 5400 South Hulen St | Fort Worth | TX | 76132 | Tarrant | CN600240329 | RN101378214 | gas tank monitor, overfill/overspill buckets, the incremental difference in cost between the concrete pad located above the underground tanks and piping and the other paving at the service station, the incremental difference in cost between double-walled piping and single-walled piping, and the incremental difference in cost between double-walled tanks and single-walled tanks. | The following property is used 100% for pollution control and is installed to meet or exceed federal or state regulations: gas tank monitor, overfill/overspill buckets, the incremental difference in cost between the concrete pad located above the underground tanks and piping and the other paving at the service station, the incremental difference in cost between double-walled piping and single-walled piping, and the incremental difference in cost between double-walled tanks and single-walled tanks. | 2015-07-03 | 116412.88 | 100
18332 | T1 | 7-Eleven | Store #35477 | 6001 Airport Frwy | Haltom City | TX | 76117 | Tarrant | CN600240329 | RN102226784 | gas tank monitor, overfill/overspill buckets, the incremental difference in cost between double-walled piping and single-walled piping, the incremental difference in cost between the concrete pad located above the underground tanks and piping and the other paving at the service station, and the incremental difference in cost between double-walled tanks and single-walled tanks. | The following property is used 100% for pollution control and is installed to meet or exceed federal or state regulations: gas tank monitor, overfill/overspill buckets, the incremental difference in cost between double-walled piping and single-walled piping, the incremental difference in cost between the concrete pad located above the underground tanks and piping and the other paving at the service station, and the incremental difference in cost between double-walled tanks and single-walled tanks. | 2015-07-03 | 130119.71 | 100
18333 | T1 | 7-Eleven | Store #34044 | 3801 E Broad St | Mansfield | TX | 76063 | Tarrant | CN600240329 | RN105588123 | gas tank monitors, tank probes, overspill/overfill manhole, drop tubes, overspill/overfill protection, automatic leak detectors, the incremental difference in cost between the concrete pad located above the underground tanks and piping and the other paving at the service station, and the incremental difference in cost between double-walled tanks and single-walled tanks. | The following property is used 100% for pollution control and is installed to meet or exceed federal or state regulations: gas tank monitors, tank probes, overspill/overfill manhole, drop tubes, overspill/overfill protection, automatic leak detectors, the incremental difference in cost between the concrete pad located above the underground tanks and piping and the other paving at the service station, and the incremental difference in cost between double-walled tanks and single-walled tanks. | 2015-07-22 | 185371.74 | 100
18334 | T1 | 7-Eleven | Store #34090 | 8541 W Freeway | Fort Worth | TX | 76116 | Tarrant | CN600240329 | RN104210414 | gas tank monitors, tank probes, drop tubes, and the other paving at the service station, and the incremental difference in cost between double-walled tanks and single-walled tanks. | The following property is used 100% for pollution control and is installed to meet or exceed federal or state regulations: gas tank monitors, tank probes, drop tubes, and the other paving at the service station, and the incremental difference in cost between double-walled tanks and single-walled tanks. | 2015-07-22 | 47268.89 | 100
18335 | T1 | 7-Eleven | Store #34093 | 4600 Southwest Loop 820 | Fort Worth | TX | 76109 | Tarrant | CN600240329 | RN102065620 | gas tank monitors, drop tubes, overfill/overspill buckets, the incremental difference in cost between double-walled tanks and single-walled tanks, and the incremental difference in cost between double-walled piping and single-walled piping. | The following property is used 100% for pollution control and is installed to meet or exceed federal or state regulations: gas tank monitors, drop tubes, overfill/overspill buckets, the incremental difference in cost between double-walled tanks and single-walled tanks, and the incremental difference in cost between double-walled piping and single-walled piping. | 2015-07-03 | 130339.91 | 100
18336 | T1 | 7-Eleven | Store #26381 | 5700 Sam Calloway | Fort Worth | TX | 76114 | Tarrant | CN600240329 | RN102646387 | gas tank monitors, overfill/overspill manhole, overfill/overspill protection, tank probes, vent line, vapor recovery systems, overspill/overfill buckets, the incremental difference in cost between double-walled piping and single-walled piping, and the incremental difference in cost between double-walled tanks and single-walled tanks. | The following property is used 100% for pollution control and is installed to meet or exceed federal or state regulations: gas tank monitors, overfill/overspill manhole, overfill/overspill protection, tank probes, vent line, vapor recovery systems, overspill/overfill buckets, the incremental difference in cost between double-walled piping and single-walled piping, and the incremental difference in cost between double-walled tanks and single-walled tanks. | 2015-07-22 | 131000.81 | 100
18337 | T1 | 7-Eleven | Store #26349 | 2300 W Green Oaks Blvd | Arlington | TX | 76016 | Tarrant | CN600240329 | RN102269743 | gas tank monitors, overfill/overspill manhole, overspill/overfill buckets, the incremental difference in cost between the concrete pad located above the underground tanks and piping and the other paving at the service station, and the incremental difference in cost between double-walled tanks and single-walled tanks. | The following property is used 100% for pollution control and is installed to meet or exceed federal or state regulations: gas tank monitors, overfill/overspill manhole, overspill/overfill buckets, the incremental difference in cost between the concrete pad located above the underground tanks and piping and the other paving at the service station, and the incremental difference in cost between double-walled tanks and single-walled tanks. | 2015-07-22 | 201533.34 | 100
18338 | T1 | 7-Eleven | Store #26342 | 101 E Glade Rd | Euless | TX | 76039 | Tarrant | CN600240329 | RN102435518 | gas tank monitors, overfill/overspill protection, automatic leak detectors, overspill/overfill buckets, the incremental difference in cost between double-walled piping and single-walled piping, and the incremental difference in cost between double-walled tanks and single-walled tanks. | The following property is used 100% for pollution control and is installed to meet or exceed federal or state regulations: gas tank monitors, overfill/overspill protection, automatic leak detectors, overspill/overfill buckets, the incremental difference in cost between double-walled piping and single-walled piping, and the incremental difference in cost between double-walled tanks and single-walled tanks. | 2015-07-21 | 266815.36 | 100
18339 | T1 | 7-Eleven | Store #25762 | 4500 Sycamore School Rd | Fort Worth | TX | 76133 | Tarrant | CN600240329 | RN102048436 | gas tank monitors, tank probes, vapor recovery systems, and the incremental difference in cost between double-walled tank and single-walled tank. This positive use determination does not apply to any property taxable on or before January 1, 1994. | The following property is used 100% for pollution control and is installed to meet or exceed federal or state regulations: gas tank monitors, tank probes, vapor recovery systems, and the incremental difference in cost between double-walled tank and single-walled tank. This positive use determination does not apply to any property taxable on or before January 1, 1994. | 2015-07-22 | 54230.27 | 100
18340 | T1 | 7-Eleven | Store #25416 | 3400 South Collins | Arlington | TX | 76014 | Tarrant | CN600240329 | RN102266848 | gas tank monitors, overfill/overspill manholes, vapor recovery systems, automatic leak detectors, overspill/overfill buckets, and the incremental difference in cost between double-walled tanks and single-walled tanks. This positive use determination does not apply to any property taxable on or before January 1, 1994. | The following property is used 100% for pollution control and is installed to meet or exceed federal or state regulations: gas tank monitors, overfill/overspill manholes, vapor recovery systems, automatic leak detectors, overspill/overfill buckets, and the incremental difference in cost between double-walled tanks and single-walled tanks. This positive use determination does not apply to any property taxable on or before January 1, 1994. | 2015-07-22 | 98980.58 | 100
18341 | T1 | 7-Eleven | Store #25299 | 700 W Interstate 20 | Arlington | TX | 76017 | Tarrant | CN600240329 | RN102035581 | gas tank monitors, vapor recovery systems, overspill/overfill buckets, and the incremental difference in cost between double-walled tanks and single-walled tanks. This positive use determination does not apply to any property taxable on or before January 1, 1994. | The following property is used 100% for pollution control and is installed to meet or exceed federal or state regulations: gas tank monitors, vapor recovery systems, overspill/overfill buckets, and the incremental difference in cost between double-walled tanks and single-walled tanks. This positive use determination does not apply to any property taxable on or before January 1, 1994. | 2015-07-22 | 42480.19 | 100
18342 | T1 | 7-Eleven | Store #24843 | 428 Bedford Rd | Bedford | TX | 76022 | Tarrant | CN600240329 | RN102035128 | gas tank monitors, overfill/overspill protection, vapor recovery systems, and overspill/overfill buckets. This positive use determination does not apply to any property taxable on or before January 1, 1994. | The following property is used 100% for pollution control and is installed to meet or exceed federal or state regulations: gas tank monitors, overfill/overspill protection, vapor recovery systems, and overspill/overfill buckets. This positive use determination does not apply to any property taxable on or before January 1, 1994. | 2015-07-22 | 76761.18 | 100
18343 | T1 | 7-Eleven | Store #24638 | 6251 McCart | Fort Worth | TX | 75133 | Tarrant | CN600240329 | RN101689370 | gas tank monitor, tank probes, vapor recovery systems, and overspill/overfill buckets. This positive use determination does not apply to any property taxable on or before January 1, 1994. | The following property is used 100% for pollution control and is installed to meet or exceed federal or state regulations: gas tank monitor, tank probes, vapor recovery systems, and overspill/overfill buckets. This positive use determination does not apply to any property taxable on or before January 1, 1994. | 2015-07-22 | 45140.41 | 100
18344 | T1 | 7-Eleven | Store #24593 | 3930 W Pioneer Pkwy | Arlington | TX | 76013 | Tarrant | CN600240329 | RN102263118 | tank probes, vapor recovery systems, overspill/overfill buckets, and the incremental difference in cost between double-walled piping and single-walled piping. | The following property is used 100% for pollution control and is installed to meet or exceed federal or state regulations: tank probes, vapor recovery systems, overspill/overfill buckets, and the incremental difference in cost between double-walled piping and single-walled piping. | 2015-07-03 | 36873.3 | 100
18345 | T1 | 7-Eleven | Store #24382 | 8521 Hwy 580 | Fort Worth | TX | 76116 | Tarrant | CN600240329 | RN102932779 | tank probes, vapor recovery systems, and overspill/overfill buckets. This positive use determination does not apply to any property taxable on or before January 1, 1994. | The following property is used 100% for pollution control and is installed to meet or exceed federal or state regulations: tank probes, vapor recovery systems, and overspill/overfill buckets. This positive use determination does not apply to any property taxable on or before January 1, 1994. | 2015-07-22 | 78972.18 | 100
18346 | T1 | 7-Eleven | Store #18746 | 1622 Hemphill at Allen | Fort Worth | TX | 76104 | Tarrant | CN600240329 | RN101689065 | gas tank monitors, vapor recovery system, overspill/overfill buckets, and the incremental difference in cost between double-walled tanks and single-walled tanks. This positive use determination does not apply to any property taxable on or before January 1, 1994. | The following property is used 100% for pollution control and is installed to meet or exceed federal or state regulations: gas tank monitors, vapor recovery system, overspill/overfill buckets, and the incremental difference in cost between double-walled tanks and single-walled tanks. This positive use determination does not apply to any property taxable on or before January 1, 1994. | 2015-07-22 | 56842.17 | 100
18347 | T1 | 7-Eleven | Store #18555 | 2801 East Park Row | Arlington | TX | 76010 | Tarrant | CN600240329 | RN102049715 | gas tank monitors, overfill/overspill manholes, tank probes, flexible connector for vent riser, automatic leak detectors, the incremental difference in cost between double-walled piping and single-walled piping, overspill/overfill buckets, and the incremental difference in cost between double-walled tanks and single-walled tanks. | The following property is used 100% for pollution control and is installed to meet or exceed federal or state regulations: gas tank monitors, overfill/overspill manholes, tank probes, flexible connector for vent riser, automatic leak detectors, the incremental difference in cost between double-walled piping and single-walled piping, overspill/overfill buckets, and the incremental difference in cost between double-walled tanks and single-walled tanks. | 2015-07-03 | 120712.07 | 100
18348 | T1 | 7-Eleven | Store #12529 | 4301 Camp Bowie | Fort Worth | TX | 76107 | Tarrant | CN600240329 | RN102026044 | gas tank monitor, overfill/overspill manhole, overspill/overfill protection, drop tunes, the incremental difference in cost between the concrete pad located above the underground tanks and piping and the other paving at the service station, and the incremental difference in cost between double-walled tanks and single-walled tanks. | The following property is used 100% for pollution control and is installed to meet or exceed federal or state regulations: gas tank monitor, overfill/overspill manhole, overspill/overfill protection, drop tunes, the incremental difference in cost between the concrete pad located above the underground tanks and piping and the other paving at the service station, and the incremental difference in cost between double-walled tanks and single-walled tanks. | 2015-07-03 | 140362.68 | 100
18349 | T1 | 7-Eleven | Store #12475 | 2536 East Lancaster | Fort Worth | TX | 76103 | Tarrant | CN600240329 | RN102008125 | gas tank monitor, overfill/overspill manhole, overspill/overfill protection, automatic leak detectors, and the incremental difference in cost between double-walled tanks and single-walled tanks. | The following property is used 100% for pollution control and is installed to meet or exceed federal or state regulations: gas tank monitor, overfill/overspill manhole, overspill/overfill protection, automatic leak detectors, and the incremental difference in cost between double-walled tanks and single-walled tanks. | 2015-07-03 | 89722.97 | 100
18350 | T1 | 7-Eleven | Store #30455 | 2900 Brown Trail | Bedford | TX | 76021 | Tarrant | CN600240329 | RN102435872 | tank probes, vapor recovery systems, and overspill/overfill buckets. This positive use determination does not apply to any property taxable on or before January 1, 1994. | The following property is used 100% for pollution control and is installed to meet or exceed federal or state regulations: tank probes, vapor recovery systems, and overspill/overfill buckets. This positive use determination does not apply to any property taxable on or before January 1, 1994. | 2015-07-22 | 95872.43 | 100
18351 | T1 | 7-Eleven | Store #29347 | 100 NE 28th St | Fort Worth | TX | 76164 | Tarrant | CN600240329 | RN102005329 | gas tank monitors, overspill/overfill buckets, and the incremental difference in cost between double-walled tanks and single-walled tanks. | The following property is used 100% for pollution control and is installed to meet or exceed federal or state regulations: gas tank monitors, overspill/overfill buckets, and the incremental difference in cost between double-walled tanks and single-walled tanks. | 2015-07-22 | 61597.88 | 100
18352 | T1 | 7-Eleven | Store #27575 | 3300 Western Center Blvd | Fort Worth | TX | 76137 | Tarrant | CN600240329 | RN101689917 | gas tank monitors, vapor recovery systems, overspill/overfill buckets, the incremental difference in cost between double-walled piping and single-walled piping, and the incremental difference in cost between double-walled tanks and single-walled tanks. This positive use determination does not apply to any property taxable on or before January 1, 1994. | The following property is used 100% for pollution control and is installed to meet or exceed federal or state regulations: gas tank monitors, vapor recovery systems, overspill/overfill buckets, the incremental difference in cost between double-walled piping and single-walled piping, and the incremental difference in cost between double-walled tanks and single-walled tanks. This positive use determination does not apply to any property taxable on or before January 1, 1994. | 2015-07-22 | 384401.03 | 100
18353 | T1 | 7-Eleven | Store #27367 | 4901 Little Rd | Arlington | TX | 76017 | Tarrant | CN600240329 | RN102277779 | tank probes, vapor recovery systems, automatic leak detectors, and overspill/overfill manhole. This positive use determination does not apply to any property taxable on or before January 1, 1994. | The following property is used 100% for pollution control and is installed to meet or exceed federal or state regulations: tank probes, vapor recovery systems, automatic leak detectors, and overspill/overfill manhole. This positive use determination does not apply to any property taxable on or before January 1, 1994. | 2015-07-22 | 81667.09 | 100
18354 | T1 | 7-Eleven | Store #19358 | 14400 Marsh Ln | Addison | TX | 75001 | Dallas | CN600240329 | RN102027026 | the incremental difference in cost between double-walled tanks and single-walled tanks. This positive use determination does not apply to any property taxable on or before January 1, 1994. | The following property is used 100% for pollution control and is installed to meet or exceed federal or state regulations: the incremental difference in cost between double-walled tanks and single-walled tanks. This positive use determination does not apply to any property taxable on or before January 1, 1994. | 2015-07-27 | 20452 | 100
18355 | T1 | 7-Eleven | Store #20947 | 4901 Gus Thomasson | Mesquite | TX | 75150 | Dallas | CN600240329 | RN102010238 | gas tank monitor, overfill/overspill protection, tank probes, vapor recovery system, cathodic protection, and overfill/overspill buckets. This positive use determination does not apply to any property taxable on or before January 1, 1994. | The following property is used 100% for pollution control and is installed to meet or exceed federal or state regulations: gas tank monitor, overfill/overspill protection, tank probes, vapor recovery system, cathodic protection, and overfill/overspill buckets. This positive use determination does not apply to any property taxable on or before January 1, 1994. | 2015-07-27 | 52109.91 | 100
18356 | T1 | 7-Eleven | Store #20769 | 10304 Forest Ln | Dallas | TX | 75243 | Dallas | CN600240329 | RN102011095 | overfill/overspill manholes and overfill/overspill buckets. This positive use determination does not apply to any property taxable on or before January 1, 1994. | The following property is used 100% for pollution control and is installed to meet or exceed federal or state regulations: overfill/overspill manholes and overfill/overspill buckets. This positive use determination does not apply to any property taxable on or before January 1, 1994. | 2015-07-27 | 20315.22 | 100
18357 | T1 | 7-Eleven | Store #21444 | 3801 Town East Blvd N | Mesquite | TX | 75150 | Dallas | CN600240329 | RN102009230 | overfill/overspill protection. This positive use determination does not apply to any property taxable on or before January 1, 1994. | The following property is used 100% for pollution control and is installed to meet or exceed federal or state regulations: overfill/overspill protection. This positive use determination does not apply to any property taxable on or before January 1, 1994. | 2015-07-27 | 1400 | 100
18358 | T1 | 7-Eleven | Store #18765 | 111 N Carroll | Dallas | TX | 75226 | Dallas | CN600240329 | RN102013927 | overfill/overspill protection, vapor recovery system, and overfill/overspill buckets. This positive use determination does not apply to any property taxable on or before January 1, 1994. | The following property is used 100% for pollution control and is installed to meet or exceed federal or state regulations: overfill/overspill protection, vapor recovery system, and overfill/overspill buckets. This positive use determination does not apply to any property taxable on or before January 1, 1994. | 2015-07-27 | 13163.75 | 100
18359 | T1 | 7-Eleven | Store #12301 | 2911 E Ledbetter | Dallas | TX | 75216 | Dallas | CN600240329 | RN102056298 | gas tank monitor, overfill/overfill protection, overfill/overspill manhole, vapor recovery system, automatic leak detectors, and overfill/overspill buckets. This positive use determination does not apply to any property taxable on or before January 1, 1994. | The following property is used 100% for pollution control and is installed to meet or exceed federal or state regulations: gas tank monitor, overfill/overfill protection, overfill/overspill manhole, vapor recovery system, automatic leak detectors, and overfill/overspill buckets. This positive use determination does not apply to any property taxable on or before January 1, 1994. | 2015-07-27 | 96501.58 | 100
18360 | T1 | 7-Eleven | Store #17718 | 4904 Gaston Ave | Dallas | TX | 75246 | Dallas | CN600240329 | RN102016649 | overfill/overspill protection, overfill/overspill manhole, gas tank monitor, tank probes, overfill/overspill buckets, the incremental difference in cost between double-walled piping and single-walled piping, the incremental difference in cost between the concrete pad located above the underground tanks and piping and the other paving at the service station, and the incremental difference in cost between double-walled tanks and single-walled tanks. This positive use determination does not apply to any property taxable on or before January 1, 1994. | The following property is used 100% for pollution control and is installed to meet or exceed federal or state regulations: overfill/overspill protection, overfill/overspill manhole, gas tank monitor, tank probes, overfill/overspill buckets, the incremental difference in cost between double-walled piping and single-walled piping, the incremental difference in cost between the concrete pad located above the underground tanks and piping and the other paving at the service station, and the incremental difference in cost between double-walled tanks and single-walled tanks. This positive use determination does not apply to any property taxable on or before January 1, 1994. | 2015-07-27 | 207899.84 | 100
18361 | T1 | 7-Eleven | Store #18717 | 2223 South Beckley | Dallas | TX | 75224 | Dallas | CN600240329 | RN102245537 | gas tank monitors, overfill/overspill buckets, tank probes, vapor recovery system, cathodic protection, the incremental difference in cost between double-walled piping and single-walled piping, and the incremental difference in cost between double-walled tanks and single-walled tanks. This positive use determination does not apply to any property taxable on or before January 1, 1994. | The following property is used 100% for pollution control and is installed to meet or exceed federal or state regulations: gas tank monitors, overfill/overspill buckets, tank probes, vapor recovery system, cathodic protection, the incremental difference in cost between double-walled piping and single-walled piping, and the incremental difference in cost between double-walled tanks and single-walled tanks. This positive use determination does not apply to any property taxable on or before January 1, 1994. | 2015-07-27 | 157725.66 | 100
18362 | T1 | 7-Eleven | Store #12292 | 302 N Marsalis | Dallas | TX | 75203 | Dallas | CN600240329 | RN102240553 | gas tank monitor, overfill/overspill protection, cathodic protection, overfill/overspill buckets, the incremental difference in cost between double-walled piping and single-walled piping, the incremental difference in cost between the concrete pad located above the underground tanks and piping and the other paving at the service station, and the incremental difference in cost between double-walled tanks and single-walled tanks. This positive use determination does not apply to any property taxable on or before January 1, 1994. | The following property is used 100% for pollution control and is installed to meet or exceed federal or state regulations: gas tank monitor, overfill/overspill protection, cathodic protection, overfill/overspill buckets, the incremental difference in cost between double-walled piping and single-walled piping, the incremental difference in cost between the concrete pad located above the underground tanks and piping and the other paving at the service station, and the incremental difference in cost between double-walled tanks and single-walled tanks. This positive use determination does not apply to any property taxable on or before January 1, 1994. | 2015-07-27 | 266047.41 | 100
18363 | T1 | 7-Eleven | Store #12214 | 13608 Preston | Dallas | TX | 75240 | Dallas | CN600240329 | RN102266327 | gas tank monitor, tank probes, overfill/overspill buckets, the incremental difference in cost between double-walled piping and single-walled piping, the incremental difference in cost between the concrete pad located above the underground tanks and piping and the other paving at the service station, and the incremental difference in cost between double-walled tanks and single-walled tanks. This positive use determination does not apply to any property taxable on or before January 1, 1994. | The following property is used 100% for pollution control and is installed to meet or exceed federal or state regulations: gas tank monitor, tank probes, overfill/overspill buckets, the incremental difference in cost between double-walled piping and single-walled piping, the incremental difference in cost between the concrete pad located above the underground tanks and piping and the other paving at the service station, and the incremental difference in cost between double-walled tanks and single-walled tanks. This positive use determination does not apply to any property taxable on or before January 1, 1994. | 2015-07-27 | 186598.02 | 100
18364 | T1 | 7-Eleven | Store #12205 | 5123 West Lovers Lane | Dallas | TX | 75209 | Dallas | CN600240329 | RN102093150 | gas tank monitor, overfill/overspill manhole, overfill/overspill protection, tank probes, vapor recovery system, cathodic protection, overfill/overspill buckets, the incremental difference in cost between double-walled piping and single-walled piping, and the incremental difference in cost between double-walled tanks and single-walled tanks. This positive use determination does not apply to any property taxable on or before January 1, 1994. | The following property is used 100% for pollution control and is installed to meet or exceed federal or state regulations: gas tank monitor, overfill/overspill manhole, overfill/overspill protection, tank probes, vapor recovery system, cathodic protection, overfill/overspill buckets, the incremental difference in cost between double-walled piping and single-walled piping, and the incremental difference in cost between double-walled tanks and single-walled tanks. This positive use determination does not apply to any property taxable on or before January 1, 1994. | 2015-07-27 | 182289.9 | 100
18365 | T1 | 7-Eleven | Store #22598 | 14300 Montfort | Dallas | TX | 75240 | Dallas | CN600240329 | RN102244563 | overfill/overspill protection and overfill/overspill buckets. This positive use determination does not apply to any property taxable on or before January 1, 1994. | The following property is used 100% for pollution control and is installed to meet or exceed federal or state regulations: overfill/overspill protection and overfill/overspill buckets. This positive use determination does not apply to any property taxable on or before January 1, 1994. | 2015-07-22 | 7722.06 | 100
18366 | T1 | 7-Eleven | Store #22557 | 1041 Town East Blvd N | Mesquite | TX | 75150 | Dallas | CN600240329 | RN102007143 | gas tank monitors, overfill/overspill protection, vapor recovery system, overfill/overspill buckets, the incremental difference in cost between double-walled piping and single-walled piping, and the incremental difference in cost between double-walled tanks and single-walled tanks. This positive use determination does not apply to any property taxable on or before January 1, 1994. | The following property is used 100% for pollution control and is installed to meet or exceed federal or state regulations: gas tank monitors, overfill/overspill protection, vapor recovery system, overfill/overspill buckets, the incremental difference in cost between double-walled piping and single-walled piping, and the incremental difference in cost between double-walled tanks and single-walled tanks. This positive use determination does not apply to any property taxable on or before January 1, 1994. | 2015-07-22 | 44353.05 | 100
18367 | T1 | 7-Eleven | Store #21445 | 8402 Harry Hines Blvd | Dallas | TX | 75235 | Dallas | CN600240329 | RN102434131 | cathodic protection, overfill/overspill buckets, the incremental difference in cost between the concrete pad located above the underground tanks and piping and the other paving at the service station, and the incremental difference in cost between double-walled tank and single-walled tank. This positive use determination does not apply to any property taxable on or before January 1, 1994. | The following property is used 100% for pollution control and is installed to meet or exceed federal or state regulations: cathodic protection, overfill/overspill buckets, the incremental difference in cost between the concrete pad located above the underground tanks and piping and the other paving at the service station, and the incremental difference in cost between double-walled tank and single-walled tank. This positive use determination does not apply to any property taxable on or before January 1, 1994. | 2015-07-27 | 18755.34 | 100
18368 | T1 | 7-Eleven | Store #12292 | 302 N Marsalis | Dallas | TX | 75203 | Dallas | CN600240329 | RN102240553 | service station equipment. | Returned for failure to respond to a deficiency letter. | 2015-03-25 | 251836.28 | 100
18369 | T1 | 7-Eleven | Store #23379 | 7037 Lake June Rd | Dallas | TX | 75217 | Dallas | CN600240329 | RN102005964 | gas tank monitors, overfill/overspill protection, vapor recovery system, and the incremental difference in cost between double-walled tank and single-walled tank. This positive use determination does not apply to any property taxable on or before January 1, 1994. | The following property is used 100% for pollution control and is installed to meet or exceed federal or state regulations: gas tank monitors, overfill/overspill protection, vapor recovery system, and the incremental difference in cost between double-walled tanks and single-walled tanks. This positive use determination does not apply to any property taxable on or before January 1, 1994. | 2015-07-27 | 66856.8 | 100
18370 | T1 | 7-Eleven | Store #23195 | 5804 Abrams | Dallas | TX | 75214 | Dallas | CN600240329 | RN102008042 | gas tank monitor, overfill/overspill protection, overfill/overspill manhole, automatic leak detectors, vapor recovery systems, and overfill/overspill buckets. This positive use determination does not apply to any property taxable on or before January 1, 1994. | The following property is used 100% for pollution control and is installed to meet or exceed federal or state regulations: gas tank monitor, overfill/overspill protection, overfill/overspill manhole, automatic leak detectors, vapor recovery systems, and overfill/overspill buckets. This positive use determination does not apply to any property taxable on or before January 1, 1994. | 2015-07-28 | 30806.81 | 100
18371 | T1 | 7-Eleven | Store #22890 | 2986 Walnut Hill Ln | Dallas | TX | 75229 | Dallas | CN600240329 | RN102021417 | gas tank monitors and overfill/overspill buckets. This positive use determination does not apply to any property taxable on or before January 1, 1994. | The following property is used 100% for pollution control and is installed to meet or exceed federal or state regulations: gas tank monitors and overfill/overspill buckets. This positive use determination does not apply to any property taxable on or before January 1, 1994. | 2015-07-22 | 9348.97 | 100
18372 | T1 | 7-Eleven | Store #22889 | 10998 Harry Hines Blvd | Dallas | TX | 75220 | Dallas | CN600240329 | RN102278975 | the incremental difference in cost between double-walled piping and single-walled piping and overfill/overspill buckets. This positive use determination does not apply to any property taxable on or before January 1, 1994. | The following property is used 100% for pollution control and is installed to meet or exceed federal or state regulations: the incremental difference in cost between double-walled piping and single-walled piping and overfill/overspill buckets. This positive use determination does not apply to any property taxable on or before January 1, 1994. | 2015-07-22 | 11224.1 | 100
18373 | T1 | 7-Eleven | Store #34102 | 2061 Fort Worth Ave | Dallas | TX | 75208 | Dallas | CN600240329 | RN102227931 | gas tank monitor, tank probes, overfill/overspill buckets, and the incremental difference in cost between double-walled tanks and single-walled tanks. This positive use determination does not apply to any property taxable on or before January 1, 1994. | The following property is used 100% for pollution control and is installed to meet or exceed federal or state regulations: gas tank monitor, tank probes, overfill/overspill buckets, and the incremental difference in cost between double-walled tanks and single-walled tanks. This positive use determination does not apply to any property taxable on or before January 1, 1994. | 2015-07-27 | 94896.95 | 100
18374 | T1 | 7-Eleven | Store #33275 | 5501 S Buckner Blvd | Dallas | TX | 75227 | Dallas | CN600240329 | RN103769386 | gas tank monitor, overfill/overspill manhole, automatic leak detectors, and the incremental difference in cost between double-walled tanks and single-walled tanks. This positive use determination does not apply to any property taxable on or before January 1, 1994. | The following property is used 100% for pollution control and is installed to meet or exceed federal or state regulations: gas tank monitor, overfill/overspill manhole, automatic leak detectors, and the incremental difference in cost between double-walled tanks and single-walled tanks. This positive use determination does not apply to any property taxable on or before January 1, 1994. | 2015-07-27 | 131267.82 | 100
18375 | T1 | 7-Eleven | Store #34104 | 9235 John W Carpenter Fwy | Dallas | TX | 75247 | Dallas | CN600240329 | RN100718683 | gas tank monitor, tank probes, overfill/overspill buckets, the incremental difference in cost between double-walled piping and single-walled piping, and the incremental difference in cost between double-walled tanks and single-walled tanks. This positive use determination does not apply to any property taxable on or before January 1, 1994. | The following property is used 100% for pollution control and is installed to meet or exceed federal or state regulations: gas tank monitor, tank probes, overfill/overspill buckets, the incremental difference in cost between double-walled piping and single-walled piping, and the incremental difference in cost between double-walled tanks and single-walled tanks. This positive use determination does not apply to any property taxable on or before January 1, 1994. | 2015-07-27 | 356340.23 | 100
18376 | T1 | 7-Eleven | Store #33321 | 5712 Skillman | Dallas | TX | 75206 | Dallas | CN600240329 | RN100695972 | overfill/overspill manhole, overfill/overspill buckets, vapor recovery systems, and the incremental difference in cost between double-walled tanks and single-walled tanks. This positive use determination does not apply to any property taxable on or before January 1, 1994. | The following property is used 100% for pollution control and is installed to meet or exceed federal or state regulations: overfill/overspill manhole, overfill/overspill buckets, vapor recovery systems, and the incremental difference in cost between double-walled tanks and single-walled tanks. This positive use determination does not apply to any property taxable on or before January 1, 1994. | 2015-07-27 | 130536.68 | 100
18377 | T1 | 7-Eleven | Store #33690 | 7818 Rowlett Rd | Rowlett | TX | 75089 | Dallas | CN600240329 | RN105503536 | gas tank monitor, tank probes, overfill/overspill manhole, the incremental difference in cost between the concrete pad located above the underground tanks and piping and the other paving at the service station, and the incremental difference in cost between double-walled tanks and single-walled tanks. This positive use determination does not apply to any property taxable on or before January 1, 1994. | The following property is used 100% for pollution control and is installed to meet or exceed federal or state regulations: gas tank monitor, tank probes, overfill/overspill manhole, the incremental difference in cost between the concrete pad located above the underground tanks and piping and the other paving at the service station, and the incremental difference in cost between double-walled tanks and single-walled tanks. This positive use determination does not apply to any property taxable on or before January 1, 1994. | 2015-07-27 | 142740.01 | 100
18378 | T1 | 7-Eleven | Store #33091 | 3040 E Hebron Pkwy | Carrollton | TX | 75010 | Dallas | CN600240329 | RN102016193 | gas tank monitors, automatic leak detectors, overfill/overspill manhole, overfill/overspill buckets, and the incremental difference in cost between double-walled tanks and single-walled tanks. This positive use determination does not apply to any property taxable on or before January 1, 1994. | The following property is used 100% for pollution control and is installed to meet or exceed federal or state regulations: gas tank monitors, automatic leak detectors, overfill/overspill manhole, overfill/overspill buckets, and the incremental difference in cost between double-walled tanks and single-walled tanks. This positive use determination does not apply to any property taxable on or before January 1, 1994. | 2015-07-27 | 131363.37 | 100
18379 | T1 | 7-Eleven | Store #32924 | 5601 Lemmon Ave | Dallas | TX | 75219 | Dallas | CN600240329 | RN102435443 | gas tank monitor, overfill/overspill protection, overfill/overspill manhole, overfill/overspill buckets, and the incremental difference in cost between double-walled tanks and single-walled tanks. This positive use determination does not apply to any property taxable on or before January 1, 1994. | The following property is used 100% for pollution control and is installed to meet or exceed federal or state regulations: gas tank monitor, overfill/overspill protection, overfill/overspill manhole, overfill/overspill buckets, and the incremental difference in cost between double-walled tanks and single-walled tanks. This positive use determination does not apply to any property taxable on or before January 1, 1994. | 2015-07-28 | 144506.45 | 100
18380 | T1 | 7-Eleven | Store #32804 | 8509 Lakeview Parkway | Rowlett | TX | 75088 | Dallas | CN600240329 | RN102053501 | overfill/overspill manhole, overfill/overspill buckets, and the incremental difference in cost between double-walled tanks and single-walled tanks. This positive use determination does not apply to any property taxable on or before January 1, 1994. | The following property is used 100% for pollution control and is installed to meet or exceed federal or state regulations: overfill/overspill manhole, overfill/overspill buckets, and the incremental difference in cost between double-walled tanks and single-walled tanks. This positive use determination does not apply to any property taxable on or before January 1, 1994. | 2015-07-28 | 120607.26 | 100
18381 | T1 | 7-Eleven | Store #32740 | 18078 Marsh Ln | Dallas | TX | 75287 | Dallas | CN600240329 | RN102766037 | gas tank monitor, overfill/overspill manhole, overfill/overspill buckets, and the incremental difference in cost between double-walled tanks and single-walled tanks. This positive use determination does not apply to any property taxable on or before January 1, 1994. | The following property is used 100% for pollution control and is installed to meet or exceed federal or state regulations: gas tank monitor, overfill/overspill manhole, overfill/overspill buckets, and the incremental difference in cost between double-walled tanks and single-walled tanks. This positive use determination does not apply to any property taxable on or before January 1, 1994. | 2015-07-28 | 70597.66 | 100
18382 | T1 | 7-Eleven | Store #27693 | 7815 Garland Rd | Dallas | TX | 75218 | Dallas | CN600240329 | RN102430766 | gas tank monitor, overfill/overspill manhole, overfill/overspill buckets, vapor recovery systems, and the incremental difference in cost between double-walled tanks and single-walled tanks. This positive use determination does not apply to any property taxable on or before January 1, 1994. | The following property is used 100% for pollution control and is installed to meet or exceed federal or state regulations: gas tank monitor, overfill/overspill manhole, overfill/overspill buckets, vapor recovery systems, and the incremental difference in cost between double-walled tanks and single-walled tanks. This positive use determination does not apply to any property taxable on or before January 1, 1994. | 2015-07-28 | 117346.72 | 100
18383 | T1 | 7-Eleven | Store #27658 | 100 W Sandy Lake Rd | Coppell | TX | 75019 | Dallas | CN600240329 | RN102427259 | overfill/overspill buckets and the incremental difference in cost between double-walled tanks and single-walled tanks. This positive use determination does not apply to any property taxable on or before January 1, 1994. | The following property is used 100% for pollution control and is installed to meet or exceed federal or state regulations: overfill/overspill buckets and the incremental difference in cost between double-walled tanks and single-walled tanks. This positive use determination does not apply to any property taxable on or before January 1, 1994. | 2015-07-28 | 60260.02 | 100
18384 | T1 | 7-Eleven | Store #12132 | 2129 Abrams Rd | Dallas | TX | 75214 | Dallas | CN600240329 | RN102020914 | service station equipment. | Returned for failure to respond to a deficiency letter. | 2015-03-25 | 434465 | 100
18385 | T1 | 7-Eleven | Store #12179 | 2802 North Fitzhugh | Dallas | TX | 75204 | Dallas | CN600240329 | RN102435930 | gas tank monitor, overfill/overspill protection, overfill/overspill manhole, tank probes, automatic leak detectors, the incremental difference in cost between the concrete pad located above the underground tanks and piping and the other paving at the service station, and the incremental difference in cost between double-walled tanks and single-walled tanks. This positive use determination does not apply to any property taxable on or before January 1, 1994. | The following property is used 100% for pollution control and is installed to meet or exceed federal or state regulations: gas tank monitor, overfill/overspill protection, overfill/overspill manhole, tank probes, automatic leak detectors, the incremental difference in cost between the concrete pad located above the underground tanks and piping and the other paving at the service station, and the incremental difference in cost between double-walled tanks and single-walled tanks. This positive use determination does not apply to any property taxable on or before January 1, 1994. | 2015-07-27 | 210755.66 | 100
18386 | T1 | 7-Eleven | Store #12200 | 2529 Oak Lawn Ave | Dallas | TX | 75219 | Dallas | CN600240329 | RN102435591 | gas tank monitor, overfill/overspill protection, tank probes, vapor recovery system and automatic leak detectors. This positive use determination does not apply to any property taxable on or before January 1, 1994. | The following property is used 100% for pollution control and is installed to meet or exceed federal or state regulations: gas tank monitor, overfill/overspill protection, tank probes, vapor recovery system and automatic leak detectors. This positive use determination does not apply to any property taxable on or before January 1, 1994. | 2015-07-27 | 51067.7 | 100
18387 | T1 | 7-Eleven | Store #21287 | 1602 N Plano Rd | Richardson | TX | 75081 | Dallas | CN600240329 | RN102039526 | overfill/overspill protection and overfill/overspill manhole. This positive use determination does not apply to any property taxable on or before January 1, 1994. | The following property is used 100% for pollution control and is installed to meet or exceed federal or state regulations: overfill/overspill protection and overfill/overspill manhole. This positive use determination does not apply to any property taxable on or before January 1, 1994. | 2015-07-27 | 10029.49 | 100
18388 | T1 | 7-Eleven | Store #22654 | 3321 Walnut Hill Ln | Irving | TX | 75038 | Dallas | CN600240329 | RN101992519 | gas tank monitors, overfill/overspill manhole, cathodic protection, and the incremental difference in cost between double-walled tanks and single-walled tanks. This positive use determination does not apply to any property taxable on or before January 1, 1994. | The following property is used 100% for pollution control and is installed to meet or exceed federal or state regulations: gas tank monitors, overfill/overspill manhole, cathodic protection, and the incremental difference in cost between double-walled tanks and single-walled tanks. This positive use determination does not apply to any property taxable on or before January 1, 1994. | 2015-07-22 | 251783.82 | 100
18389 | T1 | 7-Eleven | Store #21972 | 8902 Garland Rd | Dallas | TX | 75218 | Dallas | CN600240329 | RN102008240 | gas tank monitors, vapor recovery system, overfill/overspill buckets, the incremental difference in cost between double-walled piping and single-walled piping, and the incremental difference in cost between double-walled tanks and single-walled tanks. This positive use determination does not apply to any property taxable on or before January 1, 1994. | The following property is used 100% for pollution control and is installed to meet or exceed federal or state regulations: gas tank monitors, vapor recovery system, overfill/overspill buckets, the incremental difference in cost between double-walled piping and single-walled piping, and the incremental difference in cost between double-walled tanks and single-walled tanks. This positive use determination does not apply to any property taxable on or before January 1, 1994. | 2015-07-27 | 40927.46 | 100
18390 | T1 | 7-Eleven | Store #21764 | 2990 Lombardy Ln | Dallas | TX | 75220 | Dallas | CN600240329 | RN102028305 | gas tank monitors, overfill/overspill protection, vapor recovery system, overfill/overspill buckets, and the incremental difference in cost between double-walled tank and single-walled tank. This positive use determination does not apply to any property taxable on or before January 1, 1994. | The following property is used 100% for pollution control and is installed to meet or exceed federal or state regulations: gas tank monitors, overfill/overspill protection, vapor recovery system, overfill/overspill buckets, and the incremental difference in cost between double-walled tank and single-walled tank. This positive use determination does not apply to any property taxable on or before January 1, 1994. | 2015-07-27 | 64176.81 | 100
18391 | T1 | 7-Eleven | Store #21446 | 510 N Nursery | Irving | TX | 75061 | Dallas | CN600240329 | RN102276961 | gas tank monitors, tank probes, vapor recovery system, automatic leak detectors, cathodic protection, and overfill/overspill buckets. This positive use determination does not apply to any property taxable on or before January 1, 1994. | The following property is used 100% for pollution control and is installed to meet or exceed federal or state regulations: gas tank monitors, tank probes, vapor recovery system, automatic leak detectors, cathodic protection, and overfill/overspill buckets. This positive use determination does not apply to any property taxable on or before January 1, 1994. | 2015-07-27 | 58647.97 | 100
18392 | T1 | 7-Eleven | Store #21368 | 2120 Greenville Ave | Dallas | TX | 75206 | Dallas | CN600240329 | RN102038023 | gas tank monitor, tank probes, the incremental difference in cost between double-walled piping and single-walled piping, the incremental difference in cost between the concrete pad located above the underground tanks and piping and the other paving at the service station, and the incremental difference in cost between double-walled tanks and single-walled tanks. This positive use determination does not apply to any property taxable on or before January 1, 1994. | The following property is used 100% for pollution control and is installed to meet or exceed federal or state regulations: gas tank monitor, tank probes, the incremental difference in cost between double-walled piping and single-walled piping, the incremental difference in cost between the concrete pad located above the underground tanks and piping and the other paving at the service station, and the incremental difference in cost between double-walled tanks and single-walled tanks. This positive use determination does not apply to any property taxable on or before January 1, 1994. | 2015-07-27 | 75074.12 | 100
18393 | T1 | 7-Eleven | Store #21261 | 230 W Pioneer Pkwy | Grand Prairie | TX | 75051 | Dallas | CN600240329 | RN102043726 | gas tank monitor, overfill/overspill manhole, and the incremental difference in cost between double-walled tank and single-walled tank. This positive use determination does not apply to any property taxable on or before January 1, 1994. | The following property is used 100% for pollution control and is installed to meet or exceed federal or state regulations: gas tank monitor, overfill/overspill manhole, and the incremental difference in cost between double-walled tank and single-walled tank. This positive use determination does not apply to any property taxable on or before January 1, 1994. | 2015-07-27 | 12718.47 | 100
18394 | T1 | 7-Eleven | Store #35635 | 11900 Lake June Rd | Balch Springs | TX | 75180 | Dallas | CN600240329 | RN106359888 | service station equipment. | Returned for failure to respond to a deficiency letter. | 2015-03-25 | 480663.65 | 100
18395 | T1 | 7-Eleven | Store #35379 | 5420 N MacArthur | Irving | TX | 75038 | Dallas | CN600240329 | RN101992501 | gas tank monitor and the incremental difference in cost between double-walled tanks and single-walled tanks. This positive use determination does not apply to any property taxable on or before January 1, 1994. | The following property is used 100% for pollution control and is installed to meet or exceed federal or state regulations: gas tank monitor and the incremental difference in cost between double-walled tanks and single-walled tanks. This positive use determination does not apply to any property taxable on or before January 1, 1994. | 2015-07-27 | 30483.99 | 100
18396 | T1 | 7-Eleven | Store #35399 | 1325 Gross Rd | Mesquite | TX | 75149 | Dallas | CN600240329 | RN102659000 | gas tank monitor and the incremental difference in cost between double-walled tanks and single-walled tanks. | The following property is used 100% for pollution control and is installed to meet or exceed federal or state regulations: gas tank monitor and the incremental difference in cost between double-walled tanks and single-walled tanks. This positive use determination does not apply to any property taxable on or before January 1, 1994. | 2015-07-27 | 82560.47 | 100
18397 | T1 | 7-Eleven | Store #35391 | 5401 George Bush | Garland | TX | 75044 | Dallas | CN600240329 | RN102660305 | gas tank monitor and the incremental difference in cost between double-walled tanks and single-walled tanks. This positive use determination does not apply to any property taxable on or before January 1, 1994. | The following property is used 100% for pollution control and is installed to meet or exceed federal or state regulations: gas tank monitor and the incremental difference in cost between double-walled tanks and single-walled tanks. This positive use determination does not apply to any property taxable on or before January 1, 1994. | 2015-07-27 | 76354.25 | 100
18398 | T1 | 7-Eleven | Store #35403 | 5671 E Mockingbird Ln | Dallas | TX | 75206 | Dallas | CN600240329 | RN102660172 | gas tank monitor and the incremental difference in cost between double-walled tanks and single-walled tanks. This positive use determination does not apply to any property taxable on or before January 1, 1994. | The following property is used 100% for pollution control and is installed to meet or exceed federal or state regulations: gas tank monitor and the incremental difference in cost between double-walled tanks and single-walled tanks. This positive use determination does not apply to any property taxable on or before January 1, 1994. | 2015-07-27 | 88125.36 | 100
18399 | T1 | 7-Eleven | Store #35395 | 3200 W Illinois Ave | Dallas | TX | 75211 | Dallas | CN600240329 | RN102659059 | gas tank monitor and the incremental difference in cost between double-walled tanks and single-walled tanks. This positive use determination does not apply to any property taxable on or before January 1, 1994. | The following property is used 100% for pollution control and is installed to meet or exceed federal or state regulations: gas tank monitor and the incremental difference in cost between double-walled tanks and single-walled tanks. This positive use determination does not apply to any property taxable on or before January 1, 1994. | 2015-07-27 | 78382.48 | 100
18400 | T1 | 7-Eleven | Store #35409 | 1607 Inwood Rd | Dallas | TX | 75247 | Dallas | CN600240329 | RN102654076 | gas tank monitor and the incremental difference in cost between double-walled tanks and single-walled tanks. This positive use determination does not apply to any property taxable on or before January 1, 1994. | The following property is used 100% for pollution control and is installed to meet or exceed federal or state regulations: gas tank monitor and the incremental difference in cost between double-walled tanks and single-walled tanks. This positive use determination does not apply to any property taxable on or before January 1, 1994. | 2015-07-27 | 134777.15 | 100
18401 | T1 | 7-Eleven | Store #24415 | 10468 Garland Rd | Dallas | TX | 75218 | Dallas | CN600240329 | RN102211281 | gas tank monitor, overfill/overspill protection, vapor recovery systems, drop tubes, overfill/overspill buckets, and the incremental difference in cost between double-walled tank and single-walled tank. This positive use determination does not apply to any property taxable on or before January 1, 1994. | The following property is used 100% for pollution control and is installed to meet or exceed federal or state regulations: gas tank monitor, overfill/overspill protection, vapor recovery systems, drop tubes, overfill/overspill buckets, and the incremental difference in cost between double-walled tank and single-walled tank. This positive use determination does not apply to any property taxable on or before January 1, 1994. | 2015-07-27 | 45912.59 | 100
18402 | T1 | 7-Eleven | Store #33123 | 502 Clay Mathis | Mesquite | TX | 75181 | Dallas | CN600240329 | RN101550770 | gas tank monitor, overfill/overspill manhole, overfill/overspill buckets, automatic leak detectors, and the incremental difference in cost between double-walled tanks and single-walled tanks. This positive use determination does not apply to any property taxable on or before January 1, 1994. | The following property is used 100% for pollution control and is installed to meet or exceed federal or state regulations: gas tank monitor, overfill/overspill manhole, overfill/overspill buckets, automatic leak detectors, and the incremental difference in cost between double-walled tanks and single-walled tanks. This positive use determination does not apply to any property taxable on or before January 1, 1994. | 2015-07-27 | 146234.21 | 100
18403 | T1 | 7-Eleven | Store #34236 | 1101 W Airport Fwy | Irving | TX | 75062 | Dallas | CN600240329 | RN102147154 | gas tank monitor, tank probes, automatic leak detectors, the incremental difference in cost between the concrete pad located above the underground tanks and piping and the other paving at the service station, and the incremental difference in cost between double-walled tanks and single-walled tanks. This positive use determination does not apply to any property taxable on or before January 1, 1994. | The following property is used 100% for pollution control and is installed to meet or exceed federal or state regulations: gas tank monitor, tank probes, automatic leak detectors, the incremental difference in cost between the concrete pad located above the underground tanks and piping and the other paving at the service station, and the incremental difference in cost between double-walled tanks and single-walled tanks. This positive use determination does not apply to any property taxable on or before January 1, 1994. | 2015-07-27 | 196680.43 | 100
18404 | T1 | 7-Eleven | Store #33121 | 4200 Abrams | Dallas | TX | 75214 | Dallas | CN600240329 | RN102429669 | drop tubes, overfill/overspill manhole, overfill/overspill buckets, and the incremental difference in cost between double-walled tanks and single-walled tanks. This positive use determination does not apply to any property taxable on or before January 1, 1994. | The following property is used 100% for pollution control and is installed to meet or exceed federal or state regulations: drop tubes, overfill/overspill manhole, overfill/overspill buckets, and the incremental difference in cost between double-walled tanks and single-walled tanks. This positive use determination does not apply to any property taxable on or before January 1, 1994. | 2015-07-27 | 146337.74 | 100
18405 | T1 | 7-Eleven | Store #35378 | 8375 N Beltline Rd | Irving | TX | 75063 | Dallas | CN600240329 | RN103002341 | gas tank monitor and the incremental difference in cost between double-walled tanks and single-walled tanks. This positive use determination does not apply to any property taxable on or before January 1, 1994. | The following property is used 100% for pollution control and is installed to meet or exceed federal or state regulations: gas tank monitor and the incremental difference in cost between double-walled tanks and single-walled tanks. This positive use determination does not apply to any property taxable on or before January 1, 1994. | 2015-07-27 | 132158.38 | 100
18406 | T1 | 7-Eleven | Store #33126 | 7801 N Beltline Rd | Irving | TX | 75063 | Dallas | CN600240329 | RN102025095 | gas tank monitor, overfill/overspill manhole, tank probes, liquid sensors, automatic leak detectors, backflow prevention valve, overfill/overspill buckets, and the incremental difference in cost between double-walled tanks and single-walled tanks. This positive use determination does not apply to any property taxable on or before January 1, 1994. | The following property is used 100% for pollution control and is installed to meet or exceed federal or state regulations: gas tank monitor, overfill/overspill manhole, tank probes, liquid sensors, automatic leak detectors, backflow prevention valve, overfill/overspill buckets, and the incremental difference in cost between double-walled tanks and single-walled tanks. This positive use determination does not apply to any property taxable on or before January 1, 1994. | 2015-07-27 | 126958.14 | 100
18407 | T1 | 7-Eleven | Store #33122 | 2601 FAITHON P LEWIS PKWY | Mesquite | TX | 75181 | Dallas | CN600240329 | RN103758272 | service station equipment. | Returned for failure to respond to a deficiency letter. | 2015-03-25 | 589697.58 | 100
18408 | T1 | 7-Eleven | Store #33116 | 6881 Greenville Ave | Dallas | TX | 75231 | Dallas | CN600240329 | RN103009346 | service station equipment. | Returned for failure to respond to a deficiency letter. | 2015-03-25 | 274136.27 | 100
18409 | T1 | 7-Eleven | Store #22788 | 5365 Spring Valley | Dallas | TX | 75240 | Dallas | CN600240329 | RN102353455 | service station equipment. | Returned for failure to respond to a deficiency letter. | 2015-03-25 | 168540.05 | 100
18410 | T1 | 7-Eleven | Store #25298 | 1865 Rosemeade | Carrollton | TX | 75007 | Dallas | CN600240329 | RN102432754 | service station equipment. | Returned for failure to respond to a deficiency letter. | 2015-03-25 | 188398.54 | 100
18411 | T1 | 7-Eleven | Store #26702 | 3637 Forest Ln | Dallas | TX | 75234 | Dallas | CN600240329 | RN102143914 | service station equipment. | Returned for failure to respond to a deficiency letter. | 2015-03-25 | 67470.71 | 100
18412 | T1 | 7-Eleven | Store #25567 | 1155 E Redbird | Dallas | TX | 75241 | Dallas | CN600240329 | RN102256815 | service station equipment. | Returned for failure to respond to a deficiency letter. | 2015-03-25 | 180841.83 | 100
18413 | T1 | 7-Eleven | Store #25511 | 9820 Walnut | Dallas | TX | 75243 | Dallas | CN600240329 | RN102232972 | service station equipment. | Returned for failure to respond to a deficiency letter. | 2015-03-25 | 174877.13 | 100
18414 | T1 | 7-Eleven | Store #25274 | 4118 W Airport Frwy | Irving | TX | 75062 | Dallas | CN600240329 | RN102011996 | service station equipment. | Returned for failure to respond to a deficiency letter. | 2015-03-25 | 300211.33 | 100
18415 | T1 | 7-Eleven | Store #25250 | 5500 E Grand | Dallas | TX | 75223 | Dallas | CN600240329 | RN102232105 | service station equipment. | Returned for failure to respond to a deficiency letter. | 2015-03-25 | 423218.54 | 100
18416 | T1 | 7-Eleven | Store #24634 | 4163 Northgate Rd | Irving | TX | 75062 | Dallas | CN600240329 | RN102013869 | service station equipment. | Returned for failure to respond to a deficiency letter. | 2015-03-18 | 119272.75 | 100
18417 | T1 | 7-Eleven | Store #24625 | 3230 West Davis | Dallas | TX | 75211 | Dallas | CN600240329 | RN102432010 | service station equipment. | Returned for failure to respond to a deficiency letter. | 2015-03-25 | 288469.49 | 100
18418 | T1 | 7-Eleven | Store #24584 | 4201 Travis Street | Dallas | TX | 75205 | Dallas | CN600240329 | RN102259769 | service station equipment. | Returned for failure to respond to a deficiency letter. | 2015-03-25 | 217485.35 | 100
18419 | T1 | 7-Eleven | Store #24579 | 3733 W Northwest Highway | Dallas | TX | 75220 | Dallas | CN600240329 | RN102260908 | service station equipment. | Returned for failure to respond to a deficiency letter. | 2015-03-25 | 179624.11 | 100
18420 | T1 | 7-Eleven | Store #24499 | 9804 Ferguson Rd | Dallas | TX | 75228 | Dallas | CN600240329 | RN102233822 | service station equipment. | Returned for failure to respond to a deficiency letter. | 2015-03-25 | 177641.48 | 100
18421 | T1 | 7-Eleven | Store #24466 | 10100 Burton Rd | Dallas | TX | 75217 | Dallas | CN600240329 | RN102231808 | service station equipment. | Returned for failure to respond to a deficiency letter. | 2015-03-25 | 172573.18 | 100
18422 | T1 | 7-Eleven | Store #24409 | 3001 North Beltline | Irving | TX | 75062 | Dallas | CN600240329 | RN10219221 | service station equipment. | Returned for failure to respond to a deficiency letter. | 2015-03-25 | 191077.69 | 100
18423 | T1 | 7-Eleven | Store #24092 | 9750 Walnut Hill | Dallas | TX | 75238 | Dallas | CN600240329 | RN102230257 | service station equipment. | Returned for failure to respond to a deficiency letter. | 2015-03-25 | 153745.82 | 100
18424 | T1 | 7-Eleven | Store #24039 | 615 South Main | Duncanville | TX | 75116 | Dallas | CN600240329 | RN102047024 | service station equipment. | Returned for failure to respond to a deficiency letter. | 2015-03-25 | 227581.14 | 100
18425 | T1 | 7-Eleven | Store #22948 | 5403 Arapaho Rd | Dallas | TX | 75248 | Dallas | CN600240329 | RN102432952 | service station equipment. | Returned for failure to respond to a deficiency letter. | 2015-03-25 | 397800.45 | 100
18426 | T1 | 7-Eleven | Store #22904 | 1500 N Hampton | Desoto | TX | 75115 | Dallas | CN600240329 | RN102250859 | service station equipment. | Returned for failure to respond to a deficiency letter. | 2015-03-25 | 58784.99 | 100
18427 | T1 | 7-Eleven | Store #23989 | 11803 Preston Rd | Dallas | TX | 75230 | Dallas | CN600240329 | RN102039567 | service station equipment. | Returned for failure to respond to a deficiency letter. | 2015-03-25 | 358440.32 | 100
18428 | T1 | 7-Eleven | Store #34490 | 9230 Skillman Street | Dallas | TX | 75243 | Dallas | CN600240329 | RN105989198 | service station equipment. | Returned for failure to respond to a deficiency letter. | 2015-03-25 | 389923.11 | 100
18429 | T1 | 7-Eleven | Store #25764 | 10690 Walnut Hill | Dallas | TX | 75238 | Dallas | CN600240329 | RN102061801 | service station equipment. | Withdrawn/Returned | 2015-03-25 | 211480.03 | 100
18430 | T1 | 7-Eleven | 13601 CF Hawn Frwy | 13601 CF Hawn Frwy | Dallas | TX | 75253 | Dallas | CN600240329 | RN102230182 | service station equipment. | Returned for failure to respond to a deficiency letter. | 2015-03-25 | 569518.29 | 100
18431 | T1 | 7-Eleven | Store #26776 | 757 E Belt Line Rd | De Soto | TX | 75115 | Dallas | CN600240329 | RN102021961 | service station equipment. | Returned for failure to respond to a deficiency letter. | 2015-03-25 | 239335.05 | 100
18432 | T1 | 7-Eleven | Store #26721 | 2750 West Northwest Highway | Dallas | TX | 75220 | Dallas | CN600240329 | RN102256757 | service station equipment. | Returned for failure to respond to a deficiency letter. | 2015-03-25 | 202754.55 | 100
18433 | T1 | 7-Eleven | Store #26589 | 2800 N O CONNOR RD | Irving | TX | 75062 | Dallas | CN600240329 | RN102270246 | service station equipment. | Returned for failure to respond to a deficiency letter. | 2015-03-25 | 281069.06 | 100
18434 | T1 | 7-Eleven | Store #35635 | 11900 Lake June Rd | Balch Springs | TX | 75180 | Dallas | CN600240329 | RN106359888 | gas tank monitor, overfill/overspill buckets, the incremental difference in cost between double-walled piping and single-walled piping, the incremental difference in cost between the concrete pad located above the underground tanks and piping and the other paving at the service station and the incremental difference in cost between double-walled tanks and single-walled tanks. This positive use determination does not apply to any property taxable on or before January 1, 1994. | The following property is used 100% for pollution control and is installed to meet or exceed federal or state regulations: gas tank monitor, overfill/overspill buckets, the incremental difference in cost between double-walled piping and single-walled piping, the incremental difference in cost between the concrete pad located above the underground tanks and piping and the other paving at the service station and the incremental difference in cost between double-walled tanks and single-walled tanks. This positive use determination does not apply to any property taxable on or before January 1, 1994. | 2015-07-27 | 287608.24 | 100
18435 | T1 | 7-Eleven | Store #35398 | 2509 NE Parkway | Garland | TX | 75040 | Dallas | CN600240329 | RN102659661 | service station equipment. | Returned for failure to respond to a deficiency letter. | 2015-03-25 | 241431.61 | 100
18436 | T1 | 7-Eleven | 822 E Camp Wisdom Rd | 822 E Camp Wisdom Rd | Duncanville | TX | 75116 | Dallas | CN600240329 | RN109299552 | service station equipment. | Returned for failure to respond to a deficiency letter. | 2015-03-25 | 280342.23 | 100
18437 | T1 | 7-Eleven | Store #32914 | 6122 Broadway | Garland | TX | 75043 | Dallas | CN600240329 | RN102057007 | service station equipment. | Returned for failure to respond to a deficiency letter. | 2015-03-25 | 700718.89 | 100
18438 | T1 | 7-Eleven | Store #36371 | 7235 N George Bush Hwy | Garland | TX | 75044 | Dallas | CN600240329 | RN102485828 | service station equipment. | Returned for failure to respond to a deficiency letter. | 2015-03-25 | 169887.57 | 100
18439 | T1 | 7-Eleven | Store #36368 | 2230 Marsh Ln | Carrollton | TX | 75006 | Dallas | CN600240329 | RN102481801 | service station equipment. | Returned for failure to respond to a deficiency letter. | 2015-03-25 | 211368.04 | 100
18440 | T1 | 7-Eleven | Store #30423 | 103 S Cedar Ridge Rd | Duncanville | TX | 75116 | Dallas | CN600240329 | RN102435831 | service station equipment. | Returned for failure to respond to a deficiency letter. | 2015-03-25 | 223176.33 | 100
18441 | T1 | 7-Eleven | 1428 Oates | 1428 Oates | Mesquite | TX | 75150 | Dallas | CN600240329 | RN100676055 | service station equipment. | Returned for failure to respond to a deficiency letter. | 2015-03-25 | 254093.57 | 100
18442 | T1 | 7-Eleven | Store #27646 | 1102 W Kiest Blvd | Dallas | TX | 75224 | Dallas | CN600240329 | RN102030608 | service station equipment. | Returned for failure to respond to a deficiency letter. | 2015-03-25 | 105521.3 | 100
18443 | T1 | 7-Eleven | Store #29380 | 1501 North Interstate35 E | Desoto | TX | 75115 | Dallas | CN600240329 | RN102253630 | service station equipment. | Returned for failure to respond to a deficiency letter. | 2015-03-25 | 216931.07 | 100
18444 | T1 | 7-Eleven | Store #27646 | 1102 W Kiest Blvd | Dallas | TX | 75224 | Dallas | CN600240329 | RN102030608 | service station equipment. | Returned for failure to respond to a deficiency letter. | 2015-03-25 | 116865.29 | 100
18445 | T1 | 7-Eleven | Store #25842 | 3640 Gus Thomasson | Mesquite | TX | 75150 | Dallas | CN600240329 | RN102235629 | service station equipment. | Returned for failure to respond to a deficiency letter. | 2015-03-25 | 204018.96 | 100
18446 | T1 | 7-Eleven | Store #27528 | 2145 Josey Lane | Carrollton | TX | 75006 | Dallas | CN600240329 | RN102258670 | service station equipment. | Returned for failure to respond to a deficiency letter. | 2015-03-25 | 234183.5 | 100
18447 | T1 | 7-Eleven | 1803 N Galloway | 1803 N Galloway | Mesquite | TX | 75149 | Dallas | CN600240329 | RN102028933 | service station equipment. | Returned for failure to respond to a deficiency letter. | 2015-03-25 | 207793.22 | 100
18448 | T1 | 7-Eleven | Store #25758 | 1600 E State HWY 356 | Irving | TX | 75060 | Dallas | CN600240329 | RN102009990 | gas tank monitor, overfill/overspill manhole, spill containers, automatic leak detectors, overfill/overspill buckets, the incremental difference in cost between the concrete pad located above the underground tanks and piping and the other paving at the service station, and the incremental difference in cost between double-walled tanks and single-walled tanks. This positive use determination does not apply to any property taxable on or before January 1, 1994. | The following property is used 100% for pollution control and is installed to meet or exceed federal or state regulations: gas tank monitor, overfill/overspill manhole, spill containers, automatic leak detectors, overfill/overspill buckets, the incremental difference in cost between the concrete pad located above the underground tanks and piping and the other paving at the service station, and the incremental difference in cost between double-walled tanks and single-walled tanks. This positive use determination does not apply to any property taxable on or before January 1, 1994. | 2015-07-27 | 89254.57 | 100
18449 | T1 | 7-Eleven | Store #27427 | 3602 S Lancaster | Dallas | TX | 75216 | Dallas | CN600240329 | RN102049475 | gas tank monitor, overfill/overspill manhole, overfill/overspill protection, vapor recovery system, overfill/overspill buckets, the incremental difference in cost between double-walled piping and single-walled piping, the incremental difference in cost between the concrete pad located above the underground tanks and piping and the other paving at the service station, and the incremental difference in cost between double-walled tanks and single-walled tanks. This positive use determination does not apply to any property taxable on or before January 1, 1994. | The following property is used 100% for pollution control and is installed to meet or exceed federal or state regulations: gas tank monitor, overfill/overspill manhole, overfill/overspill protection, vapor recovery system, overfill/overspill buckets, the incremental difference in cost between double-walled piping and single-walled piping, the incremental difference in cost between the concrete pad located above the underground tanks and piping and the other paving at the service station, and the incremental difference in cost between double-walled tanks and single-walled tanks. This positive use determination does not apply to any property taxable on or before January 1, 1994. | 2015-07-28 | 318089.56 | 100
18450 | T1 | 7-Eleven | Store #27372 | 2635 Willowbrook | Dallas | TX | 75220 | Dallas | CN600240329 | RN102274149 | gas tank monitor, overfill/overspill buckets, and the incremental difference in cost between double-walled tanks and single-walled tanks. This positive use determination does not apply to any property taxable on or before January 1, 1994. | The following property is used 100% for pollution control and is installed to meet or exceed federal or state regulations: gas tank monitor, overfill/overspill buckets, and the incremental difference in cost between double-walled tanks and single-walled tanks. This positive use determination does not apply to any property taxable on or before January 1, 1994. | 2015-07-28 | 17988.6 | 100
18451 | T1 | 7-Eleven | Store #26376 | 3401 N Story Rd | Irving | TX | 75062 | Dallas | CN600240329 | RN102272283 | tank probes, vapor recovery system, backflow valve preventer, and overfill/overspill buckets. This positive use determination does not apply to any property taxable on or before January 1, 1994. | The following property is used 100% for pollution control and is installed to meet or exceed federal or state regulations: tank probes, vapor recovery system, backflow valve preventer, and overfill/overspill buckets. This positive use determination does not apply to any property taxable on or before January 1, 1994. | 2015-07-28 | 30143.5 | 100
18452 | T1 | 7-Eleven | Store #27334 | 826 E Hwy 67 | Duncanville | TX | 75137 | Dallas | CN600240329 | RN102231172 | overfill/overspill protection, vapor recovery system, and overfill/overspill buckets. This positive use determination does not apply to any property taxable on or before January 1, 1994. | The following property is used 100% for pollution control and is installed to meet or exceed federal or state regulations: overfill/overspill protection, vapor recovery system, and overfill/overspill buckets. This positive use determination does not apply to any property taxable on or before January 1, 1994. | 2015-07-28 | 15558.17 | 100
18453 | T1 | 7-Eleven | Store #26906 | 225 E Colorado | Dallas | TX | 75203 | Dallas | CN600240329 | RN102031515 | gas tank monitor, overfill/overspill buckets, tank probes, vapor recovery systems, automatic leak detectors, the incremental difference in cost between double-walled piping and single-walled piping, and the incremental difference in cost between double-walled tanks and single-walled tanks. This positive use determination does not apply to any property taxable on or before January 1, 1994. | The following property is used 100% for pollution control and is installed to meet or exceed federal or state regulations: gas tank monitor, overfill/overspill buckets, tank probes, vapor recovery systems, automatic leak detectors, the incremental difference in cost between double-walled piping and single-walled piping, and the incremental difference in cost between double-walled tanks and single-walled tanks. This positive use determination does not apply to any property taxable on or before January 1, 1994. | 2015-07-28 | 323958.7 | 100
18454 | T1 | 7-Eleven | Store #26885 | 6833 W NW Hwy | Dallas | TX | 75225 | Dallas | CN600240329 | RN104781513 | gas tank monitor, overfill/overspill manhole, tank probes, automatic leak detectors, the incremental difference in cost between the concrete pad located above the underground tanks and piping and the other paving at the service station, and the incremental difference in cost between double-walled tanks and single-walled tanks. This positive use determination does not apply to any property taxable on or before January 1, 1994. | The following property is used 100% for pollution control and is installed to meet or exceed federal or state regulations: gas tank monitor, overfill/overspill manhole, tank probes, automatic leak detectors, the incremental difference in cost between the concrete pad located above the underground tanks and piping and the other paving at the service station, and the incremental difference in cost between double-walled tanks and single-walled tanks. This positive use determination does not apply to any property taxable on or before January 1, 1994. | 2015-07-28 | 137000.65 | 100
18455 | T1 | 7-Eleven | Store #26235 | 2318 Galloway Rd | Mesquite | TX | 75150 | Dallas | CN600240329 | RN102236767 | overfill/overspill manhole, overfill/overspill protection, tank probes, vapor recovery systems, and overfill/overspill buckets. This positive use determination does not apply to any property taxable on or before January 1, 1994. | The following property is used 100% for pollution control and is installed to meet or exceed federal or state regulations: overfill/overspill manhole, overfill/overspill protection, tank probes, vapor recovery systems, and overfill/overspill buckets. This positive use determination does not apply to any property taxable on or before January 1, 1994. | 2015-07-28 | 53517.26 | 100
18456 | T1 | 7-Eleven | Store #26151 | 1410 E Illinois Ave | Dallas | TX | 75216 | Dallas | CN600240329 | RN102257813 | gas tank monitor, tank probes, overfill/overspill buckets, the incremental difference in cost between the concrete pad located above the underground tanks and piping and the other paving at the service station, and the incremental difference in cost between double-walled tanks and single-walled tanks. This positive use determination does not apply to any property taxable on or before January 1, 1994. | The following property is used 100% for pollution control and is installed to meet or exceed federal or state regulations: gas tank monitor, tank probes, overfill/overspill buckets, the incremental difference in cost between the concrete pad located above the underground tanks and piping and the other paving at the service station, and the incremental difference in cost between double-walled tanks and single-walled tanks. This positive use determination does not apply to any property taxable on or before January 1, 1994. | 2015-07-27 | 159329.63 | 100
18457 | T1 | 7-Eleven | Store #35421 | 10804 Preston Rd | Dallas | TX | 75230 | Dallas | CN600240329 | RN100526144 | gas tank monitor and the incremental difference in cost between double-walled tanks and single-walled tanks. This positive use determination does not apply to any property taxable on or before January 1, 1994. | The following property is used 100% for pollution control and is installed to meet or exceed federal or state regulations: gas tank monitor and the incremental difference in cost between double-walled tanks and single-walled tanks. This positive use determination does not apply to any property taxable on or before January 1, 1994. | 2015-07-27 | 59601.72 | 100
18458 | T1 | 7-Eleven | Store #36489 | 1700 W Bruton | Balch Springs | TX | 75180 | Dallas | CN600240329 | RN105488274 | gas tank monitor, the incremental difference in cost between double-walled piping and single-walled piping, and the incremental difference in cost between double-walled tank and single-walled tank. This positive use determination does not apply to any property taxable on or before January 1, 1994. | The following property is used 100% for pollution control and is installed to meet or exceed federal or state regulations: gas tank monitor, the incremental difference in cost between double-walled piping and single-walled piping, and the incremental difference in cost between double-walled tank and single-walled tank. This positive use determination does not apply to any property taxable on or before January 1, 1994. | 2015-07-27 | 53787.73 | 100
18459 | T1 | 7-Eleven | Store #36364 | 770 W LBJ | Irving | TX | 75063 | Dallas | CN600240329 | RN102481686 | gas tank monitors, overfill/overspill buckets, the incremental difference in cost between double-walled piping and single-walled piping, and the incremental difference in cost between double-walled tanks and single-walled tanks. This positive use determination does not apply to any property taxable on or before January 1, 1994. | The following property is used 100% for pollution control and is installed to meet or exceed federal or state regulations: gas tank monitors, overfill/overspill buckets, the incremental difference in cost between double-walled piping and single-walled piping, and the incremental difference in cost between double-walled tanks and single-walled tanks. This positive use determination does not apply to any property taxable on or before January 1, 1994. | 2015-07-27 | 27190.28 | 100
18460 | T1 | 7-Eleven | Store #36372 | 2435 W Miller Rd | Garland | TX | 75041 | Dallas | CN600240329 | RN102481470 | gas tank monitor and the incremental difference in cost between double-walled tanks and single-walled tanks. This positive use determination does not apply to any property taxable on or before January 1, 1994. | The following property is used 100% for pollution control and is installed to meet or exceed federal or state regulations: gas tank monitor and the incremental difference in cost between double-walled tanks and single-walled tanks. This positive use determination does not apply to any property taxable on or before January 1, 1994. | 2015-07-27 | 58009.07 | 100
18461 | T1 | 7-Eleven | Store #36349 | 5003 N O Connor Rd | Irving | TX | 75062 | Dallas | CN600240329 | RN102457975 | gas tank monitor and the incremental difference in cost between double-walled tanks and single-walled tanks. This positive use determination does not apply to any property taxable on or before January 1, 1994. | The following property is used 100% for pollution control and is installed to meet or exceed federal or state regulations: gas tank monitor and the incremental difference in cost between double-walled tanks and single-walled tanks. This positive use determination does not apply to any property taxable on or before January 1, 1994. | 2015-07-27 | 18440.06 | 100
18462 | T1 | 7-Eleven | Store #35624 | 1717 Pflugerville Pkwy | Pflugerville | TX | 78660 | Travis | CN600240329 | RN106513229 | service station equipment. | Returned for failure to respond to a deficiency letter. | 2015-03-25 | 460663.65 | 100
18463 | T1 | 7-Eleven | Store #35972 | 6401 Riverside Dr | Irving | TX | 75039 | Dallas | CN600240329 | RN106548506 | gas tank monitor, overfill/overspill buckets, the incremental difference in cost between double-walled piping and single-walled piping, the incremental difference in cost between the concrete pad located above the underground tanks and piping and the other paving at the service station and the incremental difference in cost between double-walled tanks and single-walled tanks. This positive use determination does not apply to any property taxable on or before January 1, 1994. | The following property is used 100% for pollution control and is installed to meet or exceed federal or state regulations: gas tank monitor, overfill/overspill buckets, the incremental difference in cost between double-walled piping and single-walled piping, the incremental difference in cost between the concrete pad located above the underground tanks and piping and the other paving at the service station and the incremental difference in cost between double-walled tanks and single-walled tanks. This positive use determination does not apply to any property taxable on or before January 1, 1994. | 2015-07-27 | 324406.34 | 100
18464 | T1 | 7-Eleven | Store #36362 | 14106 Dallas Pkwy | Dallas | TX | 75254 | Dallas | CN600240329 | RN101472793 | gas tank monitor, the incremental difference in cost between double-walled piping and single-walled piping, and the incremental difference in cost between double-walled tanks and single-walled tanks. This positive use determination does not apply to any property taxable on or before January 1, 1994. | The following property is used 100% for pollution control and is installed to meet or exceed federal or state regulations: gas tank monitor, the incremental difference in cost between double-walled piping and single-walled piping, and the incremental difference in cost between double-walled tanks and single-walled tanks. This positive use determination does not apply to any property taxable on or before January 1, 1994. | 2015-07-28 | 22706.95 | 100
18465 | T1 | 7-Eleven | Store #36365 | 2358 Royal Ln | Dallas | TX | 75229 | Dallas | CN600240329 | RN104348602 | gas tank monitor, tank probes, and the incremental difference in cost between double-walled tanks and single-walled tanks. This positive use determination does not apply to any property taxable on or before January 1, 1994. | The following property is used 100% for pollution control and is installed to meet or exceed federal or state regulations: gas tank monitor, tank probes, and the incremental difference in cost between double-walled tanks and single-walled tanks. This positive use determination does not apply to any property taxable on or before January 1, 1994. | 2015-07-27 | 18929.1 | 100
18466 | T1 | 7-Eleven | Store #36375 | 3700 IH 30 | Mesquite | TX | 75150 | Dallas | CN600240329 | RN102330222 | gas tank monitor and the incremental difference in cost between double-walled tanks and single-walled tanks. This positive use determination does not apply to any property taxable on or before January 1, 1994. | The following property is used 100% for pollution control and is installed to meet or exceed federal or state regulations: gas tank monitor and the incremental difference in cost between double-walled tanks and single-walled tanks. This positive use determination does not apply to any property taxable on or before January 1, 1994. | 2015-07-27 | 15304.93 | 100
18467 | T1 | 7-Eleven | Store #35400 | 10208 Lake June Rd | Dallas | TX | 75217 | Dallas | CN600240329 | RN102647583 | gas tank monitor and the incremental difference in cost between double-walled tanks and single-walled tanks. This positive use determination does not apply to any property taxable on or before January 1, 1994. | The following property is used 100% for pollution control and is installed to meet or exceed federal or state regulations: gas tank monitor and the incremental difference in cost between double-walled tanks and single-walled tanks. This positive use determination does not apply to any property taxable on or before January 1, 1994. | 2015-07-27 | 81360.47 | 100
18468 | T1 | 7-Eleven | Store #35415 | 15050 Preston Rd | Dallas | TX | 75240 | Dallas | CN600240329 | RN100527597 | gas tank monitor and the incremental difference in cost between double-walled tanks and single-walled tanks. This positive use determination does not apply to any property taxable on or before January 1, 1994. | The following property is used 100% for pollution control and is installed to meet or exceed federal or state regulations: gas tank monitor and the incremental difference in cost between double-walled tanks and single-walled tanks. This positive use determination does not apply to any property taxable on or before January 1, 1994. | 2015-07-27 | 84247.33 | 100
18469 | T1 | 7-Eleven | Store #35414 | 15707 Hillcrest | Dallas | TX | 75248 | Dallas | CN600240329 | RN100527829 | gas tank monitor and the incremental difference in cost between double-walled tanks and single-walled tanks. This positive use determination does not apply to any property taxable on or before January 1, 1994. | The following property is used 100% for pollution control and is installed to meet or exceed federal or state regulations: gas tank monitor and the incremental difference in cost between double-walled tanks and single-walled tanks. This positive use determination does not apply to any property taxable on or before January 1, 1994. | 2015-07-28 | 72768.77 | 100
18470 | T1 | 7-Eleven | Store #35412 | 2242 S Zang Blvd | Dallas | TX | 75224 | Dallas | CN600240329 | RN102147717 | gas tank monitor and the incremental difference in cost between double-walled tanks and single-walled tanks. This positive use determination does not apply to any property taxable on or before January 1, 1994. | The following property is used 100% for pollution control and is installed to meet or exceed federal or state regulations: gas tank monitor and the incremental difference in cost between double-walled tanks and single-walled tanks. This positive use determination does not apply to any property taxable on or before January 1, 1994. | 2015-07-27 | 54960.47 | 100
18471 | T1 | 7-Eleven | Store #35410 | 7650 Campbell Rd | Dallas | TX | 75248 | Dallas | CN600240329 | RN102655453 | gas tank monitor and the incremental difference in cost between double-walled tanks and single-walled tanks. This positive use determination does not apply to any property taxable on or before January 1, 1994. | The following property is used 100% for pollution control and is installed to meet or exceed federal or state regulations: gas tank monitor and the incremental difference in cost between double-walled tanks and single-walled tanks. This positive use determination does not apply to any property taxable on or before January 1, 1994. | 2015-07-28 | 51814.22 | 100
18472 | T1 | 7-Eleven | Store #35405 | 3716 Maple Ave | Dallas | TX | 75219 | Dallas | CN600240329 | RN102658796 | gas tank monitor and the incremental difference in cost between double-walled tanks and single-walled tanks. This positive use determination does not apply to any property taxable on or before January 1, 1994. | The following property is used 100% for pollution control and is installed to meet or exceed federal or state regulations: gas tank monitor and the incremental difference in cost between double-walled tanks and single-walled tanks. This positive use determination does not apply to any property taxable on or before January 1, 1994. | 2015-07-27 | 125299.17 | 100
18473 | T1 | 7-Eleven | Store #35402 | 2821 S Walton Walker | Dallas | TX | 75211 | Dallas | CN600240329 | RN102659398 | gas tank monitor and the incremental difference in cost between double-walled tanks and single-walled tanks. This positive use determination does not apply to any property taxable on or before January 1, 1994. | The following property is used 100% for pollution control and is installed to meet or exceed federal or state regulations: gas tank monitor and the incremental difference in cost between double-walled tanks and single-walled tanks. This positive use determination does not apply to any property taxable on or before January 1, 1994. | 2015-07-27 | 82562.09 | 100
18474 | T1 | 7-Eleven | Store #35404 | 447 E Hwy 67 | Duncanville | TX | 75137 | Dallas | CN600240329 | RN100683937 | gas tank monitor, overfill/overspill manholes, overfill/overspill buckets, the incremental difference in cost between double-walled piping and single-walled piping, and the incremental difference in cost between double-walled tanks and single-walled tanks. This positive use determination does not apply to any property taxable on or before January 1, 1994. | The following property is used 100% for pollution control and is installed to meet or exceed federal or state regulations: gas tank monitor, overfill/overspill manholes, overfill/overspill buckets, the incremental difference in cost between double-walled piping and single-walled piping, and the incremental difference in cost between double-walled tanks and single-walled tanks. This positive use determination does not apply to any property taxable on or before January 1, 1994. | 2015-07-27 | 267165.36 | 100
18475 | T1 | 7-Eleven | Store #32917 | 1360 S Plano Rd | Richardson | TX | 75081 | Dallas | CN600240329 | RN103102273 | gas tank monitor, overfill/overspill buckets, and the incremental difference in cost between double-walled tanks and single-walled tanks. This positive use determination does not apply to any property taxable on or before January 1, 1994. | The following property is used 100% for pollution control and is installed to meet or exceed federal or state regulations: gas tank monitor, overfill/overspill buckets, and the incremental difference in cost between double-walled tanks and single-walled tanks. This positive use determination does not apply to any property taxable on or before January 1, 1994. | 2015-07-28 | 97663.14 | 100
18476 | T1 | 7-Eleven | Store #30424 | 1717 NW Hwy | Garland | TX | 75041 | Dallas | CN600240329 | RN102238474 | gas tank monitor, overfill/overspill manhole, overfill/overspill buckets, and the incremental difference in cost between double-walled tanks and single-walled tanks. This positive use determination does not apply to any property taxable on or before January 1, 1994. | The following property is used 100% for pollution control and is installed to meet or exceed federal or state regulations: gas tank monitor, overfill/overspill manhole, overfill/overspill buckets, and the incremental difference in cost between double-walled tanks and single-walled tanks. This positive use determination does not apply to any property taxable on or before January 1, 1994. | 2015-07-27 | 156622.15 | 100
18477 | T1 | OCI Beaumont, LLC | OCI Beaumont Plant | 5470 N. Twin City Highway | Nederland | TX | 77627 | Jefferson | CN604138933 | RN102559291 | reformer flare and associated equipment including piping, knock-out pot, knock-out pot pumps, ignition panel, temperature measurement devices, and controls. | The following property is used 100% for pollution control and is installed to meet or exceed federal or state regulations: reformer flare and associated equipment including piping, knock-out pot, knock-out pot pumps, ignition panel, temperature measurement devices, and controls. | 2015-01-16 | 41497984 | 100
18478 | T1 | Magellan Terminals Holdings, LP | Galena Park Terminal | 12901 American Petroleum Road | Galena Park | TX | 77547 | Harris | CN600134639 | RN102180486 | vapor collection feed tanks and piping installed on Tanks 256, 257, and 374 and routed to a flare. | The following property is used 100% for pollution control and is installed to meet or exceed federal or state regulations: vapor collection feed tanks and piping installed on Tanks 256, 257, and 374 and routed to a flare. | 2014-12-17 | 435690.19 | 100
18479 | T1 | Behringer Harvard | SV Houston Eldridge Partnership | 1725 Crescent Plaza | Houston | TX | 77077 | Harris | CN604115725 | RN105282776 | Park Storm Trooper SWST-20C. | The following property is used 100% for pollution control and is installed to meet or exceed federal or state regulations: Park Storm Trooper SWST-20C. A negative determination for the stormwater quality retention land. The mere fact that stormwater flows across a piece of land does not make that land pollution control property. | 2015-04-08 | 1350000 | 100
18480 | T1 | North Cypress Medical Center | North Cypress Medical Center | 21214 Northwest Fwy | Cypress | TX | 77429 | Harris | CN604539670 | RN105614937 | stormwater quality property including retention pond; CDS PMSU30_30, CDS PMSU20_25, CDS PMSU20_20, and Hydro Filtering System. | The following property is used 100% for pollution control and is installed to meet or exceed federal or state regulations: stormwater quality property including retention pond; CDS PMSU30_30, CDS PMSU20_25, CDS PMSU20_20, and Hydro Filtering System. A negative determination is issued for the stormwater quality pre-treatment land. The mere fact that stormwater flows across a piece of land does not make that land pollution control property. | 2015-04-08 | 2876860 | 100
18481 | T1 | Group 1 Realty Inc | Sterling McCall Toyota | 9400 SW Fwy | Houston | TX | 77036 | Harris | CN604161117 | RN100578962 | stormwater quality property including retention pond, pretreatment retention land, and outfall. | Returned for failure to respond to a deficiency letter. | 2015-02-24 | 3362000 | 100
18482 | T1 | Magellan Terminals Holdings, LP | Galena Park Terminal | 12901 American Petroleum Road | Galena Park | TX | 77547 | Harris | CN600134639 | RN102180486 | internal floating roofs installed on Tanks 253, 302, 308, 342, 375, 392, and 418. | The following property is used 100% for pollution control and is installed to meet or exceed federal or state regulations: internal floating roofs installed on Tanks 253, 302, 308, 342, 375, 392, and 418. | 2014-12-17 | 3605881.7 | 100
18483 | T1 | Magellan Terminals Holdings, LP | Galena Park Terminal | 12901 American Petroleum Road | Galena Park | TX | 77547 | Harris | CN600134639 | RN102180486 | secondary seals installed on Tanks 405, 406, 417, 502, 510, 511, 515, 516, and 519. | Returned for failure to respond to a deficiency letter. | 2014-12-17 | 748808.75 | 100
18484 | T1 | Magellan Terminals Holdings, LP | Galena Park Terminal | 12901 American Petroleum Road | Galena Park | TX | 77547 | Harris | CN600134639 | RN102180486 | cathodic protection comprised of rectifiers and anode ground beds installed on Tanks 392, 302, and 418. | Returned for failure to respond to a deficiency letter. | 2014-12-17 | 181759.46 | 100
18485 | T1 | Magellan Terminals Holdings, LP | Galena Park Terminal | 12901 American Petroleum Road | Galena Park | TX | 77547 | Harris | CN600134639 | RN102180486 | radar gauges installed on Tanks 302, 392, and 418. | Returned for failure to respond to a deficiency letter. | 2014-12-17 | 105000 | 100
18486 | T1 | Halliburton Energy Services, Inc. | Halliburton Bellaire Boulevard Office | 10200 Bellaire Blvd | Houston | TX | 77072 | Harris | CN601551203 | RN109631531 | detention ponds. | The following property is used 100% for pollution control and is installed to meet or exceed federal or state regulations: detention ponds. | 2015-02-13 | 2447690 | 100
18487 | T1 | Precision Drilling | Precision Drilling Rig #49 | 14041 Vickery Drive | Houston | TX | 77032 | Harris | CN604271783 | RN106160211 | drilling mud recycling system including shaker tanks, shale shakers, desilter, and desander. | The following property is used 100% for pollution control and is installed to meet or exceed federal or state regulations: drilling mud recycling system including shaker tanks, shale shakers, desilter, and desander. | 2015-01-05 | 604100 | 100
18488 | T1 | Precision Drilling | Precision Drilling Rig #49 | 14041 Vickery Drive | Houston | TX | 77032 | Harris | CN604271783 | RN106160211 | ram type blowout preventers (BOPs), closing unit to actuate the BOPs, and choke manifold system to control pressure variations when the BOPs are engaged. | The following property is used 100% for pollution control and is installed to meet or exceed federal or state regulations: ram type blowout preventers (BOPs), closing unit to actuate the BOPs, and choke manifold system to control pressure variations when the BOPs are engaged. | 2015-01-05 | 1135000 | 100
18489 | T1 | Precision Drilling | Precision Drilling Rig #77 | 14041 Vickery Drive | Houston | TX | 77032 | Harris | CN604271783 | RN106160211 | drilling mud recycling system including shaker tanks, shale shakers, desilter, desander, and degasser. | The following property is used 100% for pollution control and is installed to meet or exceed federal or state regulations: drilling mud recycling system including shaker tanks, shale shakers, desilter, desander, and degasser. | 2015-01-05 | 647300 | 100
18490 | T1 | Precision Drilling | Precision Drilling Rig #77 | 14041 Vickery Drive | Houston | TX | 77032 | Harris | CN604271783 | RN106160211 | ram type blowout preventers (BOPs), closing unit to actuate the BOPs, and choke manifold system to control pressure variations when the BOPs are engaged. | The following property is used 100% for pollution control and is installed to meet or exceed federal or state regulations: ram type blowout preventers (BOPs), closing unit to actuate the BOPs, and choke manifold system to control pressure variations when the BOPs are engaged. | 2015-01-05 | 1112000 | 100
18491 | T1 | Precision Drilling | Precision Drilling Rig #106 | 14041 Vickery Drive | Houston | TX | 77032 | Harris | CN604271783 | RN106160211 | drilling mud recycling system including shaker tanks, shale shakers, desilter, desander, and degasser. | The following property is used 100% for pollution control and is installed to meet or exceed federal or state regulations: drilling mud recycling system including shaker tanks, shale shakers, desilter, desander, and degasser. | 2015-01-05 | 679300 | 100
18492 | T1 | Precision Drilling | Precision Drilling Rig #106 | 14041 Vickery Drive | Houston | TX | 77032 | Harris | CN604271783 | RN106160211 | ram type blowout preventers (BOPs), closing unit to actuate the BOPs, and choke manifold system to control pressure variations when the BOPs are engaged. | The following property is used 100% for pollution control and is installed to meet or exceed federal or state regulations: ram type blowout preventers (BOPs), closing unit to actuate the BOPs, and choke manifold system to control pressure variations when the BOPs are engaged. | 2015-01-05 | 861000 | 100
18493 | T1 | Precision Drilling | Precision Drilling Rig #575 | 14041 Vickery Drive | Houston | TX | 77032 | Harris | CN604271783 | RN106160211 | drilling mud recycling system including shaker tanks, shale shakers, desilter, desander, and degasser. | The following property is used 100% for pollution control and is installed to meet or exceed federal or state regulations: drilling mud recycling system including shaker tanks, shale shakers, desilter, desander, and degasser. | 2015-01-05 | 709900 | 100
18494 | T1 | Precision Drilling | Precision Drilling Rig #575 | 14041 Vickery Drive | Houston | TX | 77032 | Harris | CN604271783 | RN106160211 | ram type blowout preventers (BOPs), closing unit to actuate the BOPs, and choke manifold system to control pressure variations when the BOPs are engaged. | The following property is used 100% for pollution control and is installed to meet or exceed federal or state regulations: ram type blowout preventers (BOPs), closing unit to actuate the BOPs, and choke manifold system to control pressure variations when the BOPs are engaged. | 2015-01-05 | 1264000 | 100
18495 | T1 | Precision Drilling | Precision Drilling Rig #600 | 14041 Vickery Drive | Houston | TX | 77032 | Harris | CN604271783 | RN106160211 | drilling mud recycling system including shaker tanks, shale shakers, desilter, desander, and degasser. | The following property is used 100% for pollution control and is installed to meet or exceed federal or state regulations: drilling mud recycling system including shaker tanks, shale shakers, desilter, desander, and degasser. | 2015-01-05 | 679300 | 100
18496 | T1 | Precision Drilling | Precision Drilling Rig #600 | 14041 Vickery Drive | Houston | TX | 77032 | Harris | CN604271783 | RN106160211 | ram type blowout preventers (BOPs), closing unit to actuate the BOPs, and choke manifold system to control pressure variations when the BOPs are engaged. | The following property is used 100% for pollution control and is installed to meet or exceed federal or state regulations: ram type blowout preventers (BOPs), closing unit to actuate the BOPs, and choke manifold system to control pressure variations when the BOPs are engaged. | 2015-01-05 | 1295000 | 100
18497 | T1 | Precision Drilling | Precision Drilling Rig #576 | 14041 Vickery Drive | Houston | TX | 77032 | Harris | CN604271783 | RN106160211 | drilling mud recycling system including shaker tanks, shale shakers, and degasser. | The following property is used 100% for pollution control and is installed to meet or exceed federal or state regulations: drilling mud recycling system including shaker tanks, shale shakers, and degasser. | 2015-01-05 | 682000 | 100
18498 | T1 | Precision Drilling | Precision Drilling Rig #576 | 14041 Vickery Drive | Houston | TX | 77032 | Harris | CN604271783 | RN106160211 | ram type blowout preventers (BOPs), closing unit to actuate the BOPs, and choke manifold system to control pressure variations when the BOPs are engaged. | The following property is used 100% for pollution control and is installed to meet or exceed federal or state regulations: ram type blowout preventers (BOPs), closing unit to actuate the BOPs, and choke manifold system to control pressure variations when the BOPs are engaged. | 2015-01-05 | 1264000 | 100
18499 | T1 | Prologis Texas II LP | West by Northwest Industrial Park | 10425 Okanella St | Houston | TX | 77041 | Harris | CN604272120 | RN109631549 | stormwater quality retention pond and Park Storm Trooper SWSI5C. | The following property is used 100% for pollution control and is installed to meet or exceed federal or state regulations: stormwater quality retention pond and Park Storm Trooper SWSI5C. | 2015-01-30 | 2433870 | 100
18500 | T1 | Prologis Macquariet TX LP | Warehouse and Offices | 4501 Blalock | Houston | TX | 77041 | Harris | CN604272120 | None | stormwater quality retention pond. | The following property is used 100% for pollution control and is installed to meet or exceed federal or state regulations: stormwater quality retention pond. | 2015-01-30 | 1147712 | 100
18501 | T1 | JP Energy Caddo, LLC | Caddo Mills Terminal | 2738 CR 2168 | Caddo Mills | TX | 75135 | Hunt | CN604262212 | RN102080645 | vapor recovery unit and vapor combustion unit. | The following property is used 100% for pollution control and is installed to meet or exceed federal or state regulations: vapor recovery unit and vapor combustion unit. | 2015-03-25 | 1047433 | 100
18502 | T1 | NuStar Logistics, L.P. | Corpus Christi Crude Terminal Dock 16 | 2700 Texaco Road | Corpus Christi | TX | 78402 | Nueces | CN601187206 | RN102317658 | marine vapor combustor system including detonation arrestor, knockout drum, vapor blower, assist air blower, ignition source, VOC vapor destruction device, and associated ancillary equipment. | The following property is used 100% for pollution control and is installed to meet or exceed federal or state regulations: marine vapor combustor system including detonation arrestor, knockout drum, vapor blower, assist air blower, ignition source, VOC vapor destruction device, and associated ancillary equipment. | 2015-02-03 | 2069064 | 100
18503 | T1 | NuStar Logistics, L.P. | Corpus Christi Crude Terminal Dock 1 | 2700 Texaco Road | Corpus Christi | TX | 78402 | Nueces | CN601187206 | RN102317658 | marine vapor combustor system including detonation arrestor, knockout drum, vapor blower, assist air blower, ignition source, VOC vapor destruction device, and associated ancillary equipment. | The following property is used 100% for pollution control and is installed to meet or exceed federal or state regulations: marine vapor combustor system including detonation arrestor, knockout drum, vapor blower, assist air blower, ignition source, VOC vapor destruction device, and associated ancillary equipment. | 2015-02-03 | 1527243 | 100
18504 | T1 | NuStar Logistics, L.P. | Corpus Christi Crude Terminal Dock 2 | 2700 Texaco Road | Corpus Christi | TX | 78402 | Nueces | CN601187206 | RN102317658 | marine vapor combustor system including detonation arrestor, knockout drum, vapor blower, assist air blower, ignition source, VOC vapor destruction device, and associated ancillary equipment. | The following property is used 100% for pollution control and is installed to meet or exceed federal or state regulations: marine vapor combustor system including detonation arrestor, knockout drum, vapor blower, assist air blower, ignition source, VOC vapor destruction device, and associated ancillary equipment. | 2015-02-03 | 1527243 | 100
18505 | T1 | Cabot II TX1L01 LP | Cabot II Amberpoint Business Park | 825 Sandy Lake Blvd | Coppell | TX | 75109 | Dallas | CN602979924 | RN104877220 | stormwater quality detention pond. | The following property is used 100% for pollution control and is installed to meet or exceed federal or state regulations: stormwater quality detention pond. | 2015-02-11 | 1613900 | 100
18506 | T1 | Cabot Corporation | Cabot II TX2B01LP | 300 S Sheldon Rd | Channelview | TX | 77530 | Harris | CN600124911 | RN109631564 | stormwater quality retention pond, swale constructed to channel stormwater, weir, trash collector down drain pipe, and outfall ditch. | The following property is used 100% for pollution control and is installed to meet or exceed federal or state regulations: stormwater quality retention pond, swale constructed to channel stormwater, weir, trash collector down drain pipe, and outfall ditch. | 2015-02-11 | 885000 | 100
18507 | T1 | Prologis Tageted US Logistics Fund LP | Houston Intercontinental Trade Center | 19409 Kenswick | Humble | TX | 77338 | Harris | CN602961146 | None | stormwater quality dual retention ponds. | The following property is used 100% for pollution control and is installed to meet or exceed federal or state regulations: stormwater quality dual retention ponds. | 2015-02-11 | 1651485 | 100
18508 | T1 | White Oak Operating Co, LLC | Walton 3 A SWD Facility RRC #26364 | Sec 3, Blk 26, PSL SUR | Kermit | TX |  | Winkler | CN603517871 | RN109631580 | noncommercial salt water disposal well including wellbore, casing, tubing, wellhead, control valves, flow lines, tanks, and other ancillary equipment. | The following property is used 100% for pollution control and is installed to meet or exceed federal or state regulations: noncommercial salt water disposal well including wellbore, casing, tubing, wellhead, control valves, flow lines, tanks, and other ancillary equipment. | 2015-02-09 | 77490 | 100
18509 | T1 | Atlas Barnett, LLC | DTE SWD Facility #1 | 11 miles SE of Jacksboro | Jacksboro | TX |  | Jack | CN604151076 | RN107917791 | noncommercial salt water disposal well including the wellbore, casing, tubing, wellhead, control valves, flow lines, tanks and other ancillary equipment. | The following property is used 100% for pollution control and is installed to meet or exceed federal or state regulations: noncommercial salt water disposal well including the wellbore, casing, tubing, wellhead, control valves, flow lines, tanks and other ancillary equipment. | 2015-02-09 | 138330 | 100
18510 | T1 | Atlas Barnett, LLC | Coca Cola SWD Facility #1 - RRC #30463 | Joseph Henson Sur, A-260 | Jacksboro | TX |  | Jack | CN604151076 | Insufficient Information | noncommercial salt water disposal well including wellbore, casing, tubing, wellhead, control valves, flow lines, tanks, and other ancillary equipment. | The following property is used 100% for pollution control and is installed to meet or exceed federal or state regulations: noncommercial salt water disposal well including wellbore, casing, tubing, wellhead, control valves, flow lines, tanks, and other ancillary equipment. | 2015-02-09 | 138330 | 100
18511 | T1 | Duke Realty LP | Gulf Winds Bayport Logistics | 5300 Hwy 146 | Seabrook | TX | 77586 | Harris | CN602697187 | RN107251936 | stormwater quality retention pond. | Returned for failure to respond to a deficiency letter. | 2015-03-04 | 1572500 | 100
18512 | T1 | DCP Midstream, LP | Goliad Gas Plant | 907 West Airbase Rd | Berclair | TX | 78107 | Goliad | CN601229917 | RN106141773 | 400 barrel steel slop oil tank and 150 barrel steel used lube oil tank. | The following property is used 100% for pollution control and is installed to meet or exceed federal or state regulations: 400 barrel steel slop oil tank and 150 barrel steel used lube oil tank. | 2015-01-27 | 239230 | 100
18513 | T1 | DCP Midstream, LP | Goliad Gas Plant | 907 West Airbase Rd | Berclair | TX | 78107 | Goliad | CN601229917 | RN106141773 | secondary containment berms for condensate storage tanks, slop oil tank, lube oil storage tanks, used lube oil storage tanks, diesel storage tank, unleaded gas storage tank; and skid containment for amine treating system and glycol dehydration/regeneration system. | The following property is used 100% for pollution control and is installed to meet or exceed federal or state regulations: secondary containment berms for condensate storage tanks, slop oil tank, lube oil storage tanks, used lube oil storage tanks, diesel storage tank, unleaded gas storage tank; and skid containment for amine treating system and glycol dehydration/regeneration system. | 2015-01-27 | 392856 | 100
18514 | T1 | DCP Midstream, LP | Goliad Gas Plant | 907 West Airbase Rd | Berclair | TX | 78107 | Goliad | CN601229917 | RN106141773 | stormwater handling and treatment system consisting of open and closed drain systems including all secondary containment valves, gratings, sumps, drain plugs; and stormwater retention pond. | The following property is used 100% for pollution control and is installed to meet or exceed federal or state regulations: stormwater handling and treatment system consisting of open and closed drain systems including all secondary containment valves, gratings, sumps, drain plugs; and stormwater retention pond. | 2015-01-27 | 2211153 | 100
18515 | T2 | DCP Midstream, LP | Goliad Gas Plant | 907 West Airbase Rd | Berclair | TX | 78107 | Goliad | CN601229917 | RN106141773 | compressor low-NOx drivers. | Withdrawn by applicant | 2015-03-06 | 2532180 | 100
18516 | T1 | Continental Properties Inc | Springs at Bandera | 8603 N Loop 1604 W | San Antonio | TX | 78249 | Bexar | CN602637720 | RN103934261 | stormwater quality abatement pond and sedimentation/filtration basin. | The following property is used 100% for pollution control and is installed to meet or exceed federal or state regulations: stormwater quality abatement pond and sedimentation/filtration basin. | 2015-01-30 | 1212500 | 100
18517 | T1 | DCP Midstream, LP | Goliad Gas Plant | 907 West Airbase Rd | Berclair | TX | 78107 | Goliad | CN601229917 | RN106141773 | air/fuel ratio controllers and catalytic converters installed on 6 Caterpillar 3616 engine/compressor units. | The following property is used 100% for pollution control and is installed to meet or exceed federal or state regulations: air/fuel ratio controllers and catalytic converters installed on 6 Caterpillar 3616 engine/compressor units. | 2015-01-29 | 1746960 | 100
18518 | T1 | DCP Midstream, LP | Goliad Gas Plant | 907 West Airbase Rd | Berclair | TX | 78107 | Goliad | CN601229917 | RN106141773 | incremental cost difference for low NOx burners compared to standard base burners without NOx controls installed on the amine hot oil heater and molecular sieve regeneration heater. | The following property is used 100% for pollution control and is installed to meet or exceed federal or state regulations: incremental cost difference for low NOx burners compared to standard base burners without NOx controls installed on the amine hot oil heater and molecular sieve regeneration heater. | 2015-01-29 | 711445 | 100
18519 | T1 | DCP Midstream, LP | Goliad Gas Plant | 907 West Airbase Rd | Berclair | TX | 78107 | Goliad | CN601229917 | RN106141773 | thermal oxidizer, vapor combustor system, BTEX eliminator, and flare. | The following property is used 100% for pollution control and is installed to meet or exceed federal or state regulations: thermal oxidizer, vapor combustor system, BTEX eliminator, and flare. | 2015-01-29 | 12939740 | 100
18520 | T1 | DCP Midstream, LP | Goliad Gas Plant | 907 West Airbase Rd | Berclair | TX | 78107 | Goliad | CN601229917 | RN106141773 | 96,156 square feet of concrete paving of vehicular traffic areas. | The following property is used 100% for pollution control and is installed to meet or exceed federal or state regulations: 96,156 square feet of concrete paving of vehicular traffic areas. | 2015-01-29 | 371640 | 100
18521 | T1 | Valsource International, LLC | Valsource Pasadena | 9415 New Century Dr | Pasadena | TX | 77507 | Harris | CN603676495 | RN105342729 | heavy metal separator. | The following property is used 100% for pollution control and is installed to meet or exceed federal or state regulations: heavy metal separator. | 2015-01-30 | 26712 | 100
18522 | T1 | Continental 254 Fund LLC | Springs at Stone Oak Apartments | 22202 Eastate Hill Dr | San Antonio | TX | 78258 | Bexar | CN604079277 | RN104152095 | two stormwater control basins including Basin B which is a stormwater quality abatement pond and Basin A which is used for sedimentation and filtration. | The following property is used 100% for pollution control and is installed to meet or exceed federal or state regulations: two stormwater control basins including Basin B which is a stormwater quality abatement pond and Basin A which is used for sedimentation and filtration. | 2015-01-30 | 1122500 | 100
18523 | T2 | DCP Midstream, LP | Goliad Gas Plant | 907 West Airbase Rd | Berclair | TX | 78107 | Goliad | CN601229917 | RN106141773 | nondestructive testing expenditures - radiography. | The following property is used 100% for pollution control and is installed to meet or exceed federal or state regulations: nondestructive testing expenditures - radiography. | 2015-01-29 | 1060059 | 100
18524 | T1 | 531 Portwall LLC | Portwall Distribution Center | 531 Portwall | Houston | TX | 77029 | Harris | CN603342635 | RN105908818 | stormwater quality retention pond. | The following property is used 100% for pollution control and is installed to meet or exceed federal or state regulations: stormwater quality retention pond. | 2015-01-30 | 875000 | 100
18525 | T1 | Carson Estate Trust | Forward Air Build to Suit | 19220 Kenswick | Humble | TX | 77338 | Harris | CN603342635 | RN105771224 | stormwater quality retention pond. | The following property is used 100% for pollution control and is installed to meet or exceed federal or state regulations: stormwater quality retention pond. | 2015-01-30 | 819000 | 100
18526 | T1 | Entergy Texas Inc. | Entergy Lewis Creek Plant | 11191 Longstreet Road | Willis | TX | 77318 | Montgomery | CN603282054 | RN100226877 | replacement of catalyst in LW1 selective catalytic reduction system (SCR). | The following property is used 100% for pollution control and is installed to meet or exceed federal or state regulations: replacement of catalyst in LW1 selective catalytic reduction system (SCR). | 2015-02-13 | 1200000 | 100
18527 | T1 | Majost LTD | Freedom Chevrolet | 13483 W Interstate 10 | San Antonio | TX | 78429 | Bexar | CN602836223 | RN102807237 | stormwater quality pond. | Returned for failure to respond to a deficiency letter. | 2015-03-16 | 442500 | 100
18528 | T2 | DCP Eagle Plant, LLC | Eagle Gas Plant | 3048 County Road 282 | Edna | TX | 77957 | Jackson | CN601229917 | RN106037690 | low NOx drivers for compressors. | Withdrawn by applicant | 2015-03-06 | 2313485 | 100
18529 | T2 | DCP Eagle Plant, LLC | Eagle Gas Plant | 3048 County Road 282 | Edna | TX | 77957 | Jackson | CN601229917 | RN106037690 | nondestructive testing expenditures - radiography. | The following property is used 100% for pollution control and is installed to meet or exceed federal or state regulations: nondestructive testing expenditures - radiography. | 2015-01-30 | 1636625 | 100
18530 | T1 | ALDI Texas LLC | Aldi Denton | 2500 Westcourt Rd | Denton | TX | 76207 | Denton | CN603354036 | RN105511869 | stormwater quality retention pond. | Returned for failure to respond to a deficiency letter. | 2015-05-11 | 1175000 | 100
18531 | T1 | DCP Eagle Plant, LLC | Eagle Gas Plant | 3048 County Road 282 | Edna | TX | 77957 | Jackson | CN601229917 | RN106037690 | 400 barrel steel slop oil tank; and 103 barrel steel used lube oil tank. | The following property is used 100% for pollution control and is installed to meet or exceed federal or state regulations: 400 barrel steel slop oil tank; and 103 barrel steel used lube oil tank. | 2015-02-03 | 217572 | 100
18532 | T1 | DCP Eagle Plant, LLC | Eagle Gas Plant | 3048 County Road 282 | Edna | TX | 77957 | Jackson | CN601229917 | RN106037690 | metal secondary containment berms for unleaded gasoline storage tank and dyed diesel storage tank; concrete secondary containment berms for slop oil tank, used lube oil tank, oil drum, transformer oil storage tanks, lube oil storage tanks, process/oil containing equipment, and compressor engine sumps. | The following property is used 100% for pollution control and is installed to meet or exceed federal or state regulations: metal secondary containment berms for unleaded gasoline storage tank and dyed diesel storage tank; concrete secondary containment berms for slop oil tank, used lube oil tank, oil drum, transformer oil storage tanks, lube oil storage tanks, process/oil containing equipment, and compressor engine sumps. | 2015-01-30 | 389671 | 100
18533 | T1 | DCP Eagle Plant, LLC | Eagle Gas Plant | 3048 County Road 282 | Edna | TX | 77957 | Jackson | CN601229917 | RN106037690 | stormwater handling and treatment system consisting of facility drainage/diversion systems including all secondary containment drainage valves, grates, sumps, drainage plugs, and stormwater retention pond. | The following property is used 100% for pollution control and is installed to meet or exceed federal or state regulations: stormwater handling and treatment system consisting of facility drainage/diversion systems including all secondary containment drainage valves, grates, sumps, drainage plugs, and stormwater retention pond. | 2015-01-30 | 2570116 | 100
18534 | T1 | DCP Eagle Plant, LLC | Eagle Gas Plant | 3048 County Road 282 | Edna | TX | 77957 | Jackson | CN601229917 | RN106037690 | air/fuel ratio controllers and catalytic converters installed on six engine/compressor units. | The following property is used 100% for pollution control and is installed to meet or exceed federal or state regulations: air/fuel ratio controllers and catalytic converters installed on six engine/compressor units. | 2015-01-30 | 1002427 | 100
18535 | T1 | DCP Eagle Plant, LLC | Eagle Gas Plant | 3048 County Road 282 | Edna | TX | 77957 | Jackson | CN601229917 | RN106037690 | benzene, ethylbenzene, toluene, and xylene (BTEX) vapor recovery unit that is vented to a thermal oxidizer. | The following property is used 100% for pollution control and is installed to meet or exceed federal or state regulations: benzene, ethylbenzene, toluene, and xylene (BTEX) vapor recovery unit that is vented to a thermal oxidizer. | 2015-02-03 | 1588725 | 100
18536 | T1 | DCP Eagle Plant, LLC | Eagle Gas Plant | 3048 County Road 282 | Edna | TX | 77957 | Jackson | CN601229917 | RN106037690 | thermal oxidizer and flare. | The following property is used 100% for pollution control and is installed to meet or exceed federal or state regulations: thermal oxidizer and flare. | 2015-02-03 | 5415444 | 100
18537 | T1 | DCP Midstream | Rawhide Gas Plant | North McDonald Road | Garden City | TX | 79739 | Glasscock | CN601229917 | RN106120413 | 34,962 square feet of concrete paving of vehicular traffic areas. | The following property is used 100% for pollution control and is installed to meet or exceed federal or state regulations: 34,962 square feet of concrete paving of vehicular traffic areas. | 2015-02-03 | 146388 | 100
18538 | T1 | DCP Midstream | Rawhide Gas Plant | North McDonald Road | Garden City | TX | 79739 | Glasscock | CN601229917 | RN106120413 | secondary containment for compressor engines consisting of concrete slab surrounding the engines, embedded covered trench drains, and curbing; secondary containment for slop oil tank, sour water tank, spent amine tank, methanol tank, and cooling tower blowdown tank consisting of polyurea coated steel slab and curbing surrounding tanks; and secondary containment for hot oil tank and amine tank consisting of polyurea coated concrete slab surrounding tanks and curbing. The use determination does not include foundations for engines and tanks. | The following property is used 100% for pollution control and is installed to meet or exceed federal or state regulations: secondary containment for compressor engines consisting of concrete slab surrounding the engines, embedded covered trench drains, and curbing; secondary containment for slop oil tank, sour water tank, spent amine tank, methanol tank, and cooling tower blowdown tank consisting of polyurea coated steel slab and curbing surrounding tanks; and secondary containment for hot oil tank and amine tank consisting of polyurea coated concrete slab surrounding tanks and curbing. The use determination does not include foundations for engines and tanks. | 2015-03-27 | 1229559 | 100
18539 | T1 | DCP Midstream | Rawhide Gas Plant | North McDonald Road | Garden City | TX | 79739 | Glasscock | CN601229917 | RN106120413 | VOC controls including a vapor recovery system, vapor combustor, and emergency flare system. | The following property is used 100% for pollution control and is installed to meet or exceed federal or state regulations: VOC controls including a vapor recovery system, vapor combustor, and emergency flare system. | 2015-02-03 | 2202434 | 100
18540 | T2 | DCP Eagle Plant, LLC | Eagle Gas Plant | 3048 County Road 282 | Edna | TX | 77957 | Jackson | CN601229917 | RN106037690 | VOC vapor balancing system. | Withdrawn by applicant | 2015-03-11 | 790411 | 100
18541 | T1 | Nabors Lux Finance #2 | Drilling Rig M19 | Section Block Abstract 154 | Bryan | TX |  | Brazos | CN604268243 | RN106607823 | double ram blowout preventer; single ram blowout preventer; blowout preventer accumulator unit; blowout preventer choke manifold; land trip tank; and drilling mud degasser. | The following property is used 100% for pollution control and is installed to meet or exceed federal or state regulations: double ram blowout preventer; single ram blowout preventer; blowout preventer accumulator unit; blowout preventer choke manifold; land trip tank; and drilling mud degasser. | 2015-02-10 | 1212400 | 100
18542 | T1 | Nabors Lux Finance #2 | Drilling Rig 895 | Section Block Abstract 28 | Bryan | TX |  | Brazos | CN604268243 | RN106607823 | double ram blowout preventer; single ram blowout preventer; blowout preventer accumulator unit; blowout preventer choke manifold; land trip tank; and drilling mud degasser. | The following property is used 100% for pollution control and is installed to meet or exceed federal or state regulations: double ram blowout preventer; single ram blowout preventer; blowout preventer accumulator unit; blowout preventer choke manifold; land trip tank; and drilling mud degasser. | 2015-02-10 | 1212400 | 100
18543 | T1 | Nabors Lux Finance #2 | Drilling Rig F08 | Section Block Abstract 58 | Bryan | TX |  | Brazos | CN604268243 | RN106607823 | double ram blowout preventer; single ram blowout preventer; blowout preventer accumulator unit; blowout preventer choke manifold; land trip tank; and drilling mud degasser. | The following property is used 100% for pollution control and is installed to meet or exceed federal or state regulations: double ram blowout preventer; single ram blowout preventer; blowout preventer accumulator unit; blowout preventer choke manifold; land trip tank; and drilling mud degasser. | 2015-02-10 | 1212400 | 100
18544 | T1 | Nabors Lux Finance #2 | Drilling Rig F35 | Section Block Abstract 12 | Snook | TX |  | Burleson | CN604268243 | RN106607823 | double ram blowout preventer; single ram blowout preventer; blowout preventer accumulator unit; blowout preventer choke manifold; drilling mud desander; drilling mud desilter; and drilling mud degasser. | The following property is used 100% for pollution control and is installed to meet or exceed federal or state regulations: double ram blowout preventer; single ram blowout preventer; blowout preventer accumulator unit; blowout preventer choke manifold; drilling mud desander; drilling mud desilter; and drilling mud degasser. | 2015-02-10 | 1183600 | 100
18545 | T1 | Nabors Lux Finance #2 | Drilling Rig M53 | Section Block Abstract 12 | Snook | TX |  | Burleson | CN604268243 | RN106607823 | double ram blowout preventer; single ram blowout preventer; blowout preventer accumulator unit; blowout preventer choke manifold; and drilling mud degasser. | The following property is used 100% for pollution control and is installed to meet or exceed federal or state regulations: double ram blowout preventer; single ram blowout preventer; blowout preventer accumulator unit; blowout preventer choke manifold; and drilling mud degasser. | 2015-02-10 | 1114600 | 100
18546 | T1 | Nabors Lux Finance #2 | Drilling Rig M57 | Section 2 Block 42 Abstract | Crane | TX |  | Crane | CN604268243 | RN106607823 | double ram blowout preventer; blowout preventer accumulator unit; blowout preventer choke manifold; land trip tank; and drilling mud degasser. | The following property is used 100% for pollution control and is installed to meet or exceed federal or state regulations: double ram blowout preventer; blowout preventer accumulator unit; blowout preventer choke manifold; land trip tank; and drilling mud degasser. | 2015-02-10 | 880200 | 100
18547 | T1 | Nabors Lux Finance #2 | Drilling Rig F37 | Section 96 Block Abstract 558 | Catarina | TX |  | Dimmit | CN604268243 | RN106607823 | double ram blowout preventer; single ram blowout preventer; blowout preventer accumulator unit; blowout preventer choke manifold; drilling mud desander; drilling mud desilter; and drilling mud degasser. | The following property is used 100% for pollution control and is installed to meet or exceed federal or state regulations: double ram blowout preventer; single ram blowout preventer; blowout preventer accumulator unit; blowout preventer choke manifold; drilling mud desander; drilling mud desilter; and drilling mud degasser. | 2015-02-10 | 1183600 | 100
18548 | T1 | Nabors Lux Finance #2 | Drilling Rig M34 | 13000 W University | Odessa | TX |  | Ector | CN604268243 | RN106607823 | double ram blowout preventer; single ram blowout preventer; blowout preventer accumulator unit; blowout preventer choke manifold; land trip tank; and drilling mud degasser. | The following property is used 100% for pollution control and is installed to meet or exceed federal or state regulations: double ram blowout preventer; single ram blowout preventer; blowout preventer accumulator unit; blowout preventer choke manifold; land trip tank; and drilling mud degasser. | 2015-02-10 | 1212400 | 100
18549 | T1 | Nabors Lux Finance #2 | Drilling Rig M14 | Sec 16 Blck 34 T5S Abstract | Garden City | TX |  | Glasscock | CN604268243 | RN106607823 | double ram blowout preventer; single ram blowout preventer; blowout preventer accumulator unit; blowout preventer choke manifold; land trip tank; and drilling mud degasser. | The following property is used 100% for pollution control and is installed to meet or exceed federal or state regulations: double ram blowout preventer; single ram blowout preventer; blowout preventer accumulator unit; blowout preventer choke manifold; land trip tank; and drilling mud degasser. | 2015-02-10 | 1212400 | 100
18550 | T1 | Nabors Lux Finance #2 | Drilling Rig X35 | 2100 Crosby Dayton Road | Crosby | TX |  | Harris | CN604268243 | RN106607823 | double ram blowout preventer; single ram blowout preventer; blowout preventer accumulator unit; blowout preventer choke manifold; and drilling mud degasser. | The following property is used 100% for pollution control and is installed to meet or exceed federal or state regulations: double ram blowout preventer; single ram blowout preventer; blowout preventer accumulator unit; blowout preventer choke manifold; and drilling mud degasser. | 2015-02-10 | 1114600 | 100
18551 | T1 | Nabors Lux Finance #2 | Drilling Rig X37 | 2100 Crosby Dayton Road | Crosby | TX |  | Harris | CN604268243 | RN106607823 | double ram blowout preventer; blowout preventer accumulator unit; blowout preventer choke manifold; and drilling mud degasser. | The following property is used 100% for pollution control and is installed to meet or exceed federal or state regulations: double ram blowout preventer; blowout preventer accumulator unit; blowout preventer choke manifold; and drilling mud degasser. | 2015-02-10 | 1114600 | 100
18552 | T1 | Nabors Lux Finance #2 | Drilling Rig X39 | 2100 Crosby Dayton Road | Crosby | TX |  | Harris | CN604268243 | RN106607823 | degasser. | The following property is used 100% for pollution control and is installed to meet or exceed federal or state regulations: degasser. | 2015-02-10 | 42900 | 100
18553 | T1 | Nabors Lux Finance #2 | Drilling Rig M49 | Section Block Abstract 23 | Crockett | TX |  | Houston | CN604268243 | RN106607823 | double ram blowout preventer; single ram blowout preventer; blowout preventer accumulator unit; blowout preventer choke manifold; and drilling mud degasser. | The following property is used 100% for pollution control and is installed to meet or exceed federal or state regulations: double ram blowout preventer; single ram blowout preventer; blowout preventer accumulator unit; blowout preventer choke manifold; and drilling mud degasser. | 2015-02-10 | 1114600 | 100
18554 | T1 | Nabors Lux Finance #2 | Drilling Rig M10 | Section 49 Block 1 Abstract | Mertzon | TX |  | Irion | CN604268243 | RN106607823 | double ram blowout preventer; blowout preventer accumulator unit; blowout preventer choke manifold; land trip tank; and drilling mud degasser. | The following property is used 100% for pollution control and is installed to meet or exceed federal or state regulations: double ram blowout preventer; blowout preventer accumulator unit; blowout preventer choke manifold; land trip tank; and drilling mud degasser. | 2015-02-10 | 880200 | 100
18555 | T1 | Major Oak Power, LLC | Twin Oaks Power Plant | 13065 Plant Road | Bremond | TX | 76629 | Robertson | CN604670034 | RN100226570 | CEMS installed on Units 1 and 2. | The following property is used 100% for pollution control and is installed to meet or exceed federal or state regulations: CEMS installed on Units 1 and 2. | 2015-02-03 | 655375 | 100
18556 | T1 | Major Oak Power, LLC | Twin Oaks Power Plant | 13065 Plant Road | Bremond | TX | 76629 | Robertson | CN604670034 | RN100226570 | rotating over-fire air systems installed on Units 1 and 2. | The following property is used 100% for pollution control and is installed to meet or exceed federal or state regulations: rotating over-fire air systems installed on Units 1 and 2. | 2015-02-03 | 4250000 | 100
18557 | T1 | DCP Eagle Plant, LLC | Eagle Gas Plant | 3048 County Road 282 | Edna | TX | 77957 | Jackson | CN601229917 | RN106037690 | 17,196 square feet of concrete paving of vehicular traffic areas. | The following property is used 100% for pollution control and is installed to meet or exceed federal or state regulations: 17,196 square feet of concrete paving of vehicular traffic areas. | 2015-02-03 | 66462 | 100
18558 | T1 | Nabors Lux Finance #2 | Drilling Rig X29 | Section 260 Block Abstract 115 | Karnes City | TX |  | Karnes | CN604268243 | RN106607823 | double ram blowout preventer; single ram blowout preventer; blowout preventer accumulator unit; blowout preventer choke manifold; and drilling mud degasser. | The following property is used 100% for pollution control and is installed to meet or exceed federal or state regulations: double ram blowout preventer; single ram blowout preventer; blowout preventer accumulator unit; blowout preventer choke manifold; and drilling mud degasser. | 2015-02-10 | 1114600 | 100
18559 | T1 | Nabors Lux Finance #2 | Drilling Rig X23 | Section Block Abstract 292 | Karnes City | TX |  | Karnes | CN604268243 | RN106607823 | double ram blowout preventer; single ram blowout preventer; blowout preventer accumulator unit; blowout preventer choke manifold; and drilling mud degasser. | The following property is used 100% for pollution control and is installed to meet or exceed federal or state regulations: double ram blowout preventer; single ram blowout preventer; blowout preventer accumulator unit; blowout preventer choke manifold; and drilling mud degasser. | 2015-02-10 | 1114600 | 100
18560 | T1 | Nabors Lux Finance #2 | Drilling Rig X19 | Section 355 Block Abstract 533 | George West | TX |  | Live Oak | CN604268243 | RN106607823 | double ram blowout preventer; single ram blowout preventer; blowout preventer accumulator unit; blowout preventer choke manifold; and drilling mud degasser. | The following property is used 100% for pollution control and is installed to meet or exceed federal or state regulations: double ram blowout preventer; single ram blowout preventer; blowout preventer accumulator unit; blowout preventer choke manifold; and drilling mud degasser. | 2015-02-10 | 1114600 | 100
18561 | T1 | Nabors Lux Finance #2 | Drilling Rig F13 | Section Block Abstract 32 | Madisonville | TX |  | Madison | CN604268243 | RN106607823 | double ram blowout preventer; single ram blowout preventer; blowout preventer accumulator unit; blowout preventer choke manifold; land trip tank; and drilling mud degasser. | The following property is used 100% for pollution control and is installed to meet or exceed federal or state regulations: double ram blowout preventer; single ram blowout preventer; blowout preventer accumulator unit; blowout preventer choke manifold; land trip tank; and drilling mud degasser. | 2015-02-10 | 1212400 | 100
18562 | T1 | Nabors Lux Finance #2 | Drilling Rig M50 | Section Block Abstract 24 | Normangee | TX |  | Madison | CN604268243 | RN106607823 | double ram blowout preventer; single ram blowout preventer; blowout preventer accumulator unit; blowout preventer choke manifold; and drilling mud degasser. | The following property is used 100% for pollution control and is installed to meet or exceed federal or state regulations: double ram blowout preventer; single ram blowout preventer; blowout preventer accumulator unit; blowout preventer choke manifold; and drilling mud degasser. | 2015-02-10 | 1114600 | 100
18563 | T1 | Nabors Lux Finance #2 | Drilling Rig M18 | Sec 16 Blk 35 IIN Abstract | Stanton | TX |  | Martin | CN604268243 | RN106607823 | double ram blowout preventer; blowout preventer accumulator unit; blowout preventer choke manifold; land trip tank; and drilling mud degasser. | The following property is used 100% for pollution control and is installed to meet or exceed federal or state regulations: double ram blowout preventer; blowout preventer accumulator unit; blowout preventer choke manifold; land trip tank; and drilling mud degasser. | 2015-02-10 | 880200 | 100
18564 | T1 | Nabors Lux Finance #2 | Drilling Rig F24 | Section Block Abstract 167 | Tilden | TX |  | McMullen | CN604268243 | RN106607823 | double ram blowout preventer; single ram blowout preventer; blowout preventer accumulator unit; blowout preventer choke manifold; land trip tank; and drilling mud degasser. | The following property is used 100% for pollution control and is installed to meet or exceed federal or state regulations: double ram blowout preventer; single ram blowout preventer; blowout preventer accumulator unit; blowout preventer choke manifold; land trip tank; and drilling mud degasser. | 2015-02-10 | 1212400 | 100
18565 | T1 | Nabors Lux Finance #2 | Drilling Rig X16 | Section 39 Block Abstract 1035 | Midland | TX |  | Midland | CN604268243 | RN106607823 | double ram blowout preventer; single ram blowout preventer; blowout preventer accumulator unit; blowout preventer choke manifold; drilling mud desander; drilling mud desilter; and drilling mud degasser. | The following property is used 100% for pollution control and is installed to meet or exceed federal or state regulations: double ram blowout preventer; single ram blowout preventer; blowout preventer accumulator unit; blowout preventer choke manifold; drilling mud desander; drilling mud desilter; and drilling mud degasser. | 2015-02-10 | 1183600 | 100
18566 | T1 | Nabors Lux Finance #2 | Drilling Rig X31 | Sec 16 Blk 38 IIIS Abstract | Midland | TX |  | Midland | CN604268243 | RN106607823 | double ram blowout preventer; single ram blowout preventer; blowout preventer accumulator unit; blowout preventer choke manifold; drilling mud desander; drilling mud desilter; and drilling mud degasser. | The following property is used 100% for pollution control and is installed to meet or exceed federal or state regulations: double ram blowout preventer; single ram blowout preventer; blowout preventer accumulator unit; blowout preventer choke manifold; drilling mud desander; drilling mud desilter; and drilling mud degasser. | 2015-02-10 | 1183600 | 100
18567 | T1 | Nabors Lux Finance #2 | Drilling Rig M58 | Sec 41 Blk 39 IIS Abstract 326 | Midland | TX |  | Midland | CN604268243 | RN106607823 | double ram blowout preventer; single ram blowout preventer; blowout preventer accumulator unit; blowout preventer choke manifold; and drilling mud degasser. | The following property is used 100% for pollution control and is installed to meet or exceed federal or state regulations: double ram blowout preventer; single ram blowout preventer; blowout preventer accumulator unit; blowout preventer choke manifold; and drilling mud degasser. | 2015-02-10 | 1114600 | 100
18568 | T1 | Nabors Lux Finance #2 | Drilling Rig M54 | Sec 28 Blk 40 IIS Abstract | Midland | TX |  | Midland | CN604268243 | RN106607823 | double ram blowout preventer; single ram blowout preventer; blowout preventer accumulator unit; blowout preventer choke manifold; and drilling mud degasser. | The following property is used 100% for pollution control and is installed to meet or exceed federal or state regulations: double ram blowout preventer; single ram blowout preventer; blowout preventer accumulator unit; blowout preventer choke manifold; and drilling mud degasser. | 2015-02-10 | 1114600 | 100
18569 | T1 | Nabors Lux Finance #2 | Drilling Rig F34 | Sec 40 Blk 38 IIIS Abs 1140 | Midland | TX |  | Midland | CN604268243 | RN106607823 | double ram blowout preventer; single ram blowout preventer; blowout preventer accumulator unit; blowout preventer choke manifold; drilling mud desander; drilling mud desilter; and drilling mud degasser. | The following property is used 100% for pollution control and is installed to meet or exceed federal or state regulations: double ram blowout preventer; single ram blowout preventer; blowout preventer accumulator unit; blowout preventer choke manifold; drilling mud desander; drilling mud desilter; and drilling mud degasser. | 2015-02-10 | 1183600 | 100
18570 | T1 | Kent Moore Cabinets, LLC | Kent Moore Cabinets on Fountain Avenue | 1460 Fountain Ave | Bryan | TX | 77801 | Brazos | CN604252841 | RN101320661 | dust collector and associated hoods, ducts, and blowers. | The following property is used 100% for pollution control and is installed to meet or exceed federal or state regulations: dust collector and associated hoods, ducts, and blowers. | 2015-02-05 | 495372.27 | 100
18571 | T1 | Nabors Lux Finance #2 | Drilling Rig F30 | Sec 37 Blk 49 Abstract 964 | Fort Stockton | TX |  | Pecos | CN604268243 | RN106607823 | double ram blowout preventer; single ram blowout preventer; blowout preventer accumulator unit; blowout preventer choke manifold; land trip tank; and drilling mud degasser. | The following property is used 100% for pollution control and is installed to meet or exceed federal or state regulations: double ram blowout preventer; single ram blowout preventer; blowout preventer accumulator unit; blowout preventer choke manifold; land trip tank; and drilling mud degasser. | 2015-02-10 | 1212400 | 100
18572 | T1 | Nabors Lux Finance #2 | Drilling Rig M06 | Sec 16 Blk 142 Abs 8668 | Fort Stockton | TX |  | Pecos | CN604268243 | RN106607823 | double ram blowout preventer; blowout preventer accumulator unit; blowout preventer choke manifold; land trip tank; and drilling mud degasser. | The following property is used 100% for pollution control and is installed to meet or exceed federal or state regulations: double ram blowout preventer; blowout preventer accumulator unit; blowout preventer choke manifold; land trip tank; and drilling mud degasser. | 2015-02-10 | 880200 | 100
18573 | T1 | Nabors Lux Finance #2 | Drilling Rig 896 | Sec 5 Blk C5 Abs 4280 | Pecos | TX |  | Reeves | CN604268243 | RN106607823 | double ram blowout preventer; single ram blowout preventer; blowout preventer accumulator unit; blowout preventer choke manifold; land trip tank; and drilling mud degasser. | The following property is used 100% for pollution control and is installed to meet or exceed federal or state regulations: double ram blowout preventer; single ram blowout preventer; blowout preventer accumulator unit; blowout preventer choke manifold; land trip tank; and drilling mud degasser. | 2015-02-10 | 1212400 | 100
18574 | T1 | Reliance Energy, Inc. | Mabee OH #1SW Saltwater Disposal Well | Sec 4, Blk OH, O H Bennett | Martin County | TX |  | Martin | CN604266106 | none | non-commercial saltwater disposal well and ancillary equipment including tanks, pumps, flow meter, wellhead, tubing, and casing. | The following property is used 100% for pollution control and is installed to meet or exceed federal or state regulations: non-commercial saltwater disposal well and ancillary equipment including tanks, pumps, flow meter, wellhead, tubing, and casing. | 2015-02-05 | 263705 | 100
18575 | T1 | Nabors Lux Finance #2 | Drilling Rig M27 | Sec 7 Block Abstract 793 | Pecos | TX |  | Reeves | CN604268243 | RN106607823 | double ram blowout preventer; blowout preventer accumulator unit; blowout preventer choke manifold; land trip tank; and drilling mud degasser. | The following property is used 100% for pollution control and is installed to meet or exceed federal or state regulations: double ram blowout preventer; blowout preventer accumulator unit; blowout preventer choke manifold; land trip tank; and drilling mud degasser. | 2015-02-10 | 880200 | 100
18576 | T1 | Nabors Lux Finance #2 | Drilling Rig 894 | Sec 47 Block 6 Abstract 31 | Pecos | TX |  | Reeves | CN604268243 | RN106607823 | double ram blowout preventer; single ram blowout preventer; blowout preventer accumulator unit; blowout preventer choke manifold; land trip tank; and drilling mud degasser. | The following property is used 100% for pollution control and is installed to meet or exceed federal or state regulations: double ram blowout preventer; single ram blowout preventer; blowout preventer accumulator unit; blowout preventer choke manifold; land trip tank; and drilling mud degasser. | 2015-02-10 | 1212400 | 100
18577 | T1 | Chevron Phillips Chemical Company LP | Borger Plant | Hwy Spur 119 N | Borger | TX | 79008 | Hutchinson | CN600303614 | RN105915854 | replacement piping for column 12 flare. | The following property is used 100% for pollution control and is installed to meet or exceed federal or state regulations: replacement piping for column 12 flare. | 2015-02-05 | 171215 | 100
18578 | T1 | Chevron Phillips Chemical Company LP | Cedar Bayou Chemical Complex | 9500 I-10 East, Exit 796 | Baytown | TX | 77521 | Harris | CN600303614 | RN100825249 | pilot replacement for 1797 flare. | The following property is used 100% for pollution control and is installed to meet or exceed federal or state regulations: pilot replacement for 1797 flare. | 2015-02-05 | 141000 | 100
18579 | T1 | Chevron Phillips Chemical Company LP | Cedar Bayou Chemical Complex | 9500 I-10 East, Exit 796 | Baytown | TX | 77521 | Harris | CN600303614 | RN100825249 | replacement 1797 flare (Z-101) including the flare tip, fuel gas lines, and steam lines. | The following property is used 100% for pollution control and is installed to meet or exceed federal or state regulations: replacement 1797 flare (Z-101) including the flare tip, fuel gas lines, and steam lines. | 2015-02-06 | 1495000 | 100
18580 | T1 | Chevron Phillips Chemical Company LP | Port Arthur Facility | 2001 South Gulfway Dr. | Port Arthur | TX | 77640 | Jefferson | CN600303614 | RN100215615 | flare 40 analyzer building with two analyzers. | The following property is used 100% for pollution control and is installed to meet or exceed federal or state regulations: flare 40 analyzer building with two analyzers. | 2015-02-05 | 1695000 | 100
18581 | T1 | Chevron Phillips Chemical Company LP | Borger Plant | Hwy Spur 119 N | Borger | TX | 79008 | Hutchinson | CN600303614 | RN105915854 | ultrasonic flow meter installed on North Flare. | The following property is used 100% for pollution control and is installed to meet or exceed federal or state regulations: ultrasonic flow meter installed on North Flare. | 2015-02-05 | 168100 | 100
18582 | T1 | Invista S.A.R.L. | Victoria Plant | 2695 Old Bloomington Rd N | Victoria | TX | 77905 | Victoria | CN602582231 | RN102663671 | selective non-catalytic reduction system and incremental cost difference for low NOx burners compared to similar burners without NOx controls installed on Boiler #2. | The following property is used 100% for pollution control and is installed to meet or exceed federal or state regulations: selective non-catalytic reduction system and incremental cost difference for low NOx burners compared to similar burners without NOx controls installed on Boiler #2. | 2015-02-06 | 12930000 | 100
18583 | T1 | El Paso Electric Company | EPE Eastside Operations Center | 13511-A Montana Avenue | El Paso | TX | 79938 | El Paso | CN600352819 | RN106687239 | 3.2 acre stormwater retention pond; 3.5 acre stormwater retention pond; conveyances and ancillary equipment for the retention ponds; and 7,500 square feet of concrete secondary containment for oil-filled equipment. | The following property is used 100% for pollution control and is installed to meet or exceed federal or state regulations: 3.2 acre stormwater retention pond; 3.5 acre stormwater retention pond; conveyances and ancillary equipment for the retention ponds; and 7,500 square feet of concrete secondary containment for oil-filled equipment. | 2015-02-19 | 1301093 | 100
18584 | T1 | AEP Texas North Company | Oklaunion Power Plant | 12567 FM 3430 | Vernon | TX | 76384 | Wilbarger | CN601572753 | RN101062255 | two mist eliminators replaced at Boiler 1 for Absorbers F103 and F102. | The following property is used 100% for pollution control and is installed to meet or exceed federal or state regulations: two mist eliminators replaced at Boiler 1 for Absorbers F103 and F102. | 2015-03-27 | 96235 | 100
18585 | T1 | AEP Texas North Company | Oklaunion Power Plant | 12567 FM 3430 | Vernon | TX | 76384 | Wilbarger | CN601572753 | RN101062255 | three density meters for absorbers. | The following property is used 100% for pollution control and is installed to meet or exceed federal or state regulations: three density meters for absorbers. | 2015-03-27 | 109661 | 100
18586 | T1 | AEP Texas North Company | Oklaunion Power Plant | 12567 FM 3430 | Vernon | TX | 76384 | Wilbarger | CN601572753 | RN101062255 | replacement of scrubber ball mill liner. | Withdrawn by applicant | 2015-03-24 | 21605 | 100
18587 | T1 | AEP Texas North Company | Oklaunion Power Plant | 12567 FM 3430 | Vernon | TX | 76384 | Wilbarger | CN601572753 | RN101062255 | economizer ash line. | The following property is used 100% for pollution control and is installed to meet or exceed federal or state regulations: economizer ash line. | 2015-03-27 | 72319 | 100
18588 | T1 | AEP Texas North Company | Oklaunion Power Plant | 12567 FM 3430 | Vernon | TX | 76384 | Wilbarger | CN601572753 | RN101062255 | Replaced MU water booster pump J-112A/motor. | Withdrawn by applicant | 2015-03-24 | 13664 | 100
18589 | T1 | TPC Group, LLC | TPC Houston Operations | 8600 Park Place Blvd | Houston | TX | 77017 | Harris | CN603624289 | RN100219526 | drift eliminators installed on Cooling Tower CT-7. | The following property is used 100% for pollution control and is installed to meet or exceed federal or state regulations: drift eliminators installed on Cooling Tower CT-7. | 2015-02-06 | 350000 | 100
18590 | T1 | Nabors Lux Finance #2 | Drilling Rig M25 | Sec 16 Blk 34 T5S Abstract | Pecos | TX |  | Reeves | CN604268243 | RN106607823 | double ram blowout preventer; single ram blowout preventer; blowout preventer accumulator unit; blowout preventer choke manifold; land trip tank; and drilling mud degasser. | The following property is used 100% for pollution control and is installed to meet or exceed federal or state regulations: double ram blowout preventer; single ram blowout preventer; blowout preventer accumulator unit; blowout preventer choke manifold; land trip tank; and drilling mud degasser. | 2015-02-10 | 1212400 | 100
18591 | T1 | Nabors Lux Finance #2 | Drilling Rig M21 | Sec 2 Block H Abstract 1048 | Miami | TX |  | Roberts | CN604268243 | RN106607823 | double ram blowout preventer; blowout preventer accumulator unit; blowout preventer choke manifold; land trip tank; and drilling mud degasser. | The following property is used 100% for pollution control and is installed to meet or exceed federal or state regulations: double ram blowout preventer; blowout preventer accumulator unit; blowout preventer choke manifold; land trip tank; and drilling mud degasser. | 2015-02-10 | 880200 | 100
18592 | T1 | Nabors Lux Finance #2 | Drilling Rig M33 | Section Block Abstract 193 | Henderson | TX |  | Rusk | CN604268243 | RN106607823 | double ram blowout preventer; single ram blowout preventer; blowout preventer accumulator unit; blowout preventer choke manifold; land trip tank; and drilling mud degasser. | The following property is used 100% for pollution control and is installed to meet or exceed federal or state regulations: double ram blowout preventer; single ram blowout preventer; blowout preventer accumulator unit; blowout preventer choke manifold; land trip tank; and drilling mud degasser. | 2015-02-10 | 1212400 | 100
18593 | T1 | Nabors Lux Finance #2 | Drilling Rig M52 | Section Block Abstract 112 | Henderson | TX |  | Rusk | CN604268243 | RN106607823 | double ram blowout preventer; single ram blowout preventer; blowout preventer accumulator unit; blowout preventer choke manifold; and drilling mud degasser. | The following property is used 100% for pollution control and is installed to meet or exceed federal or state regulations: double ram blowout preventer; single ram blowout preventer; blowout preventer accumulator unit; blowout preventer choke manifold; and drilling mud degasser. | 2015-02-10 | 1114600 | 100
18594 | T1 | Nabors Lux Finance #2 | Drilling Rig M31 | Section Block Abstract 339 | Henderson | TX |  | Rusk | CN604268243 | RN106607823 | double ram blowout preventer; single ram blowout preventer; blowout preventer accumulator unit; blowout preventer choke manifold; land trip tank; and drilling mud degasser. | The following property is used 100% for pollution control and is installed to meet or exceed federal or state regulations: double ram blowout preventer; single ram blowout preventer; blowout preventer accumulator unit; blowout preventer choke manifold; land trip tank; and drilling mud degasser. | 2015-02-10 | 1212400 | 100
18595 | T1 | Nabors Lux Finance #2 | Drilling Rig 897 | 12047 SH 35 N | Tyler | TX |  | Smith | CN604268243 | RN106607823 | double ram blowout preventer; single ram blowout preventer; blowout preventer accumulator unit; blowout preventer choke manifold; and drilling mud degasser. | The following property is used 100% for pollution control and is installed to meet or exceed federal or state regulations: double ram blowout preventer; single ram blowout preventer; blowout preventer accumulator unit; blowout preventer choke manifold; and drilling mud degasser. | 2015-02-10 | 1114600 | 100
18596 | T1 | Nabors Lux Finance #2 | Drilling Rig M24 | Section Block Abstract 3 | Gilmer | TX |  | Upshur | CN604268243 | RN106607823 | double ram blowout preventer; single ram blowout preventer; blowout preventer accumulator unit; blowout preventer choke manifold; land trip tank; and drilling mud degasser. | The following property is used 100% for pollution control and is installed to meet or exceed federal or state regulations: double ram blowout preventer; single ram blowout preventer; blowout preventer accumulator unit; blowout preventer choke manifold; land trip tank; and drilling mud degasser. | 2015-02-10 | 1212400 | 100
18597 | T1 | Nabors Lux Finance #2 | Drilling Rig M44 | Section Block Abstract 1 | Gilmer | TX |  | Upshur | CN604268243 | RN106607823 | double ram blowout preventer; single ram blowout preventer; blowout preventer accumulator unit; blowout preventer choke manifold; and drilling mud degasser. | The following property is used 100% for pollution control and is installed to meet or exceed federal or state regulations: double ram blowout preventer; single ram blowout preventer; blowout preventer accumulator unit; blowout preventer choke manifold; and drilling mud degasser. | 2015-02-10 | 1114600 | 100
18598 | T1 | Nabors Lux Finance #2 | Drilling Rig 893 | Sec 159 Blk 34 Abstract 257 | Barstow | TX |  | Ward | CN604268243 | RN106607823 | double ram blowout preventer; single ram blowout preventer; blowout preventer accumulator unit; blowout preventer choke manifold; drilling mud desander; drilling mud desilter; and drilling mud degasser. | The following property is used 100% for pollution control and is installed to meet or exceed federal or state regulations: double ram blowout preventer; single ram blowout preventer; blowout preventer accumulator unit; blowout preventer choke manifold; drilling mud desander; drilling mud desilter; and drilling mud degasser. | 2015-02-10 | 1183600 | 100
18599 | T1 | Nabors Lux Finance #2 | Drilling Rig M17 | 13000 W University | Odessa | TX |  | Ector | CN604268243 | RN106607823 | double ram blowout preventer; blowout preventer accumulator unit; blowout preventer choke manifold; land trip tank; and drilling mud degasser. | The following property is used 100% for pollution control and is installed to meet or exceed federal or state regulations: double ram blowout preventer; blowout preventer accumulator unit; blowout preventer choke manifold; land trip tank; and drilling mud degasser. | 2015-02-10 | 880200 | 100
18600 | T1 | Nabors Lux Finance #2 | Drilling Rig 888 | Section 4 Block 21 Abstract | Kermit | TX |  | Winkler | CN604268243 | RN106607823 | double ram blowout preventer; single ram blowout preventer; blowout preventer accumulator unit; blowout preventer choke manifold; drilling mud desander; drilling mud desilter; and drilling mud degasser. | The following property is used 100% for pollution control and is installed to meet or exceed federal or state regulations: double ram blowout preventer; single ram blowout preventer; blowout preventer accumulator unit; blowout preventer choke manifold; drilling mud desander; drilling mud desilter; and drilling mud degasser. | 2015-02-10 | 1183600 | 100
18601 | T1 | Nabors Drilling USA | Drilling Rig 412 | Section Block Abstract 88 | Kurten | TX | 77267 | Brazos | CN600290928 | RN100699271 | double ram blowout preventer; single ram blowout preventer; blowout preventer accumulator unit; blowout preventer choke manifold; land trip tank; drilling mud desander; drilling mud desilter; and drilling mud degasser. | The following property is used 100% for pollution control and is installed to meet or exceed federal or state regulations: double ram blowout preventer; single ram blowout preventer; blowout preventer accumulator unit; blowout preventer choke manifold; land trip tank; drilling mud desander; drilling mud desilter; and drilling mud degasser. | 2015-02-10 | 1281400 | 100
18602 | T1 | Nabors Drilling USA | Drilling Rig 796 | CR 114 | Deanville | TX |  | Burleson | CN600290928 | RN100699271 | blowout preventer choke manifold. | The following property is used 100% for pollution control and is installed to meet or exceed federal or state regulations: blowout preventer choke manifold. | 2015-02-10 | 193100 | 100
18603 | T1 | Nabors Drilling USA | Drilling Rig 424 | 13000 W University | Odessa | TX |  | Ector | CN600290928 | RN100699271 | double ram blowout preventer; single ram blowout preventer; blowout preventer accumulator unit; blowout preventer choke manifold; land trip tank; drilling mud desander; drilling mud desilter; and drilling mud degasser. | The following property is used 100% for pollution control and is installed to meet or exceed federal or state regulations: double ram blowout preventer; single ram blowout preventer; blowout preventer accumulator unit; blowout preventer choke manifold; land trip tank; drilling mud desander; drilling mud desilter; and drilling mud degasser. | 2015-02-10 | 1281400 | 100
18604 | T1 | Nabors Drilling USA | Drilling Rig 270 | Sec 7 Blk 1 Abstract 342 | Canadian | TX |  | Hemphill | CN600290928 | RN100699271 | double ram blowout preventer; single ram blowout preventer; blowout preventer accumulator unit; blowout preventer choke manifold; drilling mud desander; drilling mud desilter; and drilling mud degasser. | The following property is used 100% for pollution control and is installed to meet or exceed federal or state regulations: double ram blowout preventer; single ram blowout preventer; blowout preventer accumulator unit; blowout preventer choke manifold; drilling mud desander; drilling mud desilter; and drilling mud degasser. | 2015-02-10 | 1183600 | 100
18605 | T1 | Nabors Drilling USA | Drilling Rig 620 | Section 100 Block Abstract | Fowlerton | TX |  | La Salle | CN600290928 | RN100699271 | double ram blowout preventer; single ram blowout preventer; blowout preventer accumulator unit; blowout preventer choke manifold; land trip tank; drilling mud desander; drilling mud desilter; and drilling mud degasser. | The following property is used 100% for pollution control and is installed to meet or exceed federal or state regulations: double ram blowout preventer; single ram blowout preventer; blowout preventer accumulator unit; blowout preventer choke manifold; land trip tank; drilling mud desander; drilling mud desilter; and drilling mud degasser. | 2015-02-10 | 1281400 | 100
18606 | T1 | Nabors Drilling USA | Drilling Rig 617 | Section Block Abstract 4 | Hallettsville | TX |  | Lavaca | CN600290928 | RN100699271 | double ram blowout preventer; single ram blowout preventer; blowout preventer accumulator unit; blowout preventer choke manifold; land trip tank; and drilling mud degasser. | The following property is used 100% for pollution control and is installed to meet or exceed federal or state regulations: double ram blowout preventer; single ram blowout preventer; blowout preventer accumulator unit; blowout preventer choke manifold; land trip tank; and drilling mud degasser. | 2015-02-10 | 1212400 | 100
18607 | T1 | TPC Group, LLC | TPC Houston Operations | 8600 Park Place Blvd | Houston | TX | 77017 | Harris | CN603624289 | RN100219526 | replacement internal floating roof on Tank 103. | The following property is used 100% for pollution control and is installed to meet or exceed federal or state regulations: replacement internal floating roof on Tank 103. | 2015-02-09 | 4015000 | 100
18608 | T1 | Nabors Drilling USA | Drilling Rig 322 | Sec 60 Blk 1 Abstract 454 | Mentone | TX |  | Loving | CN600290928 | RN100699271 | double ram blowout preventer; single ram blowout preventer; blowout preventer accumulator unit; blowout preventer choke manifold; land trip tank; drilling mud desander; drilling mud desilter; and drilling mud degasser. | The following property is used 100% for pollution control and is installed to meet or exceed federal or state regulations: double ram blowout preventer; single ram blowout preventer; blowout preventer accumulator unit; blowout preventer choke manifold; land trip tank; drilling mud desander; drilling mud desilter; and drilling mud degasser. | 2015-02-10 | 1281400 | 100
18609 | T1 | Nabors Drilling USA | Drilling Rig 547 | Sec 100 Blk 1 Abstract 8634 | Fort Stockton | TX | 79735 | Pecos | CN600290928 | RN100699271 | double ram blowout preventer; blowout preventer accumulator unit; blowout preventer choke manifold; land trip tank; drilling mud desander; drilling mud desilter; and drilling mud degasser. | The following property is used 100% for pollution control and is installed to meet or exceed federal or state regulations: double ram blowout preventer; blowout preventer accumulator unit; blowout preventer choke manifold; land trip tank; drilling mud desander; drilling mud desilter; and drilling mud degasser. | 2015-02-10 | 949200 | 100
18610 | T1 | TPC Group, LLC | TPC Houston Operations | 8600 Park Place Blvd | Houston | TX | 77017 | Harris | CN603624289 | RN100219526 | polyisobutylene (PIB) vent analyzer which monitors stream routed to flare. | The following property is used 100% for pollution control and is installed to meet or exceed federal or state regulations: polyisobutylene (PIB) vent analyzer which monitors stream routed to flare. | 2015-02-09 | 217000 | 100
18611 | T1 | Nabors Drilling USA | Drilling Rig 188 | Sec 41 Blk G&M2 Abstract | Amarillo | TX |  | Potter | CN600290928 | RN100699271 | double ram blowout preventer; single ram blowout preventer; blowout preventer accumulator unit; blowout preventer choke manifold; drilling mud desander; drilling mud desilter; and drilling mud degasser. | The following property is used 100% for pollution control and is installed to meet or exceed federal or state regulations: double ram blowout preventer; single ram blowout preventer; blowout preventer accumulator unit; blowout preventer choke manifold; drilling mud desander; drilling mud desilter; and drilling mud degasser. | 2015-02-10 | 1183600 | 100
18612 | T1 | Nabors Drilling USA | Drilling Rig 714 | Sec 46 Blk 50 T8S Abs 2720 | Pecos | TX |  | Reeves | CN600290928 | RN100699271 | double ram blowout preventer; single ram blowout preventer; blowout preventer accumulator unit; blowout preventer choke manifold; land trip tank; and drilling mud degasser. | The following property is used 100% for pollution control and is installed to meet or exceed federal or state regulations: double ram blowout preventer; single ram blowout preventer; blowout preventer accumulator unit; blowout preventer choke manifold; land trip tank; and drilling mud degasser. | 2015-02-10 | 1212400 | 100
18613 | T1 | TPC Group, LLC | TPC Houston Operations | 8600 Park Place Blvd | Houston | TX | 77017 | Harris | CN603624289 | RN100219526 | level indicators on HON tanks installed to prevent overfill incidents. | The following property is used 100% for pollution control and is installed to meet or exceed federal or state regulations: level indicators on HON tanks installed to prevent overfill incidents. | 2015-02-09 | 100000 | 100
18614 | T1 | Nabors Drilling USA | Drilling Rig 456 | Section Block Abstract 28 | Henderson | TX |  | Rusk | CN600290928 | RN100699271 | double ram blowout preventer; single ram blowout preventer; blowout preventer accumulator unit; blowout preventer choke manifold; drilling mud desander; drilling mud desilter; and drilling mud degasser. | The following property is used 100% for pollution control and is installed to meet or exceed federal or state regulations: double ram blowout preventer; single ram blowout preventer; blowout preventer accumulator unit; blowout preventer choke manifold; drilling mud desander; drilling mud desilter; and drilling mud degasser. | 2015-02-10 | 1183600 | 100
18615 | T1 | Nabors Drilling USA | Drilling Rig 730 | Sec 13 Blk 20 Abstract U14 | Wink | TX |  | Winkler | CN600290928 | RN100699271 | double ram blowout preventer; blowout preventer accumulator unit; blowout preventer choke manifold; land trip tank; drilling mud desander; and drilling mud desilter. | The following property is used 100% for pollution control and is installed to meet or exceed federal or state regulations: double ram blowout preventer; blowout preventer accumulator unit; blowout preventer choke manifold; land trip tank; drilling mud desander; and drilling mud desilter. | 2015-02-10 | 906300 | 100
18616 | T1 | Oncor Electric Delivery Company, LLC | Bakke Substation | on US 385 | Andrews | TX | 79714 | Andrews | CN603313842 | RN109628586 | leaker management and secondary containment comprised of a concrete pad poured around the transformer and extending approximately 4 feet outside of the transformer radiators; an oil water separator incorporated into the concrete pad; and a metal railing installed around the concrete pad to channel leaked oil to the oil water separator. | The following property is used 100% for pollution control and is installed to meet or exceed federal or state regulations: leaker management and secondary containment comprised of a concrete pad poured around the transformer and extending approximately 4 feet outside of the transformer radiators; an oil water separator incorporated into the concrete pad; and a metal railing installed around the concrete pad to channel leaked oil to the oil water separator. | 2015-04-28 | 29307 | 100
18617 | T1 | Oncor Electric Delivery Company, LLC | Midland Farms Substation | US 385, 17.5 mi S of Andrews, | Andrews | TX | 79714 | Andrews | CN603313842 | RN109631622 | leaker management and secondary containment comprised of a concrete pad poured around the transformer and extending approximately 4 feet outside of the transformer radiators; an oil water separator incorporated into the concrete pad; and a metal railing installed around the concrete pad to channel leaked oil to the oil water separator. | The following property is used 100% for pollution control and is installed to meet or exceed federal or state regulations: leaker management and secondary containment comprised of a concrete pad poured around the transformer and extending approximately 4 feet outside of the transformer radiators; an oil water separator incorporated into the concrete pad; and a metal railing installed around the concrete pad to channel leaked oil to the oil water separator. | 2015-04-28 | 29717 | 100
18618 | T1 | Oncor Electric Delivery Company, LLC | McDermott Substation | 4665 McDermott | Plano | TX | 75024 | Collin | CN603313842 | RN109631630 | leaker management and secondary containment comprised of a concrete pad poured around the transformer and extending approximately 4 feet outside of the transformer radiators; an oil water separator incorporated into the concrete pad; and a metal railing installed around the concrete pad to channel leaked oil to the oil water separator. | The following property is used 100% for pollution control and is installed to meet or exceed federal or state regulations: leaker management and secondary containment comprised of a concrete pad poured around the transformer and extending approximately 4 feet outside of the transformer radiators; an oil water separator incorporated into the concrete pad; and a metal railing installed around the concrete pad to channel leaked oil to the oil water separator. | 2015-04-28 | 63720 | 100
18619 | T1 | Oncor Electric Delivery Company, LLC | Plano Coit Road Substation | 4243 W. Parker Road | Plano | TX | 75093 | Collin | CN603313842 | RN109631648 | leaker management and secondary containment comprised of a concrete pad poured around the transformer and extending approximately 4 feet outside of the transformer radiators; an oil water separator incorporated into the concrete pad; and a metal railing installed around the concrete pad to channel leaked oil to the oil water separator. | The following property is used 100% for pollution control and is installed to meet or exceed federal or state regulations: leaker management and secondary containment comprised of a concrete pad poured around the transformer and extending approximately 4 feet outside of the transformer radiators; an oil water separator incorporated into the concrete pad; and a metal railing installed around the concrete pad to channel leaked oil to the oil water separator. | 2015-04-28 | 58711 | 100
18620 | T1 | Oncor Electric Delivery Company, LLC | Plano Communications Substation | 6200 Communication Pkwy | Plano | TX | 75024 | Collin | CN603313842 | RN109631655 | leaker management and secondary containment comprised of a concrete pad poured around the transformer and extending approximately 4 feet outside of the transformer radiators; an oil water separator incorporated into the concrete pad; and a metal railing installed around the concrete pad to channel leaked oil to the oil water separator. | The following property is used 100% for pollution control and is installed to meet or exceed federal or state regulations: leaker management and secondary containment comprised of a concrete pad poured around the transformer and extending approximately 4 feet outside of the transformer radiators; an oil water separator incorporated into the concrete pad; and a metal railing installed around the concrete pad to channel leaked oil to the oil water separator. | 2015-04-28 | 25337 | 100
18621 | T1 | Oncor Electric Delivery Company, LLC | Plano Custer Road Substation | 6465 Custer Road | Plano | TX | 75023 | Collin | CN603313842 | RN109631663 | leaker management and secondary containment comprised of a concrete pad poured around the transformer and extending approximately 4 feet outside of the transformer radiators; an oil water separator incorporated into the concrete pad; and a metal railing installed around the concrete pad to channel leaked oil to the oil water separator. | The following property is used 100% for pollution control and is installed to meet or exceed federal or state regulations: leaker management and secondary containment comprised of a concrete pad poured around the transformer and extending approximately 4 feet outside of the transformer radiators; an oil water separator incorporated into the concrete pad; and a metal railing installed around the concrete pad to channel leaked oil to the oil water separator. | 2015-04-28 | 61117 | 100
18622 | T1 | Oncor Electric Delivery Company, LLC | Plano Substation | 909 10th Street | Plano | TX | 75074 | Collin | CN603313842 | RN109631671 | leaker management and secondary containment comprised of a concrete pad poured around the transformer and extending approximately 4 feet outside of the transformer radiators; an oil water separator incorporated into the concrete pad; and a metal railing installed around the concrete pad to channel leaked oil to the oil water separator. | The following property is used 100% for pollution control and is installed to meet or exceed federal or state regulations: leaker management and secondary containment comprised of a concrete pad poured around the transformer and extending approximately 4 feet outside of the transformer radiators; an oil water separator incorporated into the concrete pad; and a metal railing installed around the concrete pad to channel leaked oil to the oil water separator. | 2015-04-28 | 38317 | 100
18623 | T1 | Oncor Electric Delivery Company, LLC | Preston Meadows Substation | 4310 Legacy Drive | Plano | TX | 75074 | Collin | CN603313842 | RN109632927 | leaker management and secondary containment comprised of a concrete pad poured around the transformer and extending approximately 4 feet outside of the transformer radiators; an oil water separator incorporated into the concrete pad; and a metal railing installed around the concrete pad to channel leaked oil to the oil water separator. | The following property is used 100% for pollution control and is installed to meet or exceed federal or state regulations: leaker management and secondary containment comprised of a concrete pad poured around the transformer and extending approximately 4 feet outside of the transformer radiators; an oil water separator incorporated into the concrete pad; and a metal railing installed around the concrete pad to channel leaked oil to the oil water separator. | 2015-04-28 | 23311 | 100
18624 | T1 | Oncor Electric Delivery Company, LLC | Preston Meadows Substation | 4310 Legacy Drive | Plano | TX | 75074 | Collin | CN603313842 | RN109632927 | secondary containment system consisting of an earthen berm sized to contain all of the oil in the largest piece of equipment and an oil water separator installed within the bermed area. | The following property is used 100% for pollution control and is installed to meet or exceed federal or state regulations: secondary containment system consisting of an earthen berm sized to contain all of the oil in the largest piece of equipment and an oil water separator installed within the bermed area. | 2015-04-28 | 72062 | 100
18625 | T1 | Oncor Electric Delivery Company, LLC | North Parkway Substation | 18800 Dallas Parkway | Dallas | TX | 75287 | Collin | CN603313842 | RN109631697 | leaker management and secondary containment comprised of a concrete pad poured around the transformer and extending approximately 4 feet outside of the transformer radiators; an oil water separator incorporated into the concrete pad; and a metal railing installed around the concrete pad to channel leaked oil to the oil water separator. | The following property is used 100% for pollution control and is installed to meet or exceed federal or state regulations: leaker management and secondary containment comprised of a concrete pad poured around the transformer and extending approximately 4 feet outside of the transformer radiators; an oil water separator incorporated into the concrete pad; and a metal railing installed around the concrete pad to channel leaked oil to the oil water separator. | 2015-04-28 | 14277 | 100
18626 | T1 | Oncor Electric Delivery Company, LLC | Armstrong Substation | 3410 Armstring Avenue | Dallas | TX | 75205 | Dallas | CN603313842 | RN109627083 | secondary containment system consisting of an earthen berm built completely around the oil-filled equipment and drains equipped with polymer that expands and seals the drain upon contact with hydrocarbon. | The following property is used 100% for pollution control and is installed to meet or exceed federal or state regulations: secondary containment system consisting of an earthen berm built completely around the oil-filled equipment and drains equipped with polymer that expands and seals the drain upon contact with hydrocarbon. | 2015-04-28 | 105294 | 100
18627 | T1 | Oncor Electric Delivery Company, LLC | Beltline Substation | 7900 Beltline Road | Dallas | TX | 75254 | Dallas | CN603313842 | RN109631713 | leaker management and secondary containment comprised of a concrete pad poured around the transformer and extending approximately 4 feet outside of the transformer radiators; an oil water separator incorporated into the concrete pad; and a metal railing installed around the concrete pad to channel leaked oil to the oil water separator. | The following property is used 100% for pollution control and is installed to meet or exceed federal or state regulations: leaker management and secondary containment comprised of a concrete pad poured around the transformer and extending approximately 4 feet outside of the transformer radiators; an oil water separator incorporated into the concrete pad; and a metal railing installed around the concrete pad to channel leaked oil to the oil water separator. | 2015-04-28 | 64193 | 100
18628 | T1 | Oncor Electric Delivery Company, LLC | Mesquite Forney Road Substation | 4401 Forney Road | Mesquite | TX | 75149 | Dallas | CN603313842 | RN109631721 | leaker management and secondary containment comprised of a concrete pad poured around the transformer and extending approximately 4 feet outside of the transformer radiators; an oil water separator incorporated into the concrete pad; and a metal railing installed around the concrete pad to channel leaked oil to the oil water separator. | The following property is used 100% for pollution control and is installed to meet or exceed federal or state regulations: leaker management and secondary containment comprised of a concrete pad poured around the transformer and extending approximately 4 feet outside of the transformer radiators; an oil water separator incorporated into the concrete pad; and a metal railing installed around the concrete pad to channel leaked oil to the oil water separator. | 2015-04-28 | 46808 | 100
18629 | T1 | Oncor Electric Delivery Company, LLC | Riverfront Substation | 919 N. Riverfront Blvd. | Dallas | TX | 75207 | Dallas | CN603313842 | RN109631739 | secondary containment system consisting of an earthen berm sized to contain all of the oil in the largest piece of equipment and an oil water separator installed within the bermed area. | The following property is used 100% for pollution control and is installed to meet or exceed federal or state regulations: secondary containment system consisting of an earthen berm sized to contain all of the oil in the largest piece of equipment and an oil water separator installed within the bermed area. | 2015-04-28 | 30333 | 100
18630 | T1 | Oncor Electric Delivery Company, LLC | Sorcey Road Substation | 7170 Sorcey Road | Dallas | TX | 75249 | Dallas | CN603313842 | RN109631747 | leaker management and secondary containment comprised of a concrete pad poured around the transformer and extending approximately 4 feet outside of the transformer radiators; an oil water separator incorporated into the concrete pad; and a metal railing installed around the concrete pad to channel leaked oil to the oil water separator. | The following property is used 100% for pollution control and is installed to meet or exceed federal or state regulations: leaker management and secondary containment comprised of a concrete pad poured around the transformer and extending approximately 4 feet outside of the transformer radiators; an oil water separator incorporated into the concrete pad; and a metal railing installed around the concrete pad to channel leaked oil to the oil water separator. | 2015-04-28 | 44843 | 100
18631 | T1 | Oncor Electric Delivery Company, LLC | West Network Substation | 913 South Industrial Blvd. | Dallas | TX | 75207 | Dallas | CN603313842 | RN109631754 | leaker management and secondary containment comprised of a concrete pad poured around the transformer and extending approximately 4 feet outside of the transformer radiators; an oil water separator incorporated into the concrete pad; and a metal railing installed around the concrete pad to channel leaked oil to the oil water separator. | The following property is used 100% for pollution control and is installed to meet or exceed federal or state regulations: leaker management and secondary containment comprised of a concrete pad poured around the transformer and extending approximately 4 feet outside of the transformer radiators; an oil water separator incorporated into the concrete pad; and a metal railing installed around the concrete pad to channel leaked oil to the oil water separator. | 2015-04-28 | 41854 | 100
18632 | T1 | Oncor Electric Delivery Company, LLC | Colony Substation | 5033 Clover Valley | The Colony | TX | 75056 | Denton | CN603313842 | RN109631762 | leaker management and secondary containment comprised of a concrete pad poured around the transformer and extending approximately 4 feet outside of the transformer radiators; an oil water separator incorporated into the concrete pad; and a metal railing installed around the concrete pad to channel leaked oil to the oil water separator. | The following property is used 100% for pollution control and is installed to meet or exceed federal or state regulations: leaker management and secondary containment comprised of a concrete pad poured around the transformer and extending approximately 4 feet outside of the transformer radiators; an oil water separator incorporated into the concrete pad; and a metal railing installed around the concrete pad to channel leaked oil to the oil water separator. | 2015-04-30 | 62390 | 100
18633 | T1 | Oncor Electric Delivery Company, LLC | Hebron Rosemeade Substation | 2605 E. Rosemeade Parkway | Carrollton | TX | 75007 | Denton | CN603313842 | RN109631770 | leaker management and secondary containment comprised of a concrete pad poured around the transformer and extending approximately 4 feet outside of the transformer radiators; an oil water separator incorporated into the concrete pad; and a metal railing installed around the concrete pad to channel leaked oil to the oil water separator. | The following property is used 100% for pollution control and is installed to meet or exceed federal or state regulations: leaker management and secondary containment comprised of a concrete pad poured around the transformer and extending approximately 4 feet outside of the transformer radiators; an oil water separator incorporated into the concrete pad; and a metal railing installed around the concrete pad to channel leaked oil to the oil water separator. | 2015-04-28 | 60709 | 100
18634 | T1 | Oncor Electric Delivery Company, LLC | Garden City East Substation | 659 County Road 300 | Garden City | TX | 79739 | Glasscock | CN603313842 | RN109631788 | leaker management and secondary containment comprised of a concrete pad poured around the transformer and extending approximately 4 feet outside of the transformer radiators; an oil water separator incorporated into the concrete pad; and a metal railing installed around the concrete pad to channel leaked oil to the oil water separator. | The following property is used 100% for pollution control and is installed to meet or exceed federal or state regulations: leaker management and secondary containment comprised of a concrete pad poured around the transformer and extending approximately 4 feet outside of the transformer radiators; an oil water separator incorporated into the concrete pad; and a metal railing installed around the concrete pad to channel leaked oil to the oil water separator. | 2015-04-28 | 27717 | 100
18635 | T1 | Oncor Electric Delivery Company, LLC | Glasscock County North Substation | 2963 N. McDonald Road | Big Spring | TX | 79720 | Howard | CN603313842 | RN109631796 | leaker management and secondary containment comprised of a concrete pad poured around the transformer and extending approximately 4 feet outside of the transformer radiators; an oil water separator incorporated into the concrete pad; and a metal railing installed around the concrete pad to channel leaked oil to the oil water separator. | The following property is used 100% for pollution control and is installed to meet or exceed federal or state regulations: leaker management and secondary containment comprised of a concrete pad poured around the transformer and extending approximately 4 feet outside of the transformer radiators; an oil water separator incorporated into the concrete pad; and a metal railing installed around the concrete pad to channel leaked oil to the oil water separator. | 2015-04-28 | 29717 | 100
18636 | T1 | Red Bluff Industrial Properties LP | JDA Houston Distribution Warehouse | 10525 Red Bluff | Houston | TX | 77507 | Harris | CN603083452 | RN104932470 | stormwater quality retention pond and trash screen/weir. | The following property is used 100% for pollution control and is installed to meet or exceed federal or state regulations: stormwater quality retention pond and trash screen/weir. | 2015-04-08 | 1335156 | 100
18637 | T1 | Oncor Electric Delivery Company, LLC | Denison Substation | 627 W. Acheson | Denison | TX | 75020 | Grayson | CN603313842 | RN109631804 | leaker management and secondary containment comprised of a concrete pad poured around the transformer and extending approximately 4 feet outside of the transformer radiators; an oil water separator incorporated into the concrete pad; and a metal railing installed around the concrete pad to channel leaked oil to the oil water separator. | The following property is used 100% for pollution control and is installed to meet or exceed federal or state regulations: leaker management and secondary containment comprised of a concrete pad poured around the transformer and extending approximately 4 feet outside of the transformer radiators; an oil water separator incorporated into the concrete pad; and a metal railing installed around the concrete pad to channel leaked oil to the oil water separator. | 2015-04-28 | 51165 | 100
18638 | T1 | Oncor Electric Delivery Company, LLC | Sherman South Substation | 5109 Howe Drive | Sherman | TX | 75092 | Grayson | CN603313842 | RN109631812 | leaker management and secondary containment comprised of a concrete pad poured around the transformer and extending approximately 4 feet outside of the transformer radiators; an oil water separator incorporated into the concrete pad; and a metal railing installed around the concrete pad to channel leaked oil to the oil water separator. | The following property is used 100% for pollution control and is installed to meet or exceed federal or state regulations: leaker management and secondary containment comprised of a concrete pad poured around the transformer and extending approximately 4 feet outside of the transformer radiators; an oil water separator incorporated into the concrete pad; and a metal railing installed around the concrete pad to channel leaked oil to the oil water separator. | 2015-04-28 | 48758 | 100
18639 | T1 | Oncor Electric Delivery Company, LLC | Files Sinclair Substation | on FM 66, 6 mi E of I-35 W, | Itasca | TX | 76055 | Hill | CN603313842 | RN109631820 | leaker management and secondary containment comprised of a concrete pad poured around the transformer and extending approximately 4 feet outside of the transformer radiators; an oil water separator incorporated into the concrete pad; and a metal railing installed around the concrete pad to channel leaked oil to the oil water separator. | The following property is used 100% for pollution control and is installed to meet or exceed federal or state regulations: leaker management and secondary containment comprised of a concrete pad poured around the transformer and extending approximately 4 feet outside of the transformer radiators; an oil water separator incorporated into the concrete pad; and a metal railing installed around the concrete pad to channel leaked oil to the oil water separator. | 2015-04-28 | 16862 | 100
18640 | T1 | Oncor Electric Delivery Company, LLC | Files Sinclair Substation | on FM 66, 6 mi E of I-35 W, | Itasca | TX | 76055 | Hill | CN603313842 | RN109631820 | secondary containment system consisting of an earthen berm sized to contain all of the oil in the largest piece of equipment and an oil water separator installed within the bermed area. | The following property is used 100% for pollution control and is installed to meet or exceed federal or state regulations: secondary containment system consisting of an earthen berm sized to contain all of the oil in the largest piece of equipment and an oil water separator installed within the bermed area. | 2015-04-28 | 16861 | 100
18641 | T1 | Oncor Electric Delivery Company, LLC | Terrell South Substation | 9951 CR 301 | Terrell | TX | 75160 | Kaufman | CN603313842 | RN109631838 | leaker management and secondary containment comprised of a concrete pad poured around the transformer and extending approximately 4 feet outside of the transformer radiators; an oil water separator incorporated into the concrete pad; and a metal railing installed around the concrete pad to channel leaked oil to the oil water separator. | The following property is used 100% for pollution control and is installed to meet or exceed federal or state regulations: leaker management and secondary containment comprised of a concrete pad poured around the transformer and extending approximately 4 feet outside of the transformer radiators; an oil water separator incorporated into the concrete pad; and a metal railing installed around the concrete pad to channel leaked oil to the oil water separator. | 2015-04-28 | 23707 | 100
18642 | T1 | Oncor Electric Delivery Company, LLC | El Mar Substation | 6.5 mi. N. from Mentone | Mentone | TX | 79754 | Loving | CN603313842 | RN109628826 | leaker management and secondary containment comprised of a concrete pad poured around the transformer and extending approximately 4 feet outside of the transformer radiators; an oil water separator incorporated into the concrete pad; and a metal railing installed around the concrete pad to channel leaked oil to the oil water separator. | The following property is used 100% for pollution control and is installed to meet or exceed federal or state regulations: leaker management and secondary containment comprised of a concrete pad poured around the transformer and extending approximately 4 feet outside of the transformer radiators; an oil water separator incorporated into the concrete pad; and a metal railing installed around the concrete pad to channel leaked oil to the oil water separator. | 2015-04-28 | 31707 | 100
18643 | T1 | Oncor Electric Delivery Company, LLC | Loving Substation | 16 mi W of Kermit | Mentone | TX | 79754 | Loving | CN603313842 | RN109631853 | leaker management and secondary containment comprised of a concrete pad poured around the transformer and extending approximately 4 feet outside of the transformer radiators; an oil water separator incorporated into the concrete pad; and a metal railing installed around the concrete pad to channel leaked oil to the oil water separator. | The following property is used 100% for pollution control and is installed to meet or exceed federal or state regulations: leaker management and secondary containment comprised of a concrete pad poured around the transformer and extending approximately 4 feet outside of the transformer radiators; an oil water separator incorporated into the concrete pad; and a metal railing installed around the concrete pad to channel leaked oil to the oil water separator. | 2015-04-28 | 31707 | 100
18644 | T1 | Oncor Electric Delivery Company, LLC | Mockingbird Substation | 0.6 mi N and 6 mi S of | Midland | TX | 79705 | Midland | CN603313842 | RN109631861 | leaker management and secondary containment comprised of a concrete pad poured around the transformer and extending approximately 4 feet outside of the transformer radiators; an oil water separator incorporated into the concrete pad; and a metal railing installed around the concrete pad to channel leaked oil to the oil water separator. | The following property is used 100% for pollution control and is installed to meet or exceed federal or state regulations: leaker management and secondary containment comprised of a concrete pad poured around the transformer and extending approximately 4 feet outside of the transformer radiators; an oil water separator incorporated into the concrete pad; and a metal railing installed around the concrete pad to channel leaked oil to the oil water separator. | 2015-04-28 | 68739 | 100
18645 | T1 | Oncor Electric Delivery Company, LLC | Windwood Substation | 113 E. Elm and Edwards St | Midland | TX | 79705 | Midland | CN603313842 | RN109631879 | leaker management and secondary containment comprised of a concrete pad poured around the transformer and extending approximately 4 feet outside of the transformer radiators; an oil water separator incorporated into the concrete pad; and a metal railing installed around the concrete pad to channel leaked oil to the oil water separator. | The following property is used 100% for pollution control and is installed to meet or exceed federal or state regulations: leaker management and secondary containment comprised of a concrete pad poured around the transformer and extending approximately 4 feet outside of the transformer radiators; an oil water separator incorporated into the concrete pad; and a metal railing installed around the concrete pad to channel leaked oil to the oil water separator. | 2015-04-28 | 28307 | 100
18646 | T1 | Oncor Electric Delivery Company, LLC | Corsicana Magnolia Pump Substation | 2001 South 15th Street | Corsicana | TX | 75110 | Navarro | CN603313842 | RN109631887 | secondary containment system consisting of an earthen berm sized to contain all of the oil in the largest piece of equipment and an oil water separator installed within the bermed area. | The following property is used 100% for pollution control and is installed to meet or exceed federal or state regulations: secondary containment system consisting of an earthen berm sized to contain all of the oil in the largest piece of equipment and an oil water separator installed within the bermed area. | 2015-04-28 | 68727 | 100
18647 | T1 | Oncor Electric Delivery Company, LLC | Mineral Wells West Substation | 3300 Hwy 180 West | Mineral Wells | TX | 76067 | Palo Pinto | CN603313842 | RN109631895 | leaker management and secondary containment comprised of a concrete pad poured around the transformer and extending approximately 4 feet outside of the transformer radiators; an oil water separator incorporated into the concrete pad; and a metal railing installed around the concrete pad to channel leaked oil to the oil water separator. | The following property is used 100% for pollution control and is installed to meet or exceed federal or state regulations: leaker management and secondary containment comprised of a concrete pad poured around the transformer and extending approximately 4 feet outside of the transformer radiators; an oil water separator incorporated into the concrete pad; and a metal railing installed around the concrete pad to channel leaked oil to the oil water separator. | 2015-04-28 | 31786 | 100
18648 | T1 | Oncor Electric Delivery Company, LLC | Mason Substation | County Road 440 | Orla | TX | 79770 | Reeves | CN603313842 | RN109631903 | leaker management and secondary containment comprised of a concrete pad poured around the transformer and extending approximately 4 feet outside of the transformer radiators; an oil water separator incorporated into the concrete pad; and a metal railing installed around the concrete pad to channel leaked oil to the oil water separator. | The following property is used 100% for pollution control and is installed to meet or exceed federal or state regulations: leaker management and secondary containment comprised of a concrete pad poured around the transformer and extending approximately 4 feet outside of the transformer radiators; an oil water separator incorporated into the concrete pad; and a metal railing installed around the concrete pad to channel leaked oil to the oil water separator. | 2015-04-28 | 32715 | 100
18649 | T1 | Oncor Electric Delivery Company, LLC | Blue Mound Substation | 5400 Blue Mound Road | Fort Worth | TX | 76106 | Tarrant | CN603313842 | RN109631911 | secondary containment system consisting of an earthen berm sized to contain all of the oil in the largest piece of equipment and an oil water separator installed within the bermed area. | The following property is used 100% for pollution control and is installed to meet or exceed federal or state regulations: secondary containment system consisting of an earthen berm sized to contain all of the oil in the largest piece of equipment and an oil water separator installed within the bermed area. | 2015-04-28 | 26705 | 100
18650 | T1 | Oncor Electric Delivery Company, LLC | Blue Mound Substation | 5400 Blue Mound Road | Fort Worth | TX | 76106 | Tarrant | CN603313842 | RN109631911 | leaker management and secondary containment comprised of a concrete pad poured around the transformer and extending approximately 4 feet outside of the transformer radiators; an oil water separator incorporated into the concrete pad; and a metal railing installed around the concrete pad to channel leaked oil to the oil water separator. | The following property is used 100% for pollution control and is installed to meet or exceed federal or state regulations: leaker management and secondary containment comprised of a concrete pad poured around the transformer and extending approximately 4 feet outside of the transformer radiators; an oil water separator incorporated into the concrete pad; and a metal railing installed around the concrete pad to channel leaked oil to the oil water separator. | 2015-04-28 | 65342 | 100
18651 | T1 | Oncor Electric Delivery Company, LLC | Mansfield Substation | 1925 FM 1187 | Mansfield | TX | 76063 | Tarrant | CN603313842 | RN109631929 | secondary containment system consisting of an earthen berm sized to contain all of the oil in the largest piece of equipment and an oil water separator installed within the bermed area. | The following property is used 100% for pollution control and is installed to meet or exceed federal or state regulations: secondary containment system consisting of an earthen berm sized to contain all of the oil in the largest piece of equipment and an oil water separator installed within the bermed area. | 2015-04-28 | 35294 | 100
18652 | T1 | Oncor Electric Delivery Company, LLC | Pantego Substation | 3001 West Pioneer Pkwy | Arlington | TX | 76013 | Tarrant | CN603313842 | RN109631937 | leaker management and secondary containment comprised of a concrete pad poured around the transformer and extending approximately 4 feet outside of the transformer radiators; an oil water separator incorporated into the concrete pad; and a metal railing installed around the concrete pad to channel leaked oil to the oil water separator. | The following property is used 100% for pollution control and is installed to meet or exceed federal or state regulations: leaker management and secondary containment comprised of a concrete pad poured around the transformer and extending approximately 4 feet outside of the transformer radiators; an oil water separator incorporated into the concrete pad; and a metal railing installed around the concrete pad to channel leaked oil to the oil water separator. | 2015-04-28 | 38177 | 100
18653 | T1 | Oncor Electric Delivery Company, LLC | Randol Mill Substation | 4751 Randol Mill Road | Fort Worth | TX | 76112 | Tarrant | CN603313842 | RN109631945 | leaker management and secondary containment comprised of a concrete pad poured around the transformer and extending approximately 4 feet outside of the transformer radiators; an oil water separator incorporated into the concrete pad; and a metal railing installed around the concrete pad to channel leaked oil to the oil water separator. | The following property is used 100% for pollution control and is installed to meet or exceed federal or state regulations: leaker management and secondary containment comprised of a concrete pad poured around the transformer and extending approximately 4 feet outside of the transformer radiators; an oil water separator incorporated into the concrete pad; and a metal railing installed around the concrete pad to channel leaked oil to the oil water separator. | 2015-04-28 | 50142 | 100
18654 | T1 | Oncor Electric Delivery Company, LLC | Centralia Substation | 1559 CR 250 | Midkiff | TX | 79755 | Upton | CN603313842 | RN109631952 | leaker management and secondary containment comprised of a concrete pad poured around the transformer and extending approximately 4 feet outside of the transformer radiators; an oil water separator incorporated into the concrete pad; and a metal railing installed around the concrete pad to channel leaked oil to the oil water separator. | The following property is used 100% for pollution control and is installed to meet or exceed federal or state regulations: leaker management and secondary containment comprised of a concrete pad poured around the transformer and extending approximately 4 feet outside of the transformer radiators; an oil water separator incorporated into the concrete pad; and a metal railing installed around the concrete pad to channel leaked oil to the oil water separator. | 2015-04-28 | 54523 | 100
18655 | T1 | ALDI Texas LLC | Aldi Rosenberg | 77 US 90A West | Rosenberg | TX | 77471 | Fort Bend | CN603354036 | RN107083362 | stormwater quality retention pond. | The following property is used 100% for pollution control and is installed to meet or exceed federal or state regulations: stormwater quality retention pond. | 2015-02-11 | 2056902 | 100
18656 | T1 | Clay Development and Construction | Underwood Business Park | 10500 Porter Road | La Porte | TX | 77571 | Harris | CN602588907 | RN104722376 | stormwater quality retention pond. | The following property is used 100% for pollution control and is installed to meet or exceed federal or state regulations: stormwater quality retention pond. | 2015-02-11 | 13058165.25 | 100
18657 | T1 | Tollway/121 Partners LTD | Granite Park | 5601 Granite Parkway | Plano | TX | 75024 | Collin | CN602826521 | RN106407000 | three interconnected stormwater quality retention ponds. | The following property is used 100% for pollution control and is installed to meet or exceed federal or state regulations: three interconnected stormwater quality retention ponds. | 2015-05-22 | 1885500 | 100
18658 | T1 | AEP Texas North Company | Oklaunion Power Plant | 12567 FM 3430 | Vernon | TX | 76384 | Wilbarger | CN601572753 | RN101062255 | replacement of precipitator expansion joint #2. | The following property is used 100% for pollution control and is installed to meet or exceed federal or state regulations: replacement of precipitator expansion joint #2. | 2015-03-25 | 70505 | 100
18659 | T1 | AEP Texas North Company | Oklaunion Power Plant | 12567 FM 3430 | Vernon | TX | 76384 | Wilbarger | CN601572753 | RN101062255 | replacement bleed slurry pump. | The following property is used 100% for pollution control and is installed to meet or exceed federal or state regulations: replacement bleed slurry pump. | 2015-03-25 | 29858 | 100
18660 | T1 | AEP Texas North Company | Oklaunion Power Plant | 12567 FM 3430 | Vernon | TX | 76384 | Wilbarger | CN601572753 | RN101062255 | replacement of absorber recycle pump 103C. | The following property is used 100% for pollution control and is installed to meet or exceed federal or state regulations: replacement of absorber recycle pump 103C. | 2015-03-25 | 18729 | 100
18661 | T1 | AEP Texas North Company | Oklaunion Power Plant | 12567 FM 3430 | Vernon | TX | 76384 | Wilbarger | CN601572753 | RN101062255 | replacement of two absorber agitator gearboxes. | The following property is used 100% for pollution control and is installed to meet or exceed federal or state regulations: replacement of two absorber agitator gearboxes. | 2015-03-25 | 36545 | 100
18662 | T1 | AEP Texas North Company | Oklaunion Power Plant | 12567 FM 3430 | Vernon | TX | 76384 | Wilbarger | CN601572753 | RN101062255 | replaced the outlet damper gearbox for absorber F101. | The following property is used 100% for pollution control and is installed to meet or exceed federal or state regulations: replaced the outlet damper gearbox for absorber F101. | 2015-03-25 | 14835 | 100
18663 | T1 | AEP Texas North Company | Oklaunion Power Plant | 12567 FM 3430 | Vernon | TX | 76384 | Wilbarger | CN601572753 | RN101062255 | activated carbon transport system. | The following property is used 100% for pollution control and is installed to meet or exceed federal or state regulations: activated carbon transport system. | 2015-04-20 | 5530249 | 100
18664 | T1 | AEP Texas North Company | Oklaunion Power Plant | 12567 FM 3430 | Vernon | TX | 76384 | Wilbarger | CN601572753 | RN101062255 | motor rewind for absorber tower 102 recycle pump. | Withdrawn by applicant | 2015-03-23 | 244282 | 100
18665 | T1 | AEP Texas North Company | Oklaunion Power Plant | 12567 FM 3430 | Vernon | TX | 76384 | Wilbarger | CN601572753 | RN101062255 | replacement liner for limestone ball mill. | The following property is used 100% for pollution control and is installed to meet or exceed federal or state regulations: replacement liner for limestone ball mill. | 2015-03-25 | 86771 | 100
18666 | T1 | AEP Texas North Company | Oklaunion Power Plant | 12567 FM 3430 | Vernon | TX | 76384 | Wilbarger | CN601572753 | RN101062255 | limestone conveyor belt. | The following property is used 100% for pollution control and is installed to meet or exceed federal or state regulations: limestone conveyor belt. | 2015-03-27 | 14104 | 100
18667 | T1 | Southwestern Electric Power Company | Welsh Power Plant | 1187 County Road 7865 | Pittsburg | TX | 75686 | Titus | CN600126767 | RN100213370 | flyash silo bags. | The following property is used 100% for pollution control and is installed to meet or exceed federal or state regulations: flyash silo bags. | 2015-03-27 | 28735 | 100
18668 | T1 | Southwestern Electric Power Company | Welsh Power Plant | 1187 County Road 7865 | Pittsburg | TX | 75686 | Titus | CN600126767 | RN100213370 | power plant retrofit including fabric filters (bag houses) downstream of each unit's ESP and air heater; and activated carbon injection system between air heater and fabric filters. | The following property is used 100% for pollution control and is installed to meet or exceed federal or state regulations: power plant retrofit including fabric filters (bag houses) downstream of each unit's ESP and air heater; and activated carbon injection system between air heater and fabric filters. | 2015-04-30 | 88400466 | 100
18669 | T1 | Oncor Electric Delivery Company, LLC | Upton Substation | Loop 250, 1 mi S of | Midkiff | TX | 79755 | Upton | CN603313842 | RN109631960 | leaker management and secondary containment comprised of a concrete pad poured around the transformer and extending approximately 4 feet outside of the transformer radiators; an oil water separator incorporated into the concrete pad; and a metal railing installed around the concrete pad to channel leaked oil to the oil water separator. | The following property is used 100% for pollution control and is installed to meet or exceed federal or state regulations: leaker management and secondary containment comprised of a concrete pad poured around the transformer and extending approximately 4 feet outside of the transformer radiators; an oil water separator incorporated into the concrete pad; and a metal railing installed around the concrete pad to channel leaked oil to the oil water separator. | 2015-04-28 | 30607 | 100
18670 | T1 | Oncor Electric Delivery Company, LLC | Alvord Substation | 2265 S. FM 1655 | Alvord | TX | 76225 | Wise | CN603313842 | RN109631978 | leaker management and secondary containment comprised of a concrete pad poured around the transformer and extending approximately 4 feet outside of the transformer radiators; an oil water separator incorporated into the concrete pad; and a metal railing installed around the concrete pad to channel leaked oil to the oil water separator. | The following property is used 100% for pollution control and is installed to meet or exceed federal or state regulations: leaker management and secondary containment comprised of a concrete pad poured around the transformer and extending approximately 4 feet outside of the transformer radiators; an oil water separator incorporated into the concrete pad; and a metal railing installed around the concrete pad to channel leaked oil to the oil water separator. | 2015-04-28 | 22511 | 100
18671 | T1 | Southwestern Electric Power Company | Welsh Power Plant | 1187 County Road 7865 | Pittsburg | TX | 75686 | Titus | CN600126767 | RN100213370 | replacement sewer plant membrane. | The following property is used 100% for pollution control and is installed to meet or exceed federal or state regulations: replacement sewer plant membrane. | 2015-03-27 | 11284 | 100
18672 | T1 | Oncor Electric Delivery Company, LLC | Temple Transmission | 1200 Commerce Street | Temple | TX | 76504 | Bell | CN603313842 | RN100684422 | leaker management and secondary containment comprised of a concrete pad poured around the transformer and extending approximately 4 feet outside of the transformer radiators; an oil water separator incorporated into the concrete pad; and a metal railing installed around the concrete pad to channel leaked oil to the oil water separator. | The following property is used 100% for pollution control and is installed to meet or exceed federal or state regulations: leaker management and secondary containment comprised of a concrete pad poured around the transformer and extending approximately 4 feet outside of the transformer radiators; an oil water separator incorporated into the concrete pad; and a metal railing installed around the concrete pad to channel leaked oil to the oil water separator. | 2015-04-28 | 15253 | 100
18673 | T1 | Oncor Electric Delivery Company, LLC | Collin Switch Substation | 7786 County Road 24 | Frisco | TX | 75034 | Collin | CN603313842 | RN109627380 | leaker management and secondary containment comprised of a concrete pad poured around the transformer and extending approximately 4 feet outside of the transformer radiators; an oil water separator incorporated into the concrete pad; and a metal railing installed around the concrete pad to channel leaked oil to the oil water separator. | The following property is used 100% for pollution control and is installed to meet or exceed federal or state regulations: leaker management and secondary containment comprised of a concrete pad poured around the transformer and extending approximately 4 feet outside of the transformer radiators; an oil water separator incorporated into the concrete pad; and a metal railing installed around the concrete pad to channel leaked oil to the oil water separator. | 2015-04-28 | 29507 | 100
18674 | T1 | Southwestern Electric Power Company | Pirkey Power Plant | 2400 Farm Road 3251 | Hallsville | TX | 75650 | Harrison | CN600126767 | RN100214287 | phase 2 of upgrade to area K landfill. | The following property is used 100% for pollution control and is installed to meet or exceed federal or state regulations: phase 2 of upgrade to area K landfill. | 2015-03-27 | 1110305 | 100
18675 | T1 | Oncor Electric Delivery Company, LLC | Krum West Switch Substation | 11088 Doyle Road | Sanger | TX | 76266 | Denton | CN603313842 | RN109632000 | leaker management and secondary containment comprised of a concrete pad poured around the transformer and extending approximately 4 feet outside of the transformer radiators; an oil water separator incorporated into the concrete pad; and a metal railing installed around the concrete pad to channel leaked oil to the oil water separator. | The following property is used 100% for pollution control and is installed to meet or exceed federal or state regulations: leaker management and secondary containment comprised of a concrete pad poured around the transformer and extending approximately 4 feet outside of the transformer radiators; an oil water separator incorporated into the concrete pad; and a metal railing installed around the concrete pad to channel leaked oil to the oil water separator. | 2015-04-28 | 23773 | 100
18676 | T1 | Southwestern Electric Power Company | Pirkey Power Plant | 2400 Farm Road 3251 | Hallsville | TX | 75650 | Harrison | CN600126767 | RN100214287 | relined FGD expansion joint ducts with stainless steel. | The following property is used 100% for pollution control and is installed to meet or exceed federal or state regulations: relined FGD expansion joint ducts with stainless steel. | 2015-04-30 | 48849 | 100
18677 | T1 | Oncor Electric Delivery Company, LLC | Dublin Substation | 102 West Douglas | Dublin | TX | 76446 | Erath | CN603313842 | RN109632018 | leaker management and secondary containment comprised of a concrete pad poured around the transformer and extending approximately 4 feet outside of the transformer radiators; an oil water separator incorporated into the concrete pad; and a metal railing installed around the concrete pad to channel leaked oil to the oil water separator. | The following property is used 100% for pollution control and is installed to meet or exceed federal or state regulations: leaker management and secondary containment comprised of a concrete pad poured around the transformer and extending approximately 4 feet outside of the transformer radiators; an oil water separator incorporated into the concrete pad; and a metal railing installed around the concrete pad to channel leaked oil to the oil water separator. | 2015-04-28 | 47403 | 100
18678 | T1 | Southwestern Electric Power Company | Pirkey Power Plant | 2400 Farm Road 3251 | Hallsville | TX | 75650 | Harrison | CN600126767 | RN100214287 | liner installed in FGD - B Absorber Tower. | The following property is used 100% for pollution control and is installed to meet or exceed federal or state regulations: liner installed in FGD - B Absorber Tower. | 2015-04-30 | 154264 | 100
18679 | T1 | Southwestern Electric Power Company | Pirkey Power Plant | 2400 Farm Road 3251 | Hallsville | TX | 75650 | Harrison | CN600126767 | RN100214287 | stainless steel liner for flue gas desulfurization bypass duct. | The following property is used 100% for pollution control and is installed to meet or exceed federal or state regulations: stainless steel liner for flue gas desulfurization bypass duct. | 2015-03-27 | 97076 | 100
18680 | T1 | Southwestern Electric Power Company | Pirkey Power Plant | 2400 Farm Road 3251 | Hallsville | TX | 75650 | Harrison | CN600126767 | RN100214287 | activated carbon injection project. | The following property is used 100% for pollution control and is installed to meet or exceed federal or state regulations: activated carbon injection project. | 2015-03-27 | 14684914 | 100
18681 | T1 | Oncor Electric Delivery Company, LLC | Trinidad Switch Substation | 1320 McEntire Road | Trindad | TX | 75163 | Henderson | CN603313842 | RN109627182 | secondary containment system consisting of an earthen berm sized to contain all of the oil in the largest piece of equipment and an oil water separator installed within the bermed area. | The following property is used 100% for pollution control and is installed to meet or exceed federal or state regulations: secondary containment system consisting of an earthen berm sized to contain all of the oil in the largest piece of equipment and an oil water separator installed within the bermed area. | 2015-04-28 | 32111 | 100
18682 | T1 | Oncor Electric Delivery Company, LLC | Trinidad Switch Substation | 1320 McEntire Road | Trindad | TX | 75163 | Henderson | CN603313842 | RN109627182 | leaker management and secondary containment comprised of a concrete pad poured around the transformer and extending approximately 4 feet outside of the transformer radiators; an oil water separator incorporated into the concrete pad; and a metal railing installed around the concrete pad to channel leaked oil to the oil water separator. | The following property is used 100% for pollution control and is installed to meet or exceed federal or state regulations: leaker management and secondary containment comprised of a concrete pad poured around the transformer and extending approximately 4 feet outside of the transformer radiators; an oil water separator incorporated into the concrete pad; and a metal railing installed around the concrete pad to channel leaked oil to the oil water separator. | 2015-04-28 | 29823 | 100
18683 | T1 | Oncor Electric Delivery Company, LLC | Paris Switch Substation | 2 miles south of Paris | Paris | TX | 75460 | Lamar | CN603313842 | RN109627505 | leaker management and secondary containment comprised of a concrete pad poured around the transformer and extending approximately 4 feet outside of the transformer radiators; an oil water separator incorporated into the concrete pad; and a metal railing installed around the concrete pad to channel leaked oil to the oil water separator. | The following property is used 100% for pollution control and is installed to meet or exceed federal or state regulations: leaker management and secondary containment comprised of a concrete pad poured around the transformer and extending approximately 4 feet outside of the transformer radiators; an oil water separator incorporated into the concrete pad; and a metal railing installed around the concrete pad to channel leaked oil to the oil water separator. | 2015-04-28 | 26442 | 100
18684 | T1 | Oncor Electric Delivery Company, LLC | Minerva Substation | 1030 County Road 233 | Rockdale | TX | 76567 | Milam | CN603313842 | RN109632042 | leaker management and secondary containment comprised of a concrete pad poured around the transformer and extending approximately 4 feet outside of the transformer radiators; an oil water separator incorporated into the concrete pad; and a metal railing installed around the concrete pad to channel leaked oil to the oil water separator. | The following property is used 100% for pollution control and is installed to meet or exceed federal or state regulations: leaker management and secondary containment comprised of a concrete pad poured around the transformer and extending approximately 4 feet outside of the transformer radiators; an oil water separator incorporated into the concrete pad; and a metal railing installed around the concrete pad to channel leaked oil to the oil water separator. | 2015-04-28 | 26231 | 100
18685 | T1 | Southwestern Electric Power Company | Pirkey Power Plant | 2400 Farm Road 3251 | Hallsville | TX | 75650 | Harrison | CN600126767 | RN100214287 | replaced fiberglass upper loop recirculation pumps with stainless steel pumps. | The following property is used 100% for pollution control and is installed to meet or exceed federal or state regulations: replaced fiberglass upper loop recirculation pumps with stainless steel pumps. | 2015-04-30 | 16630 | 100
18686 | T1 | Southwestern Electric Power Company | Pirkey Power Plant | 2400 Farm Road 3251 | Hallsville | TX | 75650 | Harrison | CN600126767 | RN100214287 | replacement and upgrade of high pressure reclaim piping in the flue gas desulfurization area. | The following property is used 100% for pollution control and is installed to meet or exceed federal or state regulations: replacement and upgrade of high pressure reclaim piping in the flue gas desulfurization area. | 2015-03-27 | 34696 | 100
18687 | T1 | Oncor Electric Delivery Company, LLC | China Grove Switch Substation | 9769 N. Hwy 208 | Colorado City | TX | 79512 | Mitchell | CN603313842 | RN109632059 | leaker management and secondary containment comprised of a concrete pad poured around the transformer and extending approximately 4 feet outside of the transformer radiators; an oil water separator incorporated into the concrete pad; and a metal railing installed around the concrete pad to channel leaked oil to the oil water separator. | The following property is used 100% for pollution control and is installed to meet or exceed federal or state regulations: leaker management and secondary containment comprised of a concrete pad poured around the transformer and extending approximately 4 feet outside of the transformer radiators; an oil water separator incorporated into the concrete pad; and a metal railing installed around the concrete pad to channel leaked oil to the oil water separator. | 2015-04-28 | 29717 | 100
18688 | T1 | Oncor Electric Delivery Company, LLC | Parker Switch Statis Var Compensator | FM 730 South | Weatherford | TX | 76087 | Parker | CN603313842 | RN109632067 | leaker management and secondary containment comprised of a concrete pad poured around the transformer and extending approximately 4 feet outside of the transformer radiators; an oil water separator incorporated into the concrete pad; and a metal railing installed around the concrete pad to channel leaked oil to the oil water separator. | The following property is used 100% for pollution control and is installed to meet or exceed federal or state regulations: leaker management and secondary containment comprised of a concrete pad poured around the transformer and extending approximately 4 feet outside of the transformer radiators; an oil water separator incorporated into the concrete pad; and a metal railing installed around the concrete pad to channel leaked oil to the oil water separator. | 2015-04-28 | 26891 | 100
18689 | T1 | Chevron Phillips Chemical Company LP | Pasadena Plastics Complex | 1400 Jefferson Road | Pasadena | TX | 77506 | Harris | CN600303614 | RN102018322 | 230 feet of 84 inch corrugated metal stormwater piping. | The following property is used 100% for pollution control and is installed to meet or exceed federal or state regulations: 230 feet of 84 inch corrugated metal stormwater piping. | 2015-04-01 | 675000 | 100
18690 | T1 | Chevron Phillips Chemical Company LP | Cedar Bayou Chemical Complex | 9500 I-10 East, Exit 796 | Baytown | TX | 77521 | Harris | CN600303614 | RN100825249 | refurbishment of FB705 tank including floor plates, annular ring, and bottom shell. | Withdrawn by applicant | 2015-05-04 | 350000 | 100
18691 | T1 | Oncor Electric Delivery Company, LLC | Parker Switch Statis Var Compensator | FM 730 South | Weatherford | TX | 76087 | Parker | CN603313842 | RN109632067 | secondary containment system consisting of an earthen berm sized to contain all of the oil in the largest piece of equipment and an oil water separator installed within the bermed area. | The following property is used 100% for pollution control and is installed to meet or exceed federal or state regulations: secondary containment system consisting of an earthen berm sized to contain all of the oil in the largest piece of equipment and an oil water separator installed within the bermed area. | 2015-04-28 | 44479 | 100
18692 | T1 | Oncor Electric Delivery Company, LLC | Handley Switch Substation | 6608 E. Rosedale | Fort Worth | TX | 76112 | Tarrant | CN603313842 | RN109632075 | leaker management and secondary containment comprised of a concrete pad poured around the transformer and extending approximately 4 feet outside of the transformer radiators; an oil water separator incorporated into the concrete pad; and a metal railing installed around the concrete pad to channel leaked oil to the oil water separator. | The following property is used 100% for pollution control and is installed to meet or exceed federal or state regulations: leaker management and secondary containment comprised of a concrete pad poured around the transformer and extending approximately 4 feet outside of the transformer radiators; an oil water separator incorporated into the concrete pad; and a metal railing installed around the concrete pad to channel leaked oil to the oil water separator. | 2015-04-28 | 70104 | 100
18693 | T1 | Oncor Electric Delivery Company, LLC | Graham Switch Substation | 582 Power Plant Road | Graham | TX | 76450 | Young | CN603313842 | RN109632083 | leaker management and secondary containment comprised of a concrete pad poured around the transformer and extending approximately 4 feet outside of the transformer radiators; an oil water separator incorporated into the concrete pad; and a metal railing installed around the concrete pad to channel leaked oil to the oil water separator. | The following property is used 100% for pollution control and is installed to meet or exceed federal or state regulations: leaker management and secondary containment comprised of a concrete pad poured around the transformer and extending approximately 4 feet outside of the transformer radiators; an oil water separator incorporated into the concrete pad; and a metal railing installed around the concrete pad to channel leaked oil to the oil water separator. | 2015-04-28 | 52227 | 100
18694 | T1 | Chevron Phillips Chemical Company LP | Cedar Bayou Chemical Complex | 9500 I-10 East, Exit 796 | Baytown | TX | 77521 | Harris | CN600303614 | RN100825249 | wastewater stream controls and water sealer control systems for the 203 Caustic Area and the F-436 Drain. | The following property is used 100% for pollution control and is installed to meet or exceed federal or state regulations: wastewater stream controls and water sealer control systems for the 203 Caustic Area and the F-436 Drain. | 2015-04-01 | 350000 | 100
18695 | T1 | Oncor Electric Delivery Company, LLC | Graham Switch Substation | 582 Power Plant Road | Graham | TX | 76450 | Young | CN603313842 | RN109632083 | secondary containment system consisting of an earthen berm sized to contain all of the oil in the largest piece of equipment and an oil water separator installed within the bermed area. | The following property is used 100% for pollution control and is installed to meet or exceed federal or state regulations: secondary containment system consisting of an earthen berm sized to contain all of the oil in the largest piece of equipment and an oil water separator installed within the bermed area. | 2015-04-28 | 28117 | 100
18696 | T1 | Chevron Phillips Chemical Company LP | Borger Plant | Hwy Spur 119 N | Borger | TX | 79008 | Hutchinson | CN600303614 | RN105915854 | secondary containment wall for tanks D19 and D20. | The following property is used 100% for pollution control and is installed to meet or exceed federal or state regulations: secondary containment wall for tanks D19 and D20. | 2015-05-12 | 195000 | 100
18697 | T1 | Chevron Phillips Chemical Company LP | Cedar Bayou Chemical Complex | 9500 I-10 East, Exit 796 | Baytown | TX | 77521 | Harris | CN600303614 | RN100825249 | cathodic protection for Tank 1822. | The following property is used 100% for pollution control and is installed to meet or exceed federal or state regulations: cathodic protection for Tank 1822. | 2015-05-22 | 45714 | 100
18698 | T1 | Chevron Phillips Chemical Company LP | Cedar Bayou Chemical Complex | 9500 I-10 East, Exit 796 | Baytown | TX | 77521 | Harris | CN600303614 | RN100825249 | cathodic protection for Tank 1818. | The following property is used 100% for pollution control and is installed to meet or exceed federal or state regulations: cathodic protection for Tank 1818. | 2015-05-22 | 72071 | 100
18699 | T1 | Chevron Phillips Chemical Company LP | Cedar Bayou Chemical Complex | 9500 I-10 East, Exit 796 | Baytown | TX | 77521 | Harris | CN600303614 | RN100825249 | cathodic protection for Tank 1814. | The following property is used 100% for pollution control and is installed to meet or exceed federal or state regulations: cathodic protection for Tank 1814. | 2015-05-22 | 44600 | 100
18700 | T1 | Chevron Phillips Chemical Company LP | Borger Plant | Hwy Spur 119 N | Borger | TX | 79008 | Hutchinson | CN600303614 | RN105915854 | project to upgrade to the inlet piping between the UV Stripper Kettle and pressure safety valves 93-0511 and 93-5279 and upgrade all carbon steel outlet piping and instruments leading to the main flare header. | Applicant sent a letter requesting the withdrawal of this application. | 2015-05-22 | 105000 | 100
18701 | T1 | Chevron Phillips Chemical Company LP | Borger Plant | Hwy Spur 119 N | Borger | TX | 79008 | Hutchinson | CN600303614 | RN105915854 | impervious cap constructed of concrete, geotextile, and water proof liner installed above contaminated soil. | The following property is used 100% for pollution control and is installed to meet or exceed federal or state regulations: impervious cap constructed of concrete, geotextile, and water proof liner installed above contaminated soil. | 2015-06-10 | 490331 | 100
18702 | T1 | Genesis Marine LLC | Genisis Marine Barges | 7438 Airport Blvd | Houston | TX | 77061 | Harris | CN604608802 | RN107489924 | spill and overflow prevention equipment installed on barges: barges 2000, 2001, 2002, 2003, 1004; 1005, 1006, and 1007; and the incremental cost difference between the double-hulled barges and comparable single-hulled barges. | The following property is used 100% for pollution control and is installed to meet or exceed federal or state regulations: spill and overflow prevention equipment installed on barges: barges 2000, 2001, 2002, 2003, 1004; 1005, 1006, and 1007; and the incremental cost difference between the double-hulled barges and comparable single-hulled barges. | 2015-02-16 | 12480275 | 100
18703 | T1 | Kirby Inland Marine | Channelview Operations | 16538 De Zavalla | Channelview | TX | 77530 | Harris | CN600611206 | RN104352265 | spill and overflow prevention equipment installed on barges: barges 115066 through 115075; 115136 through 115143, 115177 through 115184, 115189, 115236 through 115244, 115296, 115396, 115397, 115600, 115657 through 115660, 115699 through 115705, and 116703 through 116712; and the incremental cost difference between the double-hulled barges and comparable single-hulled barges. | The following property is used 100% for pollution control and is installed to meet or exceed federal or state regulations: spill and overflow prevention equipment installed on barges: barges 115066 through 115075; 115136 through 115143, 115177 through 115184, 115189, 115236 through 115244, 115296, 115396, 115397, 115600, 115657 through 115660, 115699 through 115705, and 116703 through 116712; and the incremental cost difference between the double-hulled barges and comparable single-hulled barges. | 2015-02-12 | 49042115 | 100
18704 | T2 | Deer Park Energy Center, LLC | Deer Park Energy Center Unit 5 | 5665 Highway 225 | Deer Park | TX | 77536 | Harris | CN603598624 | RN100222033 | Dry low NOx emission system including fuel nozzle assemblies, transition piece assemblies, cap assemblies, combustion liners; inner crossfire tubes; and outer crossfire tubes. | The following property is used 100% for pollution control and is installed to meet or exceed federal or state regulations: Dry low NOx emission system including fuel nozzle assemblies, transition piece assemblies, cap assemblies, combustion liners; inner crossfire tubes; and outer crossfire tubes. | 2015-02-16 | 6118630 | 100
18705 | T2 | Channel Energy Center, LLC | Channel Energy Center Unit 3 | 451 Light Company Rd | Pasadena | TX | 77506 | Harris | CN601549132 | RN100213107 | Dry low NOx emission system including fuel nozzle assemblies, transition piece assemblies, cap assemblies, combustion liners; inner crossfire tubes; and outer crossfire tubes. | The following property is used 100% for pollution control and is installed to meet or exceed federal or state regulations: Dry low NOx emission system including fuel nozzle assemblies, transition piece assemblies, cap assemblies, combustion liners; inner crossfire tubes; and outer crossfire tubes. | 2015-02-16 | 7126016 | 100
18706 | T1 | WTG Sonora Gas Plant | Sonora Plant | 7 mi N of Rankin on Hwy 349 | Rankin | TX | 79778 | Upton | CN604147603 | RN106522535 | flare system. | The following property is used 100% for pollution control and is installed to meet or exceed federal or state regulations: flare system. | 2015-02-16 | 762000 | 100
18707 | T1 | Deer Park Energy Center, LLC | Deer Park Energy Center Unit 5 | 5665 Highway 225 | Deer Park | TX | 77536 | Harris | CN603598624 | RN100222033 | combustion turbine washdown wastewater collection system consisting of drains, pipes, and pumps. | The following property is used 100% for pollution control and is installed to meet or exceed federal or state regulations: combustion turbine washdown wastewater collection system consisting of drains, pipes, and pumps. | 2015-02-13 | 73827 | 100
18708 | T1 | Channel Energy Center, LLC | Channel Energy Center Unit 3 | 451 Light Company Rd | Pasadena | TX | 77506 | Harris | CN601549132 | RN100213107 | combustion turbine wastewater collection system consisting of drains, pipes, and pumps. | The following property is used 100% for pollution control and is installed to meet or exceed federal or state regulations: combustion turbine wastewater collection system consisting of drains, pipes, and pumps. | 2015-02-13 | 79370 | 100
18709 | T3 | Blanchard Refining Company LLC | Galveston Bay Refinery | 2401 5th Avenue South | Texas City | TX | 77590 | Galveston | CN604166868 | RN102535077 | flare gas recovery system at ULC consisting of piping, compressors, pumps, instrumentation, controls and electrical equipment. | The following property is used 93.5% for pollution control and is installed to meet or exceed federal or state regulations: flare gas recovery system at ULC consisting of piping, compressors, pumps, instrumentation, controls and electrical equipment. | 2015-04-15 | 10730000 | 93.5
18710 | T3 | Blanchard Refining Company LLC | Galveston Bay Refinery | 2401 5th Avenue South | Texas City | TX | 77590 | Galveston | CN604166868 | RN102535077 | SRU flare gas recovery system consisting of piping, pumps, vessels, instrumentation, controls and electrical equipment. | The following property is used 100% for pollution control and is installed to meet or exceed federal or state regulations: flare gas recovery system at SRU consisting of piping, pumps, vessels, instrumentation, controls, and electrical equipment. | 2015-04-15 | 19940000 | 100
18711 | T1 | Blanchard Refining Company LLC | Galveston Bay Refinery | 2401 5th Avenue South | Texas City | TX | 77590 | Galveston | CN604166868 | RN102535077 | flare gas recovery project consisting of continuous emission monitors, buildings, tubing bundles, wire and cable, valves, and control systems. | The following property is used 100% for pollution control and is installed to meet or exceed federal or state regulations: flare gas recovery project consisting of continuous emission monitors, buildings, tubing bundles, wire and cable, valves, and control systems. | 2015-04-15 | 14392000 | 100
18712 | T1 | Blanchard Refining Company LLC | Galveston Bay Refinery | 2401 5th Avenue South | Texas City | TX | 77590 | Galveston | CN604166868 | RN102535077 | flow meters on the main steam supply piping to eight flares, trim steam control valves on all eight flares, tight shutoff valves, and modifications to process controls. | The following property is used 100% for pollution control and is installed to meet or exceed federal or state regulations: flow meters on the main steam supply piping to eight flares, trim steam control valves on all eight flares, tight shutoff valves, and modifications to process controls. | 2015-04-15 | 5420000 | 100
18713 | T1 | Blanchard Refining Company LLC | Galveston Bay Refinery | 2401 5th Avenue South | Texas City | TX | 77590 | Galveston | CN604166868 | RN102535077 | cathodic protection equipment including 77 deep well anodes, 45 rectifiers, and associated wiring, cable, and electrical equipment. | The following property is used 100% for pollution control and is installed to meet or exceed federal or state regulations: cathodic protection equipment including 77 deep well anodes, 45 rectifiers, and associated wiring, cable, and electrical equipment. | 2015-04-15 | 15540000 | 100
18714 | T1 | Blanchard Refining Company LLC | Galveston Bay Refinery | 2401 5th Avenue South | Texas City | TX | 77590 | Galveston | CN604166868 | RN102535077 | four Siemens Maxum II gas chromatographs, one H2Scan hydrogen analyzer, and upgrades to an existing BTU analyzer. | The following property is used 100% for pollution control and is installed to meet or exceed federal or state regulations: four Siemens Maxum II gas chromatographs, one H2Scan hydrogen analyzer, and upgrades to an existing BTU analyzer. | 2015-04-15 | 429000 | 100
18715 | T1 | Deer Park Energy Center, LLC | Deer Park Energy Center Unit 5 | 5665 Highway 225 | Deer Park | TX | 77536 | Harris | CN603598624 | RN100222033 | continuous emissions monitoring system (CEMS) installed on Unit 5. | The following property is used 100% for pollution control and is installed to meet or exceed federal or state regulations: continuous emissions monitoring system (CEMS) installed on Unit 5. | 2015-02-18 | 638842 | 100
18716 | T1 | Channel Energy Center, LLC | Channel Energy Center Unit 3 | 451 Light Company Rd | Pasadena | TX | 77506 | Harris | CN601549132 | RN100213107 | continuous emissions monitoring system (CEMS) installed on Unit 3. | The following property is used 100% for pollution control and is installed to meet or exceed federal or state regulations: continuous emissions monitoring system (CEMS) installed on Unit 3. | 2015-02-18 | 742098 | 100
18717 | T1 | NRG South Texas LP | South Texas Project Electric Generating Station | FM 521 8 mi west of Wadsworth | Wadsworth | TX | 77483 | Matagorda | CN603729336 | RN107585713 | three GC2018 P-Type Coaxial Germanium Detectors. | The following property is used 100% for pollution control and is installed to meet or exceed federal or state regulations: three GC2018 P-Type Coaxial Germanium Detectors. | 2015-02-16 | 48000 | 100
18718 | T1 | Deer Park Energy Center, LLC | Deer Park Energy Center Unit 5 | 5665 Highway 225 | Deer Park | TX | 77536 | Harris | CN603598624 | RN100222033 | steam injection system and selective catalytic reduction system (SCR) including ammonia tank and skid, ammonia vents and piping, ammonia panel parts, and ammonia heater parts. | The following property is used 100% for pollution control and is installed to meet or exceed federal or state regulations: steam injection system and selective catalytic reduction system (SCR) including ammonia tank and skid, ammonia vents and piping, ammonia panel parts, and ammonia heater parts. | 2015-02-18 | 4057978 | 100
18719 | T3 | E I Du Pont De Nemours & Co Inc | DuPont La Porte Plant | 12501 Strang Road | La Porte | TX | 77571 | Harris | CN600128284 | RN100225085 | organic/aqueous decanter. | The following property is used 100% for pollution control and is installed to meet or exceed federal or state regulations: organic/aqueous decanter. | 2015-12-11 | 877000 | 100
18720 | T1 | Channel Energy Center, LLC | Channel Energy Center Unit 3 | 451 Light Company Rd | Pasadena | TX | 77506 | Harris | CN601549132 | RN100213107 | steam injection system and selective catalytic reduction system (SCR) including ammonia tank and skid, ammonia vents and piping, ammonia panel parts, and ammonia heater parts. | The following property is used 100% for pollution control and is installed to meet or exceed federal or state regulations: steam injection system and selective catalytic reduction system (SCR) including ammonia tank and skid, ammonia vents and piping, ammonia panel parts, and ammonia heater parts. | 2015-02-18 | 3386181 | 100
18721 | T1 | Allsup Petroleum, Inc. | Allsup Convenience Store | 3200 W Highway 180 | Snyder | TX | 79549 | Scurry | CN601099260 | RN106898547 | spill/overfill alarms; difference in cost between double-walled tanks and single-walled tanks; difference in cost between double-walled piping and single-walled piping; tank top sumps; automatic tank gauging; automatic line leak detectors; and equipment that monitors secondary containment. | The following property is used 100% for pollution control and is installed to meet or exceed federal or state regulations: spill/overfill alarms; difference in cost between double-walled tanks and single-walled tanks; difference in cost between double-walled piping and single-walled piping; tank top sumps; automatic tank gauging; automatic line leak detectors; and equipment that monitors secondary containment. | 2015-02-17 | 122404 | 100
18722 | T1 | Channel Energy Center, LLC | Channel Energy Center Unit 3 | 451 Light Company Rd | Pasadena | TX | 77506 | Harris | CN601549132 | RN100213107 | 11,978 square feet of concrete paving of vehicular traffic areas. | The following property is used 100% for pollution control and is installed to meet or exceed federal or state regulations: 11,978 square feet of concrete paving of vehicular traffic areas. | 2015-03-17 | 55218 | 100
18723 | T1 | Deer Park Energy Center, LLC | Deer Park Energy Center Unit 5 | 5665 Highway 225 | Deer Park | TX | 77536 | Harris | CN603598624 | RN100222033 | 29,762.85 square feet of concrete paving of vehicular traffic areas. | The following property is used 100% for pollution control and is installed to meet or exceed federal or state regulations: 29,762.85 square feet of concrete paving of vehicular traffic areas. | 2015-03-17 | 125199 | 100
18724 | T1 | Channel Energy Center, LLC | Channel Energy Center Unit 3 | 451 Light Company Rd | Pasadena | TX | 77506 | Harris | CN601549132 | RN100213107 | stack including testing and sampling ports and platforms used to access the ports. | The following property is used 100% for pollution control and is installed to meet or exceed federal or state regulations: stack including testing and sampling ports and platforms used to access the ports. | 2015-02-18 | 1832349 | 100
18725 | T1 | Deer Park Energy Center, LLC | Deer Park Energy Center Unit 5 | 5665 Highway 225 | Deer Park | TX | 77536 | Harris | CN603598624 | RN100222033 | stack including testing and sampling ports and platforms used to access the ports. | The following property is used 100% for pollution control and is installed to meet or exceed federal or state regulations: stack including testing and sampling ports and platforms used to access the ports. | 2015-02-18 | 1771329 | 100
18726 | T1 | Holcim (US) Inc | Holcim (Texas) LP | 1800 Dove Lane | Midlothian | TX | 76065 | Ellis | CN601231459 | RN100219286 | various equipment related to air | Withdrawn by applicant | 2015-03-24 | 880536 | 100
18727 | T1 | MarkWest Energy South Texas Gas Company, LLC | CMWW A Compressor Station, Dimmit County | From RR 1916 / Palo Blanco Rd | Asherton | TX |  | Dimmit | CN604297911 | RN106668700 | air fuel ratio controller and catalytic converter installed on CAT 3516 compressor engine. | The following property is used 100% for pollution control and is installed to meet or exceed federal or state regulations: air fuel ratio controller and catalytic converter installed on CAT 3516 compressor engine. | 2015-02-19 | 101000 | 100
18728 | T1 | MarkWest Energy South Texas Gas Company, LLC | Moro Creek West Compressor Station | 2.6 mi SE on Palo Blanco Rd | Asherton | TX | 78839 | Dimmit | CN604297911 | RN106856347 | four air fuel ratio controllers and four catalytic converters installed on two CAT 3516 compressor engines and two CAT 3412 compressor engines. | The following property is used 100% for pollution control and is installed to meet or exceed federal or state regulations: four air fuel ratio controllers and four catalytic converters installed on two CAT 3516 compressor engines and two CAT 3412 compressor engines. | 2015-02-19 | 256000 | 100
18729 | T1 | MarkWest Energy South Texas Gas Company, LLC | West Asherton Compressor Station, Dimmit County | Near FM 190 / RR 1916 | Carrizo Springs | TX |  | Dimmit | CN604297911 | RN106150717 | air fuel ratio controller and catalytic converter installed on CAT 399 compressor engine. | The following property is used 100% for pollution control and is installed to meet or exceed federal or state regulations: air fuel ratio controller and catalytic converter installed on CAT 399 compressor engine. | 2015-02-19 | 68000 | 100
18730 | T1 | MarkWest Gas Services, LLC | Javelina Gas Processing Facility | 5438 Union Street | Corpus Christi | TX | 78407 | Nueces | CN603319880 | RN102190139 | vapor recovery unit. | Returned for failure to respond to a deficiency letter. | 2015-02-19 | 452864 | 100
18731 | T1 | Mark West Energy East Tx Gas Co LLC | Carthage Gas Plant | 2.9 mi W on US 79 from TX 149, | Carthage | TX | 75633 | Panola | CN602694523 | RN104609789 | three air fuel ratio controllers and three catalytic converters installed on three CAT 3608 compressor engines. | The following property is used 100% for pollution control and is installed to meet or exceed federal or state regulations: three air fuel ratio controllers and three catalytic converters installed on three CAT 3608 compressor engines. | 2015-03-06 | 531000 | 100
18732 | T1 | Mark West Energy East Tx Gas Co LLC | South Deadwood Compressor Station | From FM 2517, go S 2.5 mi on | Carthage | TX | 75633 | Panola | CN602694523 | RN106407299 | four air fuel ratio controllers and four catalytic converters installed on one CAT 3608 compressor engine and three CAT 3516 compressor engines. | The following property is used 100% for pollution control and is installed to meet or exceed federal or state regulations: four air fuel ratio controllers and four catalytic converters installed on one CAT 3608 compressor engine and three CAT 3516 compressor engines. | 2015-03-06 | 480000 | 100
18733 | T1 | The Dow Chemical Company | The Dow Chemical Company | 9502 Battleground Blvd | Pasadena | TX | 77507 | Harris | Insuffucient Information | Insuffucient Information | Project to purchase and install 8 tunable Diode Laser Stack O2 Analyzers. | A positive use determination of 100% for the project to purchase and install 8 tunable Diode Laser Stack O2 Analyzers. | 2015-06-05 | 590000 | 100
18734 | T1 | The Dow Chemical Company | Acrylic Acid Plant | 9502 Bayport Blvd | Pasadena | TX | 77507 | Harris | CN600356976 | RN104541743 | Stack O2 analyzers installed on the 4 acrylic acid plant Vent Thermal Oxidizers. | A positive use determination for 100% of the stack O2 analyzers on the 4 acrylic acid plant vent thermal oxidizers. | 2015-06-05 | 975000 | 100
18735 | T1 | The Dow Chemical Company | B-3500 WWTP | B-3500 Block | Freeport | TX | 77541 | Brazoria | CN600356976 | RN100225945 | oxygen line for the wastewater treatment facility. | The following property is used 100% for pollution control and is installed to meet or exceed federal or state regulations: oxygen line for the wastewater treatment facility. | 2015-07-09 | 350000 | 100
18736 | T1 | The Dow Chemical Company | Biosolids Landfill | B-49 Block, Plant B | Freeport | TX |  | Brazoria | CN600356976 | RN100225945 | 600,000 cubic yard expansion of bio-solids landfill including leachate collection system and perimeter odor control system. | The following property is used 100% for pollution control and is installed to meet or exceed federal or state regulations: 600,000 cubic yard expansion of bio-solids landfill including leachate collection system and perimeter odor control system. | 2015-06-09 | 5700000 | 100
18737 | T1 | Union Carbide Corporation | UCC Seadrift Operations | 7501 North State Highway 185 | Seadrift | TX | 77983 | Calhoun | CN601688781 | RN105899744 | resin recovery system. | Application was withdrawn by letter received 5/13/15. Status date is last date agency took any action on the application. | 2015-04-10 | 200000 | 100
18738 | T1 | Union Carbide Corporation | UCC Seadrift Operations | 7501 North State Highway 185 | Seadrift | TX | 77983 | Calhoun | CN601688781 | RN105899744 | cooling water acid treatment. | Returned for failure to respond to a deficiency letter. | 2015-04-08 | 1200000 | 100
18739 | T1 | Union Carbide Corporation | UCC Seadrift Operations | 7501 North State Highway 185 | Seadrift | TX | 77983 | Calhoun | CN601688781 | RN105899744 | gas chromatographs that analyze vent streams routed to flares and building that houses the gas chromatographs. | The following property is used 100% for pollution control and is installed to meet or exceed federal or state regulations: gas chromatographs that analyze vent streams routed to flares and building that houses the gas chromatographs. | 2015-06-05 | 1387000 | 100
18740 | T1 | The Dow Chemical Company | The Dow Chemical Company | FM 523 & Hwy 332 | Freeport | TX | 77541 | Brazoria | Insuffucient Information | Insuffucient Information | This project included modifications to a flare stack to install a new flare tip, addition of an OSBL utility fuel gas header, an addition of a methane assist gas system. | A positive use determination of 100% for the installation of the flare tip, the addition of the OSBL utility fuel gas header and the addition of the methane assist gas system. | 2015-06-18 | 250000 | 100
18741 | T1 | ETC Texas Pipeline, LTD | Rebel Gas Plant | NE corner of Hwy 158 and | Garden City | TX | 79739 | Glasscock | CN601587652 | RN106934664 | one flare including associated flare stack, igniter, flame arrester, knockout drum, blower, flare tip, and flare header. | The following property is used 100% for pollution control and is installed to meet or exceed federal or state regulations: one flare including associated flare stack, igniter, flame arrester, knockout drum, blower, flare tip, and flare header. | 2015-09-28 | 1025000 | 100
18742 | T1 | ETC Texas Pipeline, LTD | Kenedy Gas Plant | from FM 626 and CR 143, go 0.5 | Kenedy | TX | 78119 | Karnes | CN601587652 | RN106331515 | flare including associated stack, igniter, flame arrester, knockout drum, blower, flare tip, and flare header. | The following property is used 100% for pollution control and is installed to meet or exceed federal or state regulations: flare including associated stack, igniter, flame arrester, knockout drum, blower, flare tip, and flare header. | 2015-09-25 | 971000 | 100
18743 | T1 | ETC Texas Pipeline, LTD | Jackson County Gas Plant | from FM 710 and Galow Rd, turn | Ganado | TX | 79739 | Jackson | CN601587652 | RN106225436 | one flare including associated flare stack, igniter, flame arrester, knockout drum, blower, flare tip, and flare header. | The following property is used 100% for pollution control and is installed to meet or exceed federal or state regulations: one flare including associated flare stack, igniter, flame arrester, knockout drum, blower, flare tip, and flare header. | 2015-09-28 | 922000 | 100
18744 | T1 | ETC Texas Pipeline, LTD | Godley Gas Plant | from Hwy 171 & N Pearson in Godley | Godley | TX | 76044 | Johnson | CN601587652 | RN1041928676 | flare system. | Returned for failure to respond to a deficiency letter. | 2015-08-21 | 905000 | 100
18745 | T1 | Oneok Hydrocarbon LP | MB Fractionators 3 | 1802 N Loop 207 | Mont Belvieu | TX | 77580 | Chambers | CN603674086 | RN106123714 | flare system. | Returned for failure to respond to a deficiency letter. | 2015-08-21 | 1720000 | 100
18746 | T1 | Oneok Hydrocarbon LP | MB Fractionators 2 | 1802 N Loop 207 | Mont Belvieu | TX | 77580 | Chambers | CN603674086 | RN106123714 | flare gas recovery and flare system. | Returned for failure to respond to a deficiency letter. | 2015-10-19 | 1610000 | 100
18747 | T1 | Oneok Hydrocarbon LP | MB Fractionators 2 | 1802 N Loop 207 | Mont Belvieu | TX | 77580 | Chambers | CN603674086 | RN106123714 |  | Returned for failure to respond to a deficiency letter. | 2015-08-21 | 1255000 | 100
18748 | T1 | Targa Midstream Services, LLC | Sterling Gas Processing Plant | 14206 US Hwy 87 N | Sterling City | TX | 76951 | Sterling | CN601301559 | RN102605409 | flare including associated stack, piping, igniters, flame arresters, knockout drum, blower, flare tips, and flare header. | The following property is used 100% for pollution control and is installed to meet or exceed federal or state regulations: flare including associated stack, piping, igniters, flame arresters, knockout drum, blower, flare tips, and flare header. | 2015-09-17 | 775000 | 100
18749 | T1 | Targa Midstream Services, LLC | Sand Hills Gas Plant | 5601 FM 1053 | Crane | TX | 79731 | Crane | CN601301559 | RN102552031 | flare including associated stack, igniter, flame arrester, knockout drum, blower, and flare tip. | The following property is used 100% for pollution control and is installed to meet or exceed federal or state regulations: flare including associated stack, igniter, flame arrester, knockout drum, blower, and flare tip. | 2015-09-25 | 872000 | 100
18750 | T1 | Targa Gas Processing, LLC | Longhorn Gas Plant | NE 5.4 mi on FM 51 from US 380 | Wise | TX | 76234 | Wise | CN604041806 | RN106346745 | two flares including associated flare stacks, igniters, flame arresters, knockout drums, blowers, flare tips, and flare headers. | The following property is used 100% for pollution control and is installed to meet or exceed federal or state regulations: two flares including associated flare stacks, igniters, flame arresters, knockout drums, blowers, flare tips, and flare headers. | 2015-09-28 | 1200000 | 100
18751 | T1 | Targa Gas Processing, LLC | High Plains Gas Plant | from HWY/RR 1379, right 5.1 mi | Midland | TX | 79706 | Midland | CN604041806 | RN106579683 | one flare and ancillary equipment. | The following property is used 100% for pollution control and is installed to meet or exceed federal or state regulations: one flare and ancillary equipment. | 2015-09-17 | 1400000 | 100
18752 | T1 | Targa Midstream Services, LLC | Mont Belvieu Train IV | 10319 Highway 146 | Mont Belvieu | TX | 77580 | Chambers | CN601301559 | RN100222900 | flare system N and S, flare system E and W. | Returned for failure to respond to a deficiency letter. | 2015-10-26 | 900000 | 100
18753 | T1 | Targa Midstream Services, LLC | Chico Processing Plant | 383 County Road 1745 | Chico | TX | 76431 | Wise | CN601301559 | RN100238716 | flare including associated stack, igniters, flame arrestors, knockout drum, blower, flare tips, and flare header. | The following property is used 100% for pollution control and is installed to meet or exceed federal or state regulations: flare including associated stack, igniters, flame arrestors, knockout drum, blower, flare tips, and flare header. | 2015-09-17 | 1156000 | 100
18754 | T1 | Lucid Energy Westex, LLC | Silver Plant I and II | from Hwy 87 and Hwy 163, | Sterling City | TX | 76951 | Sterling | CN604204479 | RN106588601 | two flares including associated flare tips, pumps, burners, stacks, flow meters, and piping. | The following property is used 100% for pollution control and is installed to meet or exceed federal or state regulations: two flares including associated flare tips, pumps, burners, stacks, flow meters, and piping. | 2015-09-17 | 725000 | 100
18755 | T1 | Atlas Pipeline Mid Continent Westtex, LLC | Driver Plant | from SH 158/FM 1379, go 12.8 | Midkiff | TX | 79755 | Midland | CN603241449 | RN100215102 | emergency flare including associated piping, pilot ignition system, knockout drum, flare stack, flare tips, and flare header. | The following property is used 100% for pollution control and is installed to meet or exceed federal or state regulations: emergency flare including associated piping, pilot ignition system, knockout drum, flare stack, flare tips, and flare header. | 2015-09-25 | 1275000 | 100
18756 | T1 | APL South Tex Pipeline Company, LLC | Silver Oak Plant I and II | from Hwy 181/FM 623, go 4.75 | Pettus | TX | 78146 | Bee | CN604338855 | RN106270051 | two flares including associated stacks, igniters, flame arresters, knockout drums, blowers, flare tips, piping, and flare headers. | The following property is used 100% for pollution control and is installed to meet or exceed federal or state regulations: two flares including associated stacks, igniters, flame arresters, knockout drums, blowers, flare tips, piping, and flare headers. | 2015-09-25 | 1202000 | 100
18757 | T1 | Atlas Pipeline Mid Continent Westtex, LLC | Midkiff Plant | from FM 3095 and FM 2401, go E | Midkiff | TX | 79755 | Reagan | CN604821355 | RN100215714 | flare system. | Returned for failure to respond to a deficiency letter. | 2015-08-21 | 750000 | 100
18758 | T1 | EnLink Permian, LLC | Deadwood Cryogenic Plant | from Texas Hwy 158/Farm Rd 33, | Garden City | TX | 79739 | Glasscock | CN603868902 | RN106161045 | flare including associated stack, igniter, flame arrester, knockout drum, blower, flare tip, and flare header. | The following property is used 100% for pollution control and is installed to meet or exceed federal or state regulations: flare including associated stack, igniter, flame arrester, knockout drum, blower, flare tip, and flare header. | 2015-09-28 | 553000 | 100
18759 | T1 | EnLink Permian II, LLC | Bearkat Cryogenic Plant | from Texas Hwy 158/Farm Rd 33, | Garden City | TX | 79739 | Glasscock | CN603938010 | RN107090763 | one flare including associated stack, igniter, flame arrester, knockout drum, blower, flare tip, and flare header. | The following property is used 100% for pollution control and is installed to meet or exceed federal or state regulations: one flare including associated stack, igniter, flame arrester, knockout drum, blower, flare tip, and flare header. | 2015-09-25 | 754900 | 100
18760 | T1 | Lone Star NGL Mont Belvieu LP | Lone Star Frac I | 9850 FM 1942 Rd | Mont Belvieu | TX | 77580 | Chambers | CN603855040 | RN106018260 | flare system. | Returned for failure to respond to a deficiency letter. | 2015-08-21 | 1420000 | 100
18761 | T1 | Lone Star NGL Mont Belvieu LP | Lone Star Frac 2 | 9850 FM 1942 Rd | Mont Belvieu | TX | 77580 | Chambers | CN603855040 | RN106018260 | flare system | Returned for failure to respond to a deficiency letter. | 2015-08-21 | 1420000 | 100
18762 | T1 | Chaparral Energy LLC | Twitchell (Chester) Field, Jay Lease | latitude 36.399264 | Ochiltree County | TX |  | Ochiltree | CN601591837 | Insufficient Information | noncommercial saltwater disposal well including wellbore, casing, tubing, wellhead, control valves, flow lines, tanks, monitoring equipment, and other ancillary equipment. | The following property is used 100% for pollution control and is installed to meet or exceed federal or state regulations: noncommercial saltwater disposal well including wellbore, casing, tubing, wellhead, control valves, flow lines, tanks, monitoring equipment, and other ancillary equipment. | 2015-04-29 | 13000 | 100
18763 | T1 | Cimarex Energy Co. of Colorado | Mendota, NW (Douglas, Lo.) | latitude 35.822535 | Hemphill County | TX |  | Hemphill | CN603107111 | none | noncommercial saltwater disposal well including wellbore, casing, tubing, wellhead, control valves, flow lines, tanks, monitoring equipment, and other ancillary equipment. | The following property is used 100% for pollution control and is installed to meet or exceed federal or state regulations: noncommercial saltwater disposal well including wellbore, casing, tubing, wellhead, control valves, flow lines, tanks, monitoring equipment, and other ancillary equipment. | 2015-04-29 | 278990 | 100
18764 | T1 | Kaiser-Francis Oil Company | Gageby Creek (Hunton) | latitude 35.586551 | Wheeler County | TX |  | Wheeler | CN600125769 | RN109632125 | noncommercial saltwater disposal well including wellbore, casing, tubing, wellhead, control valves, flow lines, tanks, monitoring equipment, and other ancillary equipment. | The following property is used 100% for pollution control and is installed to meet or exceed federal or state regulations: noncommercial saltwater disposal well including wellbore, casing, tubing, wellhead, control valves, flow lines, tanks, monitoring equipment, and other ancillary equipment. | 2015-04-29 | 287500 | 100
18765 | T1 | Pioneer Natural Resources USA, Inc. | Spraberry (Trend Area) | lat 31.291 and long -101.552; | Reagan County | TX |  | Reagan | CN600130447 | RN109299560 | two noncommercial disposal wells. | Returned for failure to respond to a deficiency letter. | 2015-08-21 | 981560 | 100
18766 | T1 | Merit Energy Company, LLC | Buffalo Wallow (Granite Wash) | latitude 33.176365 | Wise County | TX |  | Wise | CN600519219 | RN109632133 | noncommercial saltwater disposal well including wellbore, casing, tubing, wellhead, control valves, flow lines, tanks, monitoring equipment, and other ancillary equipment. | The following property is used 100% for pollution control and is installed to meet or exceed federal or state regulations: noncommercial saltwater disposal well including wellbore, casing, tubing, wellhead, control valves, flow lines, tanks, monitoring equipment, and other ancillary equipment. | 2015-04-27 | 50160 | 100
18767 | T1 | Pioneer Natural Resources USA, Inc. | Pawnee (Edwards) | latitude 28.617494 and | Bee County | TX |  | Bee | CN600130447 | RN105795272 | noncommercial injection well. | Returned for failure to respond to a deficiency letter. | 2015-08-21 | 225000 | 100
18768 | T1 | Pioneer Natural Resources USA, Inc. | Wilson 39 SWD | latitude 31.667461, | near Midland | TX |  | Midland | CN600130447 | RN104872510 | non-commercial salt water disposal well including wellbore, casing, tubing, wellhead, control valves, flow lines, collection tanks, monitoring equipment, and other ancillary equipment. | The following property is used 100% for pollution control and is installed to meet or exceed federal or state regulations: non-commercial salt water disposal well including wellbore, casing, tubing, wellhead, control valves, flow lines, collection tanks, monitoring equipment, and other ancillary equipment. | 2015-06-08 | 112220 | 100
18769 | T1 | Pioneer Natural Resources USA, Inc. | Parks SWD #17D | latitude 31.808163, | near Midland | TX |  | Midland | CN600130447 | RN107822728 | non-commercial salt water disposal well including wellbore, casing, tubing, wellhead, control valves, flow lines, collection tanks, monitoring equipment, and other ancillary equipment. | The following property is used 100% for pollution control and is installed to meet or exceed federal or state regulations: noncommercial salt water disposal well. | 2015-06-09 | 235130 | 100
18770 | T1 | Pioneer Natural Resources USA, Inc. | DL Hutt fee C SWD | latitude 31.78014890, | near Midland | TX |  | Midland | CN600130447 | RN107023137 | non-commercial salt water disposal well including wellbore, casing, tubing, wellhead, control valves, flow lines, collection tanks, monitoring equipment, and other ancillary equipment. | The following property is used 100% for pollution control and is installed to meet or exceed federal or state regulations: non-commercial salt water disposal well including wellbore, casing, tubing, wellhead, control valves, flow lines, collection tanks, monitoring equipment, and other ancillary equipment. | 2015-06-08 | 249400 | 100
18771 | T1 | Pioneer Natural Resources USA, Inc. | Spraberry (Trend Area) Windham N Lease | latitude 31.609816 and | Upton County | TX |  | Upton | CN600130447 | RN107798746 | noncommercial saltwater disposal well including wellbore, casing, tubing, wellhead, control valves, flow lines, tanks, monitoring equipment, and other ancillary equipment. | The following property is used 100% for pollution control and is installed to meet or exceed federal or state regulations: noncommercial saltwater disposal well including wellbore, casing, tubing, wellhead, control valves, flow lines, tanks, monitoring equipment, and other ancillary equipment. | 2015-04-27 | 22610 | 100
18772 | T1 | Pioneer Natural Resources USA, Inc. | Stimson-Burley SWD Well #1 | latitude 32.095984, | near Stanton | TX |  | Martin | CN600130447 | RN109632166 | non-commercial salt water disposal well including wellbore, casing, tubing, wellhead, control valves, flow lines, collection tanks, monitoring equipment, and other ancillary equipment. | The following property is used 100% for pollution control and is installed to meet or exceed federal or state regulations: non-commercial salt water disposal well including wellbore, casing, tubing, wellhead, control valves, flow lines, collection tanks, monitoring equipment, and other ancillary equipment. | 2015-06-09 | 35200 | 100
18773 | T1 | EnLink Midstream Services LLC | Morris Consolidated Congl | latitude 33.19429 | Wise County | TX |  | Wise | CN604592295 | RN100223619 | noncommercial saltwater disposal well including wellbore, casing, tubing, wellhead, control valves, flow lines, tanks, monitoring equipment, and other ancillary equipment. | Returned for failure to respond to a deficiency letter. | 2015-08-21 | 177740 | 100
18774 | T1 | Pitts Energy Company | Snodgrass SWD | latitude 31.465053 and | Ward County | TX |  | Ward | CN601564891 | RN109632174 | noncommercial saltwater disposal well including wellbore, casing, tubing, wellhead, control valves, flow lines, tanks, monitoring equipment, and other ancillary equipment. | The following property is used 100% for pollution control and is installed to meet or exceed federal or state regulations: noncommercial saltwater disposal well including wellbore, casing, tubing, wellhead, control valves, flow lines, tanks, monitoring equipment, and other ancillary equipment. | 2015-04-27 | 94730 | 100
18775 | T1 | Cimarex Energy Co. | Patrick 22 Lease | latitude 35.735045 and | Hemphill County | TX |  | Hemphill | CN601706302 | RN106873201 | noncommercial saltwater disposal well including wellbore, casing, tubing, wellhead, control valves, flow lines, tanks, monitoring equipment, and other ancillary equipment. | The following property is used 100% for pollution control and is installed to meet or exceed federal or state regulations: noncommercial saltwater disposal well including wellbore, casing, tubing, wellhead, control valves, flow lines, tanks, monitoring equipment, and other ancillary equipment. | 2015-04-27 | 300000 | 100
18776 | T1 | Enervest Operating LLC | Sawyer (Strawn North) Field on Van Shoubrouek Lease | latitude 30.568722 and | Sutton County | TX |  | Sutton | CN601217599 | RN109632182 | noncommercial saltwater disposal well including wellbore, casing, tubing, wellhead, control valves, flow lines, tanks, monitoring equipment, and other ancillary equipment. | The following property is used 100% for pollution control and is installed to meet or exceed federal or state regulations: noncommercial saltwater disposal well including wellbore, casing, tubing, wellhead, control valves, flow lines, tanks, monitoring equipment, and other ancillary equipment. | 2015-04-29 | 373260 | 100
18777 | T1 | Range Production Company, LLC | Make Believe SWD | latitude 35.747773 | near Miami | TX |  | Hemphill | CN604653139 | NONE | noncommercial salt water disposal well including wellbore, casing, tubing, wellhead, control valves, flow lines, collection tanks, monitoring equipment, and other ancillary equipment. | The following property is used 100% for pollution control and is installed to meet or exceed federal or state regulations: noncommercial salt water disposal well including wellbore, casing, tubing, wellhead, control valves, flow lines, collection tanks, monitoring equipment, and other ancillary equipment. | 2015-06-09 | 200000 | 100
18778 | T1 | Sundown Energy, Inc. | Knott (Pennsylvanian) Field | latitude 32.430156 and | Howard County | TX |  | Howard | CN601082720 | RN109632208 | noncommercial saltwater disposal well including wellbore, casing, tubing, wellhead, control valves, flow lines, tanks, monitoring equipment, and other ancillary equipment. | The following property is used 100% for pollution control and is installed to meet or exceed federal or state regulations: noncommercial saltwater disposal well including wellbore, casing, tubing, wellhead, control valves, flow lines, tanks, monitoring equipment, and other ancillary equipment. | 2015-04-27 | 56250 | 100
18779 | T1 | Quantum Resources Management, LLC | Brahaney SWD - Webb B1 | latitude 33.137541, | near Plains | TX |  | Yoakum | CN603201229 | none | non-commercial salt water disposal well including wellbore, casing, tubing, wellhead, control valves, flow lines, collection tanks, monitoring equipment, and other ancillary equipment. | The following property is used 100% for pollution control and is installed to meet or exceed federal or state regulations: non-commercial salt water disposal well including wellbore, casing, tubing, wellhead, control valves, flow lines, collection tanks, monitoring equipment, and other ancillary equipment. | 2015-06-09 | 49240 | 100
18780 | T1 | Chaparral Energy LLC | Archer 50 SWD | latitude 36.477447, | near Perryton | TX |  | Ochiltree | CN601591837 | RN106374499 | non-commercial salt water disposal well including wellbore, casing, tubing, wellhead, control valves, flow lines, collection tanks, monitoring equipment, and other ancillary equipment. | The following property is used 100% for pollution control and is installed to meet or exceed federal or state regulations: non-commercial salt water disposal well including wellbore, casing, tubing, wellhead, control valves, flow lines, collection tanks, monitoring equipment, and other ancillary equipment. | 2015-06-11 | 100000 | 100
18781 | T1 | Energen Resources Corporation | Spraberry (Trend Area) Field, Red River Lease | latitude 31.639223 and | Reagan County | TX |  | Reagan | CN601283476 | RN106138837 | noncommercial saltwater disposal well including wellbore, casing, tubing, wellhead, control valves, flow lines, tanks, monitoring equipment, and other ancillary equipment. | The following property is used 100% for pollution control and is installed to meet or exceed federal or state regulations: noncommercial saltwater disposal well including wellbore, casing, tubing, wellhead, control valves, flow lines, tanks, monitoring equipment, and other ancillary equipment. | 2015-04-29 | 137230 | 100
18782 | T1 | Citation Oil and Gas Corp. | Willamar West Field | latitude 26.404664 and | Willacy County | TX |  | Willacy | CN600126536 | RN100542539 | noncommercial disposal well | Returned for failure to respond to a deficiency letter. | 2015-08-21 | 108530 | 100
18783 | T1 | Panda Temple Power, LLC | Panda Temple Power Unit Two | 2898 Lorraine Drive | Temple | TX | 76501 | Bell | CN603272352 | RN105380216 | selective catalytic reduction system (SCR). | The following property is used 100% for pollution control and is installed to meet or exceed federal or state regulations: selective catalytic reduction system (SCR). | 2015-03-04 | 6542000 | 100
18784 | T1 | Panda Temple Power, LLC | Panda Temple Power Unit Two | 2898 Lorraine Drive | Temple | TX | 76501 | Bell | CN603272352 | RN105380216 | drift eliminators installed on cooling towers. | The following property is used 100% for pollution control and is installed to meet or exceed federal or state regulations: drift eliminators installed on cooling towers. | 2015-03-04 | 170000 | 100
18785 | T1 | Panda Temple Power, LLC | Panda Temple Power Unit Two | 2898 Lorraine Drive | Temple | TX | 76501 | Bell | CN603272352 | RN105380216 | oil/water separator. | The following property is used 100% for pollution control and is installed to meet or exceed federal or state regulations: oil/water separator. | 2015-03-04 | 564000 | 100
18786 | T3 | Panda Temple Power, LLC | Panda Temple Power Unit Two | 2898 Lorraine Drive | Temple | TX | 76501 | Bell | CN603272352 | RN105380216 | zero liquid discharge system consisting of brine concentrator and evaporation pond. | The following property is used 82.24% for pollution control and is installed to meet or exceed federal or state regulations: zero liquid discharge system consisting of brine concentrator and evaporation pond. | 2015-03-04 | 16680000 | 82.24
18787 | T1 | Chevron Phillips Chemical Company LP | Cedar Bayou Chemical Complex | 9500 I-10 East, Exit 796 | Baytown | TX | 77521 | Harris | CN600303614 | RN103919817 | paving | Returned for failure to respond to a deficiency letter. | 2015-05-08 | 219081 | 100
18788 | T1 | Chevron Phillips Chemical Company LP | Cedar Bayou Chemical Complex | 9500 I-10 East, Exit 796 | Baytown | TX | 77521 | Harris | CN600303614 | RN100825249 | automatic tank gauges. | Returned for failure to respond to a deficiency letter. | 2015-03-04 | 110152.5 | 100
18789 | T1 | Chevron Phillips Chemical Company LP | Cedar Bayou Chemical Complex | 9500 I-10 East, Exit 796 | Baytown | TX | 77521 | Harris | CN600303614 | RN100825249 | steam vent analyzer A-25401 | Returned for failure to respond to a deficiency letter. | 2015-03-06 | 356751 | 100
18790 | T1 | Chevron Phillips Chemical Company LP | Cedar Bayou Chemical Complex | 9500 I-10 East, Exit 796 | Baytown | TX | 77521 | Harris | CN600303614 | RN103919817 | monitors | Returned for failure to respond to a deficiency letter. | 2015-05-08 | 163610 | 100
18791 | T1 | Chevron Phillips Chemical Company LP | Cedar Bayou Chemical Complex | 9500 I-10 East, Exit 796 | Baytown | TX | 77521 | Harris | CN600303614 | RN103919817 | secondary seals and internal floating roofs on Tanks TK-2806-1-Hexene Tank and TK-2805 Cyclohexane Tank. | The following property is used 100% for pollution control and is installed to meet or exceed federal or state regulations: secondary seals and internal floating roofs on Tanks TK-2806-1-Hexene Tank and TK-2805 Cyclohexane Tank. | 2015-05-06 | 325000 | 100
18792 | T1 | Chevron Phillips Chemical Company LP | Cedar Bayou Chemical Complex | 9500 I-10 East, Exit 796 | Baytown | TX | 77521 | Harris | CN600303614 | RN103919817 | flare | Returned for failure to respond to a deficiency letter. | 2015-05-06 | 2333075 | 100
18793 | T1 | Chevron Phillips Chemical Company LP | Cedar Bayou Chemical Complex | 9500 I-10 East, Exit 796 | Baytown | TX | 77521 | Harris | CN600303614 | RN103919817 | underground piping; catch basins and junction; enlargement of G-140 Basin; and G-140 Basin lining. | Returned for failure to respond to a deficiency letter. | 2015-05-22 | 1090088 | 100
18794 | T1 | Chevron Phillips Chemical Company LP | Cedar Bayou Chemical Complex | 9500 I-10 East, Exit 796 | Baytown | TX | 77521 | Harris | CN600303614 | RN103919817 | pelletizing system | Returned for failure to respond to a deficiency letter. | 2015-05-08 | 5290800 | 100
18795 | T1 | Chevron Phillips Chemical Company LP | Cedar Bayou Chemical Complex | 9500 I-10 East, Exit 796 | Baytown | TX | 77521 | Harris | CN600303614 | RN100825249 | pellet silo | Returned for failure to respond to a deficiency letter. | 2015-03-04 | 763755 | 100
18796 | T1 | Chevron Phillips Chemical Company LP | Cedar Bayou Chemical Complex | 9500 I-10 East, Exit 796 | Baytown | TX | 77521 | Harris | CN600303614 | RN103919817 | cathodic protection installed on tanks TK-2805 and TK-2806. | The following property is used 100% for pollution control and is installed to meet or exceed federal or state regulations: cathodic protection installed on tanks TK-2805 and TK-2806. | 2015-05-08 | 50495 | 100
18797 | T1 | Precision Drilling | Drilling Rig #577 | T&P RR Co Survey No 36, A1149 | near Midland | TX | 79706 | Midland | CN604271783 | RN106160211 | ram type blowout preventers (BOPs), closing unit to actuate the BOPs, and choke manifold system to control pressure variations when the BOPs are engaged. | The following property is used 100% for pollution control and is installed to meet or exceed federal or state regulations: ram type blowout preventers (BOPs), closing unit to actuate the BOPs, and choke manifold system to control pressure variations when the BOPs are engaged. | 2015-03-04 | 1295000 | 100
18798 | T1 | Precision Drilling | Drilling Rig #577 | T&P RR Co Survey No 36, A1149 | near Midland | TX | 79706 | Midland | CN604271783 | RN106160211 | drilling mud recycling system including shaker tanks, shale shakers, and degasser. | The following property is used 100% for pollution control and is installed to meet or exceed federal or state regulations: drilling mud recycling system including shaker tanks, shale shakers, and degasser. | 2015-03-04 | 682000 | 100
18799 | T1 | Precision Drilling | Drilling Rig #109 | 14041 Vickery Drive | Houston | TX | 77032 | Harris | CN604271783 | RN106160211 | ram type blowout preventers (BOPs), closing unit to actuate the BOPs, and choke manifold system to control pressure variations when the BOPs are engaged. | The following property is used 100% for pollution control and is installed to meet or exceed federal or state regulations: ram type blowout preventers (BOPs), closing unit to actuate the BOPs, and choke manifold system to control pressure variations when the BOPs are engaged. | 2015-03-04 | 1042000 | 100
18800 | T1 | Precision Drilling | Drilling Rig #109 | 14041 Vickery Drive | Houston | TX | 77032 | Harris | CN604271783 | RN106160211 | drilling mud recycling system including shaker tanks, shale shakers, desilter, desander, and degasser. | The following property is used 100% for pollution control and is installed to meet or exceed federal or state regulations: drilling mud recycling system including shaker tanks, shale shakers, desilter, desander, and degasser. | 2015-03-04 | 689900 | 100
18801 | T1 | Building Materials Corporation of America | GAF Materials BU 1040 | 2600 Singleton Blvd | Dallas | TX | 75212 | Dallas | CN600474753 | RN100788959 | baghouse and dust collector system. | The following property is used 100% for pollution control and is installed to meet or exceed federal or state regulations: baghouse and dust collector system. | 2015-04-29 | 50468 | 100
18802 | T1 | Building Materials Corporation of America | GAF Materials BU 1040 | 2600 Singleton Blvd | Dallas | TX | 75212 | Dallas | CN600474753 | RN100788959 | stillyard thermal oxidizer induced draft fan replacement and fresh air damper. | The following property is used 100% for pollution control and is installed to meet or exceed federal or state regulations: stillyard thermal oxidizer induced draft fan replacement and fresh air damper. | 2015-04-29 | 193288 | 100
18803 | T1 | Building Materials Corporation of America | Ennis Plant | 202 Cedar Road | Ennis | TX | 75119 | Ellis | CN600126858 | RN100213479 | thermal oxidizers. | Withdrawn/Returned | 2015-04-14 | 73104 | 100
18804 | T1 | Building Materials Corporation of America | GAF Materials BU 1040 | 2600 Singleton Blvd | Dallas | TX | 75212 | Dallas | CN600474753 | RN100788959 | vapor recovery | Withdrawn/Returned | 2015-04-14 | 249677 | 100
18805 | T1 | Canal Barge Company | Canal Barge Vessels in Texas Waters | 29.763217 & -95.091921 | Near Houston | TX |  | Harris | CN604603126 | RN109628578 | spill and overflow prevention equipment installed on barges 1371, 1372, 1373, 1374, 1375, 1376, 1377, 1378, 1379, 369, 370, 391, 392, 393, 394, 395, and 396; and the incremental cost difference between the double-hulled barges and comparable single-hulled barges. | The following property is used 100% for pollution control and is installed to meet or exceed federal or state regulations: spill and overflow prevention equipment installed on barges 1371, 1372, 1373, 1374, 1375, 1376, 1377, 1378, 1379, 369, 370, 391, 392, 393, 394, 395, and 396; and the incremental cost difference between the double-hulled barges and comparable single-hulled barges. | 2015-03-11 | 14701258 | 100
18806 | T1 | Lhoist North America of Texas, Ltd. | New Braunfels Lime Plant | 350 APG Lane | New Braunfels | TX | 78132 | Comal | CN600130470 | RN100552454 | continuous emissions monitoring system (CEMS). | The following property is used 100% for pollution control and is installed to meet or exceed federal or state regulations: continuous emissions monitoring system (CEMS). | 2015-04-29 | 589358.89 | 100
18807 | T1 | Lhoist North America of Texas, Ltd. | New Braunfels Lime Plant | 350 APG Lane | New Braunfels | TX | 78132 | Comal | CN600130470 | RN100552454 | HiCal Hydrate Heated Baghouse. | Returned for failure to respond to a deficiency letter. | 2015-06-18 | 445901.69 | 100
18808 | T3 | Panda Temple Power, LLC | Panda Temple Power Unit Two | 2898 Lorraine Drive | Temple | TX | 76501 | Bell | CN603272352 | RN105380216 | Unit 2 heat recovery steam generator (HRSG). | The executive director has completed the review for application #18808 and the associated notice of deficiency (NOD) response and has issued a Negative Use Determination for the property in accordance with Title 30 Texas Administrative Code (TAC) Chapter 17. Applications for property that is only partly used for pollution control are required to use the Cost Analysis Procedure (CAP), located in 30 TAC §17.17(c)(1), to calculate the appropriate partial use determination. The Negative Use Determination is issued because the outcome of the CAP calculation was a negative number. Under 30 TAC §17.17(d), if the CAP produces a negative number or a zero, the property is not eligible for a Positive Use Determination. | 2015-05-22 | 0 | 100
18809 | T1 | Centex Materials, Inc. | South Plant | 817 East St Elmo Rd | Austin | TX | 78745 | Travis | CN600397434 | RN100250273 | three retention ponds. | Returned for failure to respond to a deficiency letter. | 2015-04-30 | 61773 | 100
18810 | T1 | Lhoist North America of Texas, Ltd. | New Braunfels Lime Plant | 350 APG Lane | New Braunfels | TX | 78132 | Comal | CN600130470 | RN100552454 | particulate controls | Returned for failure to respond to a deficiency letter. | 2015-06-18 | 2042893.4 | 100
18811 | T1 | Lhoist North America of Texas, Ltd. | Marble Falls Lime Plant | 7928 South Highway 281 | Burnet | TX | 78611 | Burnet | CN600130470 | RN100729250 | dust collector(s) | Withdrawn by applicant | 2015-06-17 | 1316871.15 | 100
18812 | T1 | Centex Materials, Inc. | Buda Plant | 1110 FM 2770 | Buda | TX | 78610 | Hays | CN600397434 | RN105176770 | environmental retention pond. | The following property is used 100% for pollution control and is installed to meet or exceed federal or state regulations: retention pond. | 2015-06-10 | 47969 | 100
18813 | T1 | Centex Materials, Inc. | Round Rock Ready Mix PLant | 16438 N IH 35 | Austin | TX | 78728 | Travis | CN600397434 | RN102198017 | dust collector. | The following property is used 100% for pollution control and is installed to meet or exceed federal or state regulations: dust collector. | 2015-03-11 | 92223 | 100
18814 | T1 | Centex Materials, Inc. | South Plant | 817 East St Elmo Rd | Austin | TX | 78745 | Travis | CN600397434 | RN100250273 | dust collector. | The following property is used 100% for pollution control and is installed to meet or exceed federal or state regulations: dust collector. | 2015-03-11 | 90824 | 100
18815 | T1 | Centex Materials, Inc. | Round Rock Ready Mix PLant | 16438 N IH 35 | Austin | TX | 78728 | Travis | CN600397434 | RN102198017 | retention pond. | Returned for failure to respond to a deficiency letter. | 2015-04-30 | 61773 | 100
18816 | T1 | Centex Materials, Inc. | Oak Hill Ready Mix Plant | 9800 US Hwy 290 W | Austin | TX | 78735 | Travis | CN600397434 | RN102290293 | retention ponds. | Returned for failure to respond to a deficiency letter. | 2015-04-30 | 69466 | 100
18817 | T1 | Centex Materials, Inc. | Northwest Ready Mix Plant | 12112 FM 2769 | Leander | TX | 78641 | Williamson | CN600397434 | RN102771490 | dust collector. | The following property is used 100% for pollution control and is installed to meet or exceed federal or state regulations: dust collector. | 2015-04-20 | 49397 | 100
18818 | T1 | Centex Materials, Inc. | Northwest Ready Mix Plant | 12112 FM 2769 | Leander | TX | 78641 | Williamson | CN600397434 | RN102771490 | five environmental retainage ponds. | Returned for failure to respond to a deficiency letter. | 2015-04-30 | 105686 | 100
18819 | T1 | Eco Services Operations LLC | Houston Plant Regen 2 Unit | 8615 Manchester Street | Houston | TX | 77012 | Harris | CN604686482 | RN100220581 | caustic scrubber and ancillary equipment. | The following property is used 100% for pollution control and is installed to meet or exceed federal or state regulations: caustic scrubber and ancillary equipment. | 2015-03-13 | 6971403.69 | 100
18820 | T1 | Eco Services Operations LLC | Baytown Plant | 3439 Park Street | Baytown | TX | 77520 | Harris | CN604686482 | RN100220581 | incremental cost difference for low NOx burner versus similar burner without NOx controls and modifications to auxiliary equipment needed as a result of installing the low NOx burner. | The following property is used 100% for pollution control and is installed to meet or exceed federal or state regulations: incremental cost difference for low NOx burner versus similar burner without NOx controls and modifications to auxiliary equipment needed as a result of installing the low NOx burner. | 2015-04-02 | 538844.93 | 100
18821 | T1 | Elk Corporation of Texas | Ennis Plant | 202 Cedar Road | Ennis | TX | 75119 | Ellis | CN600126858 | RN100213479 | four baghouse systems and associated dust collectors, dust containers, and hoods. | The following property is used 100% for pollution control and is installed to meet or exceed federal or state regulations: four baghouse systems and associated dust collectors, dust containers, and hoods. | 2015-05-06 | 139267 | 100
18822 | T1 | Dal Tile Corporation | Tile Manufacturing Plant | 12001 Railroad Drive | El Paso | TX | 79934 | El Paso | CN600128797 | RN100542976 | two Tri-Mer wet scrubbers installed to control emissions from kilns 1-6 and 7-12. | The following property is used 100% for pollution control and is installed to meet or exceed federal or state regulations: two Tri-Mer wet scrubbers installed to control emissions from kilns 1-6 and 7-12. | 2015-04-29 | 1592767 | 100
18823 | T1 | Huntsman Petrochemical LLC | Port Neches Performance Products | 6001 Hwy 366 | Port Neches | TX | 77651 | Jefferson | CN603603093 | RN100219252 | distributed control system for the central control room. | Returned for failure to respond to a deficiency letter. | 2015-04-20 | 341108 | 100
18824 | T1 | Dal Tile Corporation | Tile Manufacturing Plant | 12001 Railroad Drive | El Paso | TX | 79934 | El Paso | CN600128797 | RN100542976 | Eurofilter system that pretreats scrubber wastewater prior to discharge to the publicly owned treatment works (POTW). | The following property is used 100% for pollution control and is installed to meet or exceed federal or state regulations: Eurofilter system that pretreats scrubber wastewater prior to discharge to the publicly owned treatment works (POTW). | 2015-05-22 | 206875 | 100
18825 | T1 | Aladdin Manufacturing Corporation | Aladdin Manufacturing Commerce Plant | 8591 TX HWY 11 | Commerce | TX | 75428 | Hunt | CN604397307 | RN106957814 | baghouse dust collection system. | The following property is used 100% for pollution control and is installed to meet or exceed federal or state regulations: baghouse dust collection system. | 2015-04-29 | 729000 | 100
18826 | T1 | Industrial Developments International Texas LP | Greenspoint Business Center | I-45 and Esplanade Avenue | Houston | TX | 77060 | Harris | CN602983983 | RN105100812 | stormwater detention ponds. | Returned for failure to respond to a deficiency letter. | 2015-03-13 | 429431 | 100
18827 | T1 | REG New Boston, LLC | REG New Boston Biodiesel Plant | 280 Texas Avenue | New Boston | TX | 75570 | Bowie | CN604258020 | RN105186548 | HCl scrubber. | The following property is used 100% for pollution control and is installed to meet or exceed federal or state regulations: HCl scrubber. | 2015-10-16 | 10000 | 100
18828 | T1 | Dal Tile Corporation | Dal-Tile Sunnyvale Manufacturing Plant | 359 Clay Road | Sunnyvale | TX | 75182 | Dallas | CN600128797 | RN100218080 | dry scrubber and associated ductwork. | The following property is used 100% for pollution control and is installed to meet or exceed federal or state regulations: dry scrubber and associated ductwork. | 2015-04-29 | 1366904 | 100
18829 | T1 | Dal Tile Corporation | Dal-Tile Sunnyvale Manufacturing Plant | 359 Clay Road | Sunnyvale | TX | 75182 | Dallas | CN600128797 | RN100218080 | water recycling | Returned for failure to respond to a deficiency letter. | 2015-03-17 | 248461 | 100
18830 | T1 | Dal Tile Corporation | Dal-Tile Sunnyvale Manufacturing Plant | 359 Clay Road | Sunnyvale | TX | 75182 | Dallas | CN600128797 | RN100218080 | stack modifications. | The following property is used 100% for pollution control and is installed to meet or exceed federal or state regulations: stack modifications. | 2015-04-29 | 453917 | 100
18831 | T1 | Huntsman Petrochemical LLC | Port Neches Performance Products | 6001 Hwy 366 | Port Neches | TX | 77651 | Jefferson | CN603603093 | RN100219252 | on-line total organic carbon and total nitrogen analyzers installed at the joint wastewater treatment plant. | Returned for failure to respond to a deficiency letter. | 2015-04-20 | 85807 | 100
18832 | T1 | AZZ, Inc. | North American Galvanizing | 9103 Fairbanks N Houston Road | Houston | TX | 77064 | Harris | CN600344816 | RN100584796 | wet scrubber and associated capture hoods, ducts, and blowers controlling emissions from the pickle bay. | The following property is used 100% for pollution control and is installed to meet or exceed federal or state regulations: wet scrubber and associated capture hoods, ducts, and blowers controlling emissions from the pickle bay. | 2015-03-18 | 6501.31 | 100
18833 | T1 | Huntsman Petrochemical LLC | Port Neches Performance Products | 6001 Hwy 366 | Port Neches | TX | 77651 | Jefferson | CN603603093 | RN100219252 | on-line total organic carbon (TOC) and total nitrogen analyzers installed at the P-V-21 wastewater pumps and TOC analyzer in a new shelter at the combined wastewater stream from A3 and G1/G5 Units. | Returned for failure to respond to a deficiency letter. | 2015-04-20 | 265737 | 100
18834 | T1 | AZZ, Inc. | North American Galvanizing | 9103 Fairbanks N Houston Road | Houston | TX | 77064 | Harris | CN600344816 | RN100584796 | baghouse and associated filters and capture system including capture vents around lip of zinc kettle, blowers, and ductwork. | The following property is used 100% for pollution control and is installed to meet or exceed federal or state regulations: baghouse and associated filters and capture system including capture vents around lip of zinc kettle, blowers, and ductwork. | 2015-03-25 | 391300 | 100
18835 | T1 | Huntsman Petrochemical LLC | Port Neches Performance Products | 6001 Hwy 366 | Port Neches | TX | 77651 | Jefferson | CN603603093 | RN100219252 | installed a 340 feet of 2 inch stainless steel vent line between the overhead vent flow from the high pressure absorber and the low pressure absorber. | The following property is used 100% for pollution control and is installed to meet or exceed federal or state regulations: installed a 340 feet of 2 inch stainless steel vent line between the overhead vent flow from the high pressure absorber and the low pressure absorber. | 2015-03-18 | 135778 | 100
18836 | T1 | AZZ, Inc. | Waskom Galvanizing | 900 E Texas Ave | Waskom | TX | 75692 | Harrison | CN600344816 | RN102863248 | process tank containment pit | Returned for failure to respond to a deficiency letter. | 2015-03-18 | 118987.44 | 100
18837 | T1 | AZZ, Inc. | Waskom Galvanizing | 900 E Texas Ave | Waskom | TX | 75692 | Harrison | CN600344816 | RN102863248 | baghouse and associated filters and capture system including hooded capture enclosure for zinc kettle, blowers, and ductwork. | The following property is used 100% for pollution control and is installed to meet or exceed federal or state regulations: baghouse and associated filters and capture system including hooded capture enclosure for zinc kettle, blowers, and ductwork. | 2015-03-18 | 161471.24 | 100
18838 | T1 | Huntsman Petrochemical LLC | Port Neches Performance Products | 6001 Hwy 366 | Port Neches | TX | 77651 | Jefferson | CN603603093 | RN100219252 | cameras and monitors installed to monitor the three O & O plant flares. | Returned for failure to respond to a deficiency letter. | 2015-04-20 | 2064 | 100
18839 | T1 | Huntsman Petrochemical LLC | Port Neches Performance Products | 6001 Hwy 366 | Port Neches | TX | 77651 | Jefferson | CN603603093 | RN100219252 | on-line total carbon and total nitrogen analyzers were installed to sample wastewater from the F5 Unit, DOW Pond, and the Wastewater Stripper Bottoms. | Returned for failure to respond to a deficiency letter. | 2015-06-26 | 241824 | 100
18840 | T1 | Huntsman Petrochemical LLC | Port Neches Performance Products | 6001 Hwy 366 | Port Neches | TX | 77651 | Jefferson | CN603603093 | RN100219252 | flow meters installed on each flare line for the F5 Unit low pressure flare. | The following property is used 100% for pollution control and is installed to meet or exceed federal or state regulations: flow meters installed on each flare line for the F5 Unit low pressure flare. | 2015-03-18 | 486698 | 100
18841 | T1 | AZZ, Inc. | International Galvanizers | 5898 Industrial Rd | Beaumont | TX | 77705 | Jefferson | CN600344816 | RN100634120 | acid recovery unit | Withdrawn/Returned | 2015-03-18 | 527126 | 100
18842 | T1 | Flextronics America, LLC | Flextronics Austin Facility | 12455 Research Blvd | Austin | TX | 78759 | Travis | CN603346453 | RN100581289 | acid waste neutralization system consisting of three neutralization tanks and the 1,500 square feet of land occupied by the system. | The following property is used 100% for pollution control and is installed to meet or exceed federal or state regulations: acid waste neutralization system consisting of three neutralization tanks and the 1,500 square feet of land occupied by the system. | 2015-04-20 | 1147757.06 | 100
18843 | T1 | Flextronics America, LLC | Flextronics Austin Facility | 12455 Research Blvd | Austin | TX | 78759 | Travis | CN603346453 | RN100581289 | west building leak detection and alarm system consisting of a series of sensors, piping, and electrical devices which are connected to secondary containment including double-walled piping for the waste neutralization system, spill containment trenches, and acid waste storage tanks; and the spill containment trenches including the 2,238 square feet of land they occupy. | The following property is used 100% for pollution control and is installed to meet or exceed federal or state regulations: west building leak detection and alarm system consisting of a series of sensors, piping, and electrical devices which are connected to secondary containment including double-walled piping for the waste neutralization system, spill containment trenches, and acid waste storage tanks; and the spill containment trenches including the 2,238 square feet of land they occupy. | 2015-04-30 | 498315 | 100
18844 | T1 | Flextronics America, LLC | Flextronics Austin Facility | 12455 Research Blvd | Austin | TX | 78759 | Travis | CN603346453 | RN100581289 | three anodized scrubbers and the 7,657 square feet of land occupied by the three scrubbers. | The following property is used 100% for pollution control and is installed to meet or exceed federal or state regulations: three anodized scrubbers and the 7,657 square feet of land occupied by the scrubbers. | 2015-04-20 | 3018739.2 | 100
18845 | T1 | Flextronics America, LLC | Flextronics Austin Facility | 12455 Research Blvd | Austin | TX | 78759 | Travis | CN603346453 | RN100581289 | West Building mist extractor and the 1,900 square feet of land occupied by the mist extractor. | The following property is used 100% for pollution control and is installed to meet or exceed federal or state regulations: West Building mist extractor and the 1,900 square feet of land occupied by the mist extractor. | 2015-04-23 | 1500033.4 | 100
18846 | T1 | AZZ, Inc. | Crowley Galvanizing | 200 N Beverly St | Crowley | TX | 76036 | Tarrant | CN600344816 | RN105212260 | baghouse and associated filters and capture system including hooded capture enclosure for zinc kettle, blowers, and ductwork. | Returned for failure to respond to a deficiency letter. | 2015-03-18 | 302810.46 | 100
18847 | T1 | Ryan Drilling, LLC | Ryan Rig #4 | Sec 7, Block 41, Township | Odessa | TX | 79766 | Ector | CN604540377 | RN107155798 | shale shaker, desilter and desander portions of the drilling mud recycling system. | The following property is used 100% for pollution control and is installed to meet or exceed federal or state regulations: shale shaker, desilter and desander portions of the drilling mud recycling system. | 2015-04-17 | 67000 | 100
18848 | T1 | AZZ, Inc. | International Galvanizers | 5898 Industrial Rd | Beaumont | TX | 77705 | Jefferson | CN600344816 | RN100634120 | baghouse and associated filters and capture system including hooded capture enclosure for zinc kettle, blowers, and ductwork. | The following property is used 100% for pollution control and is installed to meet or exceed federal or state regulations: baghouse and associated filters and capture system including hooded capture enclosure for zinc kettle, blowers, and ductwork. | 2015-03-18 | 288936.65 | 100
18849 | T1 | AZZ, Inc. | AZZ Galvanizing Houston | 7407 CE King Pkwy | Houston | TX | 77044 | Harris | CN600344816 | RN101057016 | baghouse and associated filters and capture system including hooded capture enclosure for zinc kettle, blowers, and ductwork. | The following property is used 100% for pollution control and is installed to meet or exceed federal or state regulations: baghouse and associated filters and capture system including hooded capture enclosure for zinc kettle, blowers, and ductwork. | 2015-03-18 | 182106.48 | 100
18850 | T1 | AZZ, Inc. | Crowley Galvanizing | 200 N Beverly St | Crowley | TX | 76036 | Tarrant | CN600344816 | RN105212260 | acid recovery unit | Returned for failure to respond to a deficiency letter. | 2015-03-18 | 444969.45 | 100
18851 | T1 | AZZ, Inc. | North American Galvanizing | 625 W Hurst Blvd | Hurst | TX | 76053 | Tarrant | CN600344816 | RN100645753 | pickle bay emission capture system, ductwork, and wet scrubber. | The following property is used 100% for pollution control and is installed to meet or exceed federal or state regulations: pickle bay emission capture system, ductwork, and wet scrubber. | 2015-03-18 | 616178.01 | 100
18852 | T1 | Ryan Drilling, LLC | Ryan Rig #5 | Sec 7, Block 41, Township | Odessa | TX | 79766 | Ector | CN604540377 | RN107155798 | shale shaker, desilter and desander portions of the drilling mud recycling system. | The following property is used 100% for pollution control and is installed to meet or exceed federal or state regulations: shale shaker, desilter and desander portions of the drilling mud recycling system. | 2015-04-17 | 65000 | 100
18853 | T1 | Ryan Drilling, LLC | Ryan Rig #6 | Sec 7, Block 41, Township | Odessa | TX | 79766 | Ector | CN604540377 | RN107155798 | shale shaker, desilter and desander portions of the drilling mud recycling system. | The following property is used 100% for pollution control and is installed to meet or exceed federal or state regulations: shale shaker, desilter and desander portions of the drilling mud recycling system. | 2015-04-17 | 100000 | 100
18854 | T1 | Ryan Drilling, LLC | Ryan Rig #7 | Sec 7, Block 41, Township | Odessa | TX | 79766 | Ector | CN604540377 | RN107155798 | shale shaker, desilter and desander portions of the drilling mud recycling system. | The following property is used 100% for pollution control and is installed to meet or exceed federal or state regulations: shale shaker, desilter and desander portions of the drilling mud recycling system. | 2015-04-17 | 100000 | 100
18855 | T1 | Ryan Drilling, LLC | Ryan Rig #8 | Sec 7, Block 41, Township | Odessa | TX | 79766 | Ector | CN604540377 | RN107155798 | shale shaker, desilter and desander portions of the drilling mud recycling system. | The following property is used 100% for pollution control and is installed to meet or exceed federal or state regulations: shale shaker, desilter and desander portions of the drilling mud recycling system. | 2015-04-17 | 100000 | 100
18856 | T1 | Ryan Drilling, LLC | Ryan Rig #9 | Sec 7, Block 41, Township | Odessa | TX | 79766 | Ector | CN604540377 | RN107155798 | shale shaker, desilter and desander portions of the drilling mud recycling system. | The following property is used 100% for pollution control and is installed to meet or exceed federal or state regulations: shale shaker, desilter and desander portions of the drilling mud recycling system. | 2015-04-17 | 110000 | 100
18857 | T1 | Ryan Drilling, LLC | Ryan Rig #4 | Sec 7, Block 41, Township | Odessa | TX | 79766 | Ector | CN604540377 | RN107155798 | drilling rig spill response equipment consisting of blowout preventer, closing unit and choke manifold system. | The following property is used 100% for pollution control and is installed to meet or exceed federal or state regulations: drilling rig spill response equipment consisting of blowout preventer, closing unit and choke manifold system. | 2015-04-17 | 95000 | 100
18858 | T1 | Smurfit Kappa Orange County LLC | Forney Mill | 855 East Highway 80 | Forney | TX | 75126 | Kaufman | CN603424292 | RN102701505 | effluent treatment plant consisting of a dissolved air flotation clarifier, an anaerobic reactor, and a flash aeration stage. | The following property is used 100% for pollution control and is installed to meet or exceed federal or state regulations: effluent treatment plant consisting of a dissolved air flotation clarifier, an anaerobic reactor, and a flash aeration stage. | 2015-05-22 | 5788426 | 100
18859 | T1 | Ryan Drilling, LLC | Ryan Rig #5 | Sec 7, Block 41, Township | Odessa | TX | 79766 | Ector | CN604540377 | RN107155798 | drilling rig spill response equipment consisting of blowout preventer, closing unit and choke manifold system. | The following property is used 100% for pollution control and is installed to meet or exceed federal or state regulations: drilling rig spill response equipment consisting of blowout preventer, closing unit and choke manifold system. | 2015-04-17 | 65000 | 100
18860 | T1 | Ryan Drilling, LLC | Ryan Rig #6 | Sec 7, Block 41, Township | Odessa | TX | 79766 | Ector | CN604540377 | RN107155798 | drilling rig spill response equipment consisting of blowout preventer, closing unit and choke manifold system. | The following property is used 100% for pollution control and is installed to meet or exceed federal or state regulations: drilling rig spill response equipment consisting of blowout preventer, closing unit and choke manifold system. | 2015-04-17 | 65000 | 100
18861 | T1 | Ryan Drilling, LLC | Ryan Rig #7 | Sec 7, Block 41, Township | Odessa | TX | 79766 | Ector | CN604540377 | RN107155798 | drilling rig spill response equipment consisting of blowout preventer, closing unit and choke manifold system. | The following property is used 100% for pollution control and is installed to meet or exceed federal or state regulations: drilling rig spill response equipment consisting of blowout preventer, closing unit and choke manifold system. | 2015-04-17 | 65000 | 100
18862 | T1 | Ryan Drilling, LLC | Ryan Rig #8 | Sec 7, Block 41, Township | Odessa | TX | 79766 | Ector | CN604540377 | RN107155798 | drilling rig spill response equipment consisting of blowout preventer, closing unit and choke manifold system. | The following property is used 100% for pollution control and is installed to meet or exceed federal or state regulations: drilling rig spill response equipment consisting of blowout preventer, closing unit and choke manifold system. | 2015-04-17 | 65000 | 100
18863 | T1 | Ryan Drilling, LLC | Ryan Rig #9 | Sec 7, Block 41, Township | Odessa | TX | 79766 | Ector | CN604540377 | RN107155798 | drilling rig spill response equipment consisting of blowout preventer, closing unit and choke manifold system. | The following property is used 100% for pollution control and is installed to meet or exceed federal or state regulations: drilling rig spill response equipment consisting of blowout preventer, closing unit and choke manifold system. | 2015-04-17 | 95000 | 100
18864 | T1 | Brookshire Brothers Inc | Brookshire Brothers #55 Conoco | 501 NW Loop | Smithville | TX | 78957 | Bastrop | CN604093674 | RN102929312 | overfill alarms; cost difference between single-walled tanks and double-walled tanks; cost difference between single-walled piping and double-walled piping; tank top sumps that control leaks or spills; with respect to the 1,800 square feet of 6” reinforced concrete paving covering underground tanks and pipes, the difference in cost per square foot for 6” concrete paving versus 4” paving applied at remainder of facility; automatic tank gauging; and automatic line leak detectors. | The following property is used 100% for pollution control and is installed to meet or exceed federal or state regulations: overfill alarms; cost difference between single-walled tanks and double-walled tanks; cost difference between single-walled piping and double-walled piping; tank top sumps that control leaks or spills; with respect to the 1,800 square feet of 6” reinforced concrete paving covering underground tanks and pipes, the difference in cost per square foot for 6” concrete paving versus 4” paving applied at remainder of facility; automatic tank gauging; and automatic line leak detectors. | 2015-07-31 | 75051 | 100
18865 | T1 | Ranger Excavating | Ranger Excavating Lime Creek Road Quarry | 13321 Lime Creek Rd | Cedar Park | TX | 78613 | Williamson | CN602783037 | RN104524103 | 27 water trucks. | The following property is used 100% for pollution control and is installed to meet or exceed federal or state regulations: 27 water trucks. | 2015-04-01 | 1708000 | 100
18866 | T1 | Ensign US Southern Drilling, LLC | Ensign Rig 101 | 9100 W County Road 127 | Midland | TX | 79706 | Midland | CN604347831 | RN106834584 | drilling rig spill response equipment consisting of blowout preventer, closing unit and choke manifold system. | The following property is used 100% for pollution control and is installed to meet or exceed federal or state regulations: drilling rig spill response equipment consisting of blowout preventer, closing unit and choke manifold system. | 2015-04-17 | 670584 | 100
18867 | T1 | Ensign US Southern Drilling, LLC | Ensign Rig 772 | 9100 W County Road 127 | Midland | TX | 79706 | Midland | CN604347831 | RN106834584 | drilling rig spill response equipment consisting of blowout preventer, closing unit and choke manifold system. | The following property is used 100% for pollution control and is installed to meet or exceed federal or state regulations: drilling rig spill response equipment consisting of blowout preventer, closing unit and choke manifold system. | 2015-04-17 | 1208061 | 100
18868 | T1 | Ensign US Southern Drilling, LLC | Ensign Rig 801 | 9100 W County Road 127 | Midland | TX | 79706 | Midland | CN604347831 | RN106834584 | drilling rig spill response equipment consisting of blowout preventer, closing unit and choke manifold system. | The following property is used 100% for pollution control and is installed to meet or exceed federal or state regulations: drilling rig spill response equipment consisting of blowout preventer, closing unit and choke manifold system. | 2015-04-17 | 544862 | 100
18869 | T1 | Ensign US Southern Drilling, LLC | Ensign Rig 802 | 9100 W County Road 127 | Midland | TX | 79706 | Midland | CN604347831 | RN106834584 | drilling rig spill response equipment consisting of blowout preventer, closing unit and choke manifold system. | The following property is used 100% for pollution control and is installed to meet or exceed federal or state regulations: drilling rig spill response equipment consisting of blowout preventer, closing unit and choke manifold system. | 2015-04-17 | 607301 | 100
18870 | T1 | Ensign US Southern Drilling, LLC | Ensign Rig 803 | 9100 W County Road 127 | Midland | TX | 79706 | Midland | CN604347831 | RN106834584 | drilling rig spill response equipment consisting of blowout preventer, closing unit and choke manifold system. | The following property is used 100% for pollution control and is installed to meet or exceed federal or state regulations: drilling rig spill response equipment consisting of blowout preventer, closing unit and choke manifold system. | 2015-04-17 | 623775 | 100
18871 | T1 | Ensign US Southern Drilling, LLC | Ensign Rig 804 | 9100 W County Road 127 | Midland | TX | 79706 | Midland | CN604347831 | RN106834584 | drilling rig spill response equipment consisting of blowout preventer, closing unit and choke manifold system. | The following property is used 100% for pollution control and is installed to meet or exceed federal or state regulations: drilling rig spill response equipment consisting of blowout preventer, closing unit and choke manifold system. | 2015-04-17 | 496828 | 100
18872 | T1 | Ensign US Southern Drilling, LLC | Ensign Rig 101 | 9100 W County Road 127 | Midland | TX | 79706 | Midland | CN604347831 | RN106834584 | shale shaker, desilter and desander portions of the drilling mud recycling system. | The following property is used 100% for pollution control and is installed to meet or exceed federal or state regulations: shale shaker, desilter and desander portions of the drilling mud recycling system. | 2015-04-17 | 381951 | 100
18873 | T1 | Ensign US Southern Drilling, LLC | Ensign Rig 772 | 9100 W County Road 127 | Midland | TX | 79706 | Midland | CN604347831 | RN106834584 | shale shaker, desilter and desander portions of the drilling mud recycling system. | The following property is used 100% for pollution control and is installed to meet or exceed federal or state regulations: shale shaker, desilter and desander portions of the drilling mud recycling system. | 2015-04-17 | 627000 | 100
18874 | T1 | Ensign US Southern Drilling, LLC | Ensign Rig 801 | 9100 W County Road 127 | Midland | TX | 79706 | Midland | CN604347831 | RN106834584 | shale shaker, desilter and desander portions of the drilling mud recycling system. | The following property is used 100% for pollution control and is installed to meet or exceed federal or state regulations: shale shaker, desilter and desander portions of the drilling mud recycling system. | 2015-04-17 | 179270 | 100
18875 | T1 | Ensign US Southern Drilling, LLC | Ensign Rig 802 | 9100 W County Road 127 | Midland | TX | 79706 | Midland | CN604347831 | RN106834584 | shale shaker, desilter and desander portions of the drilling mud recycling system. | The following property is used 100% for pollution control and is installed to meet or exceed federal or state regulations: shale shaker, desilter and desander portions of the drilling mud recycling system. | 2015-04-17 | 234289 | 100
18876 | T1 | Ensign US Southern Drilling, LLC | Ensign Rig 803 | 9100 W County Road 127 | Midland | TX | 79706 | Midland | CN604347831 | RN106834584 | shale shaker, desilter and desander portions of the drilling mud recycling system. | The following property is used 100% for pollution control and is installed to meet or exceed federal or state regulations: shale shaker, desilter and desander portions of the drilling mud recycling system. | 2015-04-17 | 205234 | 100
18877 | T1 | Ensign US Southern Drilling, LLC | Ensign Rig 804 | 9100 W County Road 127 | Midland | TX | 79706 | Midland | CN604347831 | RN106834584 | shale shaker, desilter and desander portions of the drilling mud recycling system. | The following property is used 100% for pollution control and is installed to meet or exceed federal or state regulations: shale shaker, desilter and desander portions of the drilling mud recycling system. | 2015-04-17 | 163463 | 100
18878 | T1 | Triumph Aerostructures, LLC | Grand Prairie Facility | 1701 W Marshall Dr | Grand Prairie | TX | 75051 | Dallas | CN603693862 | RN100215185 | paint booths 1, 2, and 3. | Returned for failure to respond to a deficiency letter. | 2015-05-26 | 8885383 | 100
18879 | T1 | EBL Marine II LLC | EBL II Peninsula Location | 16530 Peninsula Blvd. | Houston | TX | 77015 | Harris | CN604775387 | RN108175985 | spill and overflow prevention equipment installed on barges: barges EBL 2979 and 2980; and the incremental cost difference between the double-hulled barges and comparable single-hulled barges. | The following property is used 100% for pollution control and is installed to meet or exceed federal or state regulations: spill and overflow prevention equipment installed on barges: barges EBL 2979 and 2980; and the incremental cost difference between the double-hulled barges and comparable single-hulled barges. | 2015-03-25 | 2508492.84 | 100
18880 | T1 | Triumph Aerostructures, LLC | Grand Prairie Facility | 1701 W Marshall Dr | Grand Prairie | TX | 75051 | Dallas | CN603693862 | RN100215185 | Paint Booth #4 | Returned for failure to respond to a deficiency letter. | 2015-05-26 | 2136 | 100
18881 | T1 | Triumph Aerostructures, LLC | Grand Prairie Facility | 1701 W Marshall Dr | Grand Prairie | TX | 75051 | Dallas | CN603693862 | RN100215185 | paint booth fans | Returned for failure to respond to a deficiency letter. | 2015-05-26 | 5454 | 100
18882 | T1 | Triumph Aerostructures, LLC | Grand Prairie Facility | 1701 W Marshall Dr | Grand Prairie | TX | 75051 | Dallas | CN603693862 | RN100215185 | downdraft vacuums | Returned for failure to respond to a deficiency letter. | 2015-05-26 | 17165 | 100
18883 | T1 | Triumph Aerostructures, LLC | Grand Prairie Facility | 1701 W Marshall Dr | Grand Prairie | TX | 75051 | Dallas | CN603693862 | RN100215185 | paint booths 1, 2, and 3 | Returned for failure to respond to a deficiency letter. | 2015-05-26 | 500597 | 100
18884 | T1 | San Miguel Electric Cooperative, Inc. | San Miguel Generating Station | 6200 FM 3387 | Christine | TX | 78012 | Atascosa | CN600132278 | RN100226539 | WesTech Rake Lift and Drive installed in Tank T-1 of the flue gas desulfurization system. | The following property is used 100% for pollution control and is installed to meet or exceed federal or state regulations: WesTech Rake Lift and Drive installed in Tank T-1 of the flue gas desulfurization system. | 2015-05-22 | 538856.86 | 100
18885 | T1 | San Miguel Electric Cooperative, Inc. | San Miguel Generating Station | 6200 FM 3387 | Christine | TX | 78012 | Atascosa | CN600132278 | RN100226539 | lignite area dust suppression system installed at the discharge end of two rotary plow feeders in open-ended tunnel. | The following property is used 100% for pollution control and is installed to meet or exceed federal or state regulations: lignite area dust suppression system installed at the discharge end of two rotary plow feeders in open-ended tunnel. | 2015-05-22 | 29960 | 100
18886 | T1 | Empty Barge Lines II, Inc. | Empty Barge II Peninsula Location | 16530 Peninsula Blvd. | Houston | TX | 77015 | Harris | CN604775338 | RN108175985 | spill and overflow prevention equipment installed on barges: barges EBL 3000, 2999, 2998, 2997, 2990, 2989, 2984, and 2983; and the incremental cost difference between the double-hulled barges and comparable single-hulled barges. | The following property is used 100% for pollution control and is installed to meet or exceed federal or state regulations: spill and overflow prevention equipment installed on barges: barges EBL 3000, 2999, 2998, 2997, 2990, 2989, 2984, and 2983; and the incremental cost difference between the double-hulled barges and comparable single-hulled barges. | 2015-03-25 | 7328007.42 | 100
18887 | T1 | Empty Barge Lines III, Inc. | Empty Barge III Peninsula Location | 16530 Peninsula Blvd. | Houston | TX | 77015 | Harris | CN604775338 | RN108175985 | spill and overflow prevention equipment installed on barges: barges EBL 2996, 2995, 2994, 2993, 2992, 2991, 2988, 2987, 2986, 2985, 2982, and 2981; and the incremental cost difference between the double-hulled barges and comparable single-hulled barges. | The following property is used 100% for pollution control and is installed to meet or exceed federal or state regulations: spill and overflow prevention equipment installed on barges: barges EBL 2996, 2995, 2994, 2993, 2992, 2991, 2988, 2987, 2986, 2985, 2982, and 2981; and the incremental cost difference between the double-hulled barges and comparable single-hulled barges. | 2015-03-25 | 11985298.11 | 100
18888 | T1 | EBL Marine III, LLC | EBL Marine III Peninsula Location | 16530 Peninsula Blvd. | Houston | TX | 77015 | Harris | CN604775403 | RN108175985 | spill and overflow prevention equipment installed on barges: barges EBL 2978 and 2977; and the incremental cost difference between the double-hulled barges and comparable single-hulled barges. | The following property is used 100% for pollution control and is installed to meet or exceed federal or state regulations: spill and overflow prevention equipment installed on barges: barges EBL 2978 and 2977; and the incremental cost difference between the double-hulled barges and comparable single-hulled barges. | 2015-03-25 | 2511244.68 | 100
18889 | T1 | Higman Marine Services, Inc. | Peninsula Location | 16530 Peninsula Blvd. | Houston | TX | 77015 | Harris | CN602756108 | RN104481460 | spill and overflow prevention equipment installed on barges: barges HTCO 3006, 3007, 3008, 3011, 3012, 3114, 3115, 3116, 3117, 3118, 3119, 3120, 3121, 3122, 3123, 3124, 3125, 3126, 3127, 3128, 3129, 3132, and 3133; and the incremental cost difference between the double-hulled barges and comparable single-hulled barges. | The following property is used 100% for pollution control and is installed to meet or exceed federal or state regulations: spill and overflow prevention equipment installed on barges: barges HTCO 3006, 3007, 3008, 3011, 3012, 3114, 3115, 3116, 3117, 3118, 3119, 3120, 3121, 3122, 3123, 3124, 3125, 3126, 3127, 3128, 3129, 3132, and 3133; and the incremental cost difference between the double-hulled barges and comparable single-hulled barges. | 2015-03-27 | 27621552 | 100
18890 | T1 | GSL Partners SUB 20 LLC | Specialty Heat Treat detention pond | 4660 Brittmoore Rd | Houston | TX | 77041 | Harris | CN605191097 | RN103211660 | detention pond | Returned for failure to respond to a deficiency letter. | 2015-03-25 | 59448 | 100
18891 | T1 | Southcross Processing LLC | Woodsboro Processing Plant | 224 Levien Road | Refugio | TX | 78377 | Refugio | CN604095646 | RN106131113 | catalytic converters installed on six Caterpillar engine/compressor units. | The following property is used 100% for pollution control and is installed to meet or exceed federal or state regulations: catalytic converters installed on six Caterpillar engine/compressor units. | 2015-03-27 | 955534 | 100
18892 | T1 | Southcross Gathering LTD | Bonnie View Fractionation Plant | from Bonnie View, drive east | Bonnie View | TX | 78377 | Refugio | CN603535394 | RN106312374 | catalytic converters installed on two compressor/engine units. | The following property is used 100% for pollution control and is installed to meet or exceed federal or state regulations: catalytic converters installed on two compressor/engine units. | 2015-03-24 | 371231 | 100
18893 | T1 | Pecan Pipeline Company | Greenwood Compressor Station | 530 CR 2937 | Slidell | TX | 76234 | Wise | CN603332263 | RN106341654 | plant flare system. | The following property is used 100% for pollution control and is installed to meet or exceed federal or state regulations: plant flare system. | 2015-03-27 | 443674 | 100
18894 | T1 | Reliance Energy, Inc. | Mabee 239 #302 Saltwater Disposal Well | Section 3, Block 39, IIN, | Martin County | TX |  | Martin | CN604266106 | none | non-commercial saltwater disposal well and ancillary equipment including tanks, pumps, flow meter, wellhead, tubing, and casing. | The following property is used 100% for pollution control and is installed to meet or exceed federal or state regulations: non-commercial saltwater disposal well and ancillary equipment including tanks, pumps, flow meter, wellhead, tubing, and casing. | 2015-04-30 | 245996 | 100
18895 | T1 | Reliance Energy, Inc. | Mabee 239 #4SW Saltwater Disposal Well | Section 4, Block 39, IIN, | Martin County | TX |  | Martin | CN604266106 | none | noncommercial saltwater disposal well and ancillary equipment consisting of tanks, pumps, flow meter, wellhead, tubing, and casing. | The following property is used 100% for pollution control and is installed to meet or exceed federal or state regulations: noncommercial saltwater disposal well and ancillary equipment consisting of tanks, pumps, flow meter, wellhead, tubing, and casing. | 2015-04-30 | 100984 | 100
18896 | T1 | Reliance Energy, Inc. | Mabee P #1701 Saltwater Disposal Well | League 318, Labor 17, Parmer | Martin County | TX |  | Martin | CN604266106 | none | noncommercial saltwater disposal well and ancillary equipment including tanks, pumps, flow meter, wellhead, tubing, and casing. | The following property is used 100% for pollution control and is installed to meet or exceed federal or state regulations: noncommercial saltwater disposal well and ancillary equipment including tanks, pumps, flow meter, wellhead, tubing, and casing. | 2015-04-30 | 374531 | 100
18897 | T1 | Jetta Operating Company, Inc. | Barstow 22 #10 Saltwater Disposal Well RRC #37268 | Sec 35, Blk 35, H&TC RR Survey | Ward County | TX |  | Ward | CN600946156 | RN109632257 | noncommercial saltwater disposal well and ancillary equipment including tanks, pumps, flow meter, wellhead, tubing, and casing. | The following property is used 100% for pollution control and is installed to meet or exceed federal or state regulations: noncommercial saltwater disposal well and ancillary equipment including tanks, pumps, flow meter, wellhead, tubing, and casing. | 2015-04-29 | 38500 | 100
18898 | T1 | Southcross CCNG Gathering LTD | Webb System Pipeline | natural gas pipeline - | La Salle County | TX |  | La Salle | CN602412462 | RN108189820 | sedimentation and erosion controls including slope breakers, silt fences, staked hay or straw bales, matting, and diking. | The following property is used 100% for pollution control and is installed to meet or exceed federal or state regulations: sedimentation and erosion controls including slope breakers, silt fences, staked hay or straw bales, matting, and diking. | 2015-04-08 | 730000 | 100
18899 | T1 | Southcross CCNG Gathering LTD | Bee System Pipeline | natural gas pipeline - | Bee County | TX |  | Bee | CN602412462 | RN108187527 | sedimentation and erosion controls including slope breakers, silt fences, staked hay or straw bales, matting, and diking. | The following property is used 100% for pollution control and is installed to meet or exceed federal or state regulations: sedimentation and erosion controls including slope breakers, silt fences, staked hay or straw bales, matting, and diking. | 2015-04-08 | 1512000 | 100
18900 | T1 | Southcross CCNG Gathering LTD | Bee System Pipeline | natural gas pipeline - | Karnes County | TX |  | Karnes | CN602412462 | RN108187527 | sedimentation and erosion controls including slope breakers, silt fences, staked hay or straw bales, matting, and diking. | The following property is used 100% for pollution control and is installed to meet or exceed federal or state regulations: sedimentation and erosion controls including slope breakers, silt fences, staked hay or straw bales, matting, and diking. | 2015-04-08 | 116000 | 100
18901 | T1 | Southcross CCNG Gathering LTD | Bee System Pipeline | natural gas pipeline - | Refugio County | TX |  | Refugio | CN602412462 | RN108187527 | sedimentation and erosion controls including slope breakers, silt fences, staked hay or straw bales, matting, and diking. | The following property is used 100% for pollution control and is installed to meet or exceed federal or state regulations: sedimentation and erosion controls including slope breakers, silt fences, staked hay or straw bales, matting, and diking. | 2015-04-08 | 486000 | 100
18902 | T1 | Southcross CCNG Gathering LTD | McMullen System Pipeline | natural gas pipeline - | McMullen County | TX |  | McMullen | CN602412462 | RN108189986 | sedimentation and erosion controls including slope breakers, silt fences, staked hay or straw bales, matting, and diking. | The following property is used 100% for pollution control and is installed to meet or exceed federal or state regulations: sedimentation and erosion controls including slope breakers, silt fences, staked hay or straw bales, matting, and diking. | 2015-04-08 | 891000 | 100
18903 | T1 | Southcross CCNG Gathering LTD | Webb System Pipeline | natural gas pipeline - | Webb County | TX |  | Webb | CN602412462 | RN108189820 | sedimentation and erosion controls including slope breakers, silt fences, staked hay or straw bales, matting, and diking. | The following property is used 100% for pollution control and is installed to meet or exceed federal or state regulations: sedimentation and erosion controls including slope breakers, silt fences, staked hay or straw bales, matting, and diking. | 2015-04-08 | 1370000 | 100
18904 | T1 | Southcross CCNG Gathering LTD | Webb System Pipeline | natural gas pipeline - | La Salle County | TX |  | La Salle | CN602412462 | RN108189820 | cathodic protection; fusion-bonded epoxy (FBE) on the pipe surface; adhesive for top coat; and top coat consisting of polyethylene or polypropylene. | Withdrawn/Returned | 2015-04-08 | 547000 | 100
18905 | T1 | Southcross CCNG Gathering LTD | Webb System Pipeline | natural gas pipeline - | Webb County | TX |  | Webb | CN602412462 | RN108189820 | cathodic protection; fusion-bonded epoxy (FBE) on the pipe surface; adhesive for top coat; and top coat consisting of polyethylene or polypropylene. | Withdrawn/Returned | 2015-04-08 | 1028000 | 100
18906 | T1 | Southcross CCNG Gathering LTD | McMullen System Pipeline | natural gas pipeline - | McMullen County | TX |  | McMullen | CN602412462 | RN108189986 | cathodic protection; fusion-bonded epoxy (FBE) on the pipe surface; adhesive for top coat; and top coat consisting of polyethylene or polypropylene. | Withdrawn/Returned | 2015-04-08 | 668000 | 100
18907 | T1 | Southcross CCNG Gathering LTD | Bee System Pipeline | natural gas pipeline - | Bee County | TX |  | Bee | CN602412462 | RN108187527 | cathodic protection; fusion-bonded epoxy (FBE) on the pipe surface; adhesive for top coat; and top coat consisting of polyethylene or polypropylene. | Withdrawn/Returned | 2015-04-08 | 1133000 | 100
18908 | T1 | Southcross CCNG Gathering LTD | Bee System Pipeline | natural gas pipeline - | Karnes County | TX |  | Karnes | CN602412462 | RN108187527 | cathodic protection; fusion-bonded epoxy (FBE) on the pipe surface; adhesive for top coat; and top coat consisting of polyethylene or polypropylene. | Withdrawn/Returned | 2015-04-08 | 87000 | 100
18909 | T1 | Southcross CCNG Gathering LTD | Bee System Pipeline | natural gas pipeline - | Refugio County | TX |  | Refugio | CN602412462 | RN108187527 | cathodic protection; fusion-bonded epoxy (FBE) on the pipe surface; adhesive for top coat; and top coat consisting of polyethylene or polypropylene. | Withdrawn/Returned | 2015-04-08 | 364000 | 100
18910 | T1 | Allsup Petroleum, Inc. | API #091 | 501 Union Avenue | Rule | TX | 79547 | Haskell | CN601099260 | RN102013471 | spill/overfill alarms; difference in cost between double-walled tanks and single-walled tanks; difference in cost between double-walled piping and single-walled piping; tank top sumps; automatic tank gauging; automatic line leak detectors; and equipment that monitors secondary containment. | The following property is used 100% for pollution control and is installed to meet or exceed federal or state regulations: spill/overfill alarms; difference in cost between double-walled tanks and single-walled tanks; difference in cost between double-walled piping and single-walled piping; tank top sumps; automatic tank gauging; automatic line leak detectors; and equipment that monitors secondary containment. | 2015-04-07 | 76240.23 | 100
18911 | T1 | Allsup Petroleum, Inc. | API #140 | 1603 Chico Hwy | Bridgeport | TX | 76426 | Wise | CN601099260 | RN106898604 | spill/overfill alarms; difference in cost between double-walled tanks and single-walled tanks; difference in cost between double-walled piping and single-walled piping; tank top sumps; automatic tank gauging; automatic line leak detectors; and equipment that monitors secondary containment. | The following property is used 100% for pollution control and is installed to meet or exceed federal or state regulations: spill/overfill alarms; difference in cost between double-walled tanks and single-walled tanks; difference in cost between double-walled piping and single-walled piping; tank top sumps; automatic tank gauging; automatic line leak detectors; and equipment that monitors secondary containment. | 2015-04-07 | 122404.4 | 100
18912 | T1 | Eastman Chemical Texas City | Eastman Chemical Texas City | 201 Bay Street S | Texas City | TX | 77590 | Galveston | CN604022632 | RN100212620 | baghouse dust collector. | The following property is used 100% for pollution control and is installed to meet or exceed federal or state regulations: baghouse dust collector. | 2015-05-27 | 167000 | 100
18913 | T1 | Mars Chocolate North America LLC | Mars Snack Food Plant | 1001 Texas Central Parkway | Waco | TX | 76712 | McLennan | CN603618042 | RN102793171 | wastewater treatment plant including lift station; rotating drum screen; surge tank and basin; equalization basin; polymer addition unit; dissolved air flotation (DAF) unit; two aeration basins; clarifier; sludge digester; sludge reseeding unit; discharge equipment; associated ancillary equipment; and 3.959 acres of land occupied by the wastewater treatment plant. | The following property is used 100% for pollution control and is installed to meet or exceed federal or state regulations: wastewater treatment plant including lift station; rotating drum screen; surge tank and basin; equalization basin; polymer addition unit; dissolved air flotation (DAF) unit; two aeration basins; clarifier; sludge digester; sludge reseeding unit; discharge equipment; associated ancillary equipment; and 3.959 acres of land occupied by the wastewater treatment plant. | 2015-06-09 | 2670386 | 100
18914 | T1 | Allsup Petroleum, Inc. | API #279 | East Hwy 115 and Southeast Ave | Kermit | TX | 79745 | Winkler | CN601099260 | RN102046018 | spill/overfill alarms; difference in cost between double-walled tanks and single-walled tanks; difference in cost between double-walled piping and single-walled piping; tank top sumps; automatic tank gauging; automatic line leak detectors; and equipment that monitors secondary containment. | The following property is used 100% for pollution control and is installed to meet or exceed federal or state regulations: spill/overfill alarms; difference in cost between double-walled tanks and single-walled tanks; difference in cost between double-walled piping and single-walled piping; tank top sumps; automatic tank gauging; automatic line leak detectors; and equipment that monitors secondary containment. | 2015-04-07 | 93428.66 | 100
18915 | T1 | Allsup Petroleum, Inc. | API #134 | 500 E Wise St | Bowie | TX | 76230 | Montague | CN601099260 | RN102031796 | The following property is used 100% for pollution control and is installed to meet or exceed federal or state regulations: spill/overfill alarms; difference in cost between double-walled tanks and single-walled tanks; difference in cost between double-walled piping and single-walled piping; tank top sumps; automatic tank gauging; automatic line leak detectors; and equipment that monitors secondary containment. | The following property is used 100% for pollution control and is installed to meet or exceed federal or state regulations: spill/overfill alarms; difference in cost between double-walled tanks and single-walled tanks; difference in cost between double-walled piping and single-walled piping; tank top sumps; automatic tank gauging; automatic line leak detectors; and equipment that monitors secondary containment. | 2015-04-07 | 76240.23 | 100
18916 | T2 | Southcross CCNG Gathering LTD | Bee System Pipeline | natural gas pipeline - | Refugio County | TX |  | Refugio | CN602412462 | RN108187527 | non-destructive testing of pipeline. | Withdrawn/Returned | 2015-04-08 | 122000 | 100
18917 | T2 | Southcross CCNG Gathering LTD | Bee System Pipeline | natural gas pipeline - | Karnes County | TX |  | Karnes | CN602412462 | RN108187527 | non-destructive testing | Withdrawn/Returned | 2015-04-08 | 29000 | 100
18918 | T2 | Southcross CCNG Gathering LTD | Bee System Pipeline | natural gas pipeline - | Bee County | TX |  | Bee | CN602412462 | RN108187527 | non-destructive testing | Withdrawn/Returned | 2015-04-08 | 378000 | 100
18919 | T2 | Southcross CCNG Gathering LTD | Webb System Pipeline | natural gas pipeline - | La Salle County | TX |  | La Salle | CN602412462 | RN108189820 | non-destructive testing | Withdrawn/Returned | 2015-04-08 | 182000 | 100
18920 | T2 | Southcross CCNG Gathering LTD | Webb System Pipeline | natural gas pipeline - | Webb County | TX |  | Webb | CN602412462 | RN108189820 | non-destructive testing | Withdrawn/Returned | 2015-04-08 | 343000 | 100
18921 | T1 | CTP Land Ltd | Chasewood Technology Park Section II | 20441 Chasewood Park Dr | Houston | TX | 77070 | Harris | CN603785684 | RN106048622 | stormwater quality property including existing retention pond, mitigation pond, two Park Storm Trooper SWST06s, a Park Storm Trooper SWST08, and a Park Storm Trooper SWSI00. | The following property is used 100% for pollution control and is installed to meet or exceed federal or state regulations: stormwater quality property including existing retention pond, mitigation pond, two Park Storm Trooper SWST06s, a Park Storm Trooper SWST08, and a Park Storm Trooper SWSI00. | 2015-05-22 | 2561500 | 100
18922 | T2 | Southcross CCNG Gathering LTD | McMullen System Pipeline | natural gas pipeline - | McMullen County | TX |  | McMullen | CN602412462 | RN108189986 | non-destructive testing | Withdrawn/Returned | 2015-04-08 | 223000 | 100
18923 | T1 | Southcross CCNG Gathering LTD | Webb System Pipeline | natural gas pipeline - | La Salle County | TX |  | La Salle | CN602412462 | RN108189820 | one intelligent Pipeline Inspection Gauge (PIG) receiver. | The following property is used 100% for pollution control and is installed to meet or exceed federal or state regulations: one intelligent Pipeline Inspection Gauge (PIG) receiver. | 2015-04-08 | 851000 | 100
18924 | T1 | Southcross CCNG Gathering LTD | Webb System Pipeline | natural gas pipeline - | Webb County | TX |  | Webb | CN602412462 | RN108189820 | one intelligent pipeline inspection gauge (PIG) launcher. | one intelligent pipeline inspection gauge (PIG) launcher. | 2015-04-08 | 851000 | 100
18925 | T1 | Southcross CCNG Gathering LTD | McMullen System Pipeline | natural gas pipeline - | McMullen County | TX |  | McMullen | CN602412462 | RN108189986 | 3 intelligent pipeline inspection gauge (PIG) launcher and receiver sets. | The following property is used 100% for pollution control and is installed to meet or exceed federal or state regulations: 3 intelligent pipeline inspection gauge (PIG) launcher and receiver sets. | 2015-04-08 | 2350000 | 100
18926 | T1 | Southcross CCNG Gathering LTD | Bee System Pipeline | natural gas pipeline - | Refugio County | TX |  | Refugio | CN602412462 | RN108187527 | one intelligent pipeline inspection gauge (PIG) receiver. | The following property is used 100% for pollution control and is installed to meet or exceed federal or state regulations: one intelligent pipeline inspection gauge (PIG) receiver. | 2015-04-08 | 564000 | 100
18927 | T1 | Southcross CCNG Gathering LTD | Bee System Pipeline | natural gas pipeline - | Karnes County | TX |  | Karnes | CN602412462 | RN108187527 | one intelligent pipeline inspection gauge (PIG) launcher. | The following property is used 100% for pollution control and is installed to meet or exceed federal or state regulations: one intelligent pipeline inspection gauge (PIG) launcher. | 2015-04-08 | 390000 | 100
18928 | T1 | Southcross CCNG Gathering LTD | Bee System Pipeline | natural gas pipeline - | Bee County | TX |  | Bee | CN602412462 | RN108187527 | one intelligent pipeline inspection gauge (PIG) launcher and one intelligent PIG receiver. | The following property is used 100% for pollution control and is installed to meet or exceed federal or state regulations: one intelligent pipeline inspection gauge (PIG) launcher and one intelligent PIG receiver. | 2015-04-08 | 954000 | 100
18929 | T1 | EOG Resources Inc | Fowlerton Oil Terminal | 24393 Highway 97 | Fowlerton | TX | 78021 | La Salle | CN600564520 | RN106274897 | cathodic protection system consisting of approximately forty four 24# aluminum slab anodes and associated mounting equipment. | Returned for failure to respond to a deficiency letter. | 2015-05-12 | 14987 | 100
18930 | T1 | EOG Resources Inc | Fowlerton Oil Terminal | 24393 Highway 97 | Fowlerton | TX | 78021 | La Salle | CN600564520 | RN106274897 | earthen berm constructed around two tanks as secondary containment. | The following property is used 100% for pollution control and is installed to meet or exceed federal or state regulations: earthen berm constructed around two tanks as secondary containment. | 2015-04-13 | 366682 | 100
18931 | T1 | EOG Resources Inc | Fowlerton Oil Terminal | 24393 Highway 97 | Fowlerton | TX | 78021 | La Salle | CN600564520 | RN106274897 | external floating roofs and secondary seals for tanks T-5000 and T-5010. | The following property is used 100% for pollution control and is installed to meet or exceed federal or state regulations: external floating roofs and secondary seals for tanks T-5000 and T-5010. | 2015-07-22 | 549589 | 100
18932 | T1 | EOG Resources Inc | Fowlerton Oil Terminal | 24393 Highway 97 | Fowlerton | TX | 78021 | La Salle | CN600564520 | RN106274897 | catalytic convertors and air/fuel ratio controllers for three internal combustion engines installed in electric generators. | The following property is used 100% for pollution control and is installed to meet or exceed federal or state regulations: catalytic convertors and air/fuel ratio controllers for three internal combustion engines installed in electric generators. | 2015-04-13 | 107571 | 100
18933 | T1 | Pecan Pipeline Company | Zena Compressor Station | Lat 31 35'9.7515" Long 103 49' | Pecos | TX | 79772 | Reeves | CN603332263 | RN106854110 | vapor recovery unit. | The following property is used 100% for pollution control and is installed to meet or exceed federal or state regulations: vapor recovery unit. | 2015-04-13 | 210509 | 100
18934 | T1 | Pecan Pipeline Company | Zena Compressor Station | Lat 31 35'9.7515" Long 103 49' | Pecos | TX | 79772 | Reeves | CN603332263 | RN106854110 | secondary containment consisting of a 24 gauge containment wall and polyurea coatings was constructed around the hydrocarbon storage tanks. | The following property is used 100% for pollution control and is installed to meet or exceed federal or state regulations: secondary containment consisting of a 24 gauge containment wall and polyurea coatings was constructed around the hydrocarbon storage tanks. | 2015-04-30 | 10000 | 100
18935 | T1 | Pecan Pipeline Company | Zena Compressor Station | Lat 31 35'9.7515" Long 103 49' | Pecos | TX | 79772 | Reeves | CN603332263 | RN106854110 | plant flare system. | The following property is used 100% for pollution control and is installed to meet or exceed federal or state regulations: plant flare system. | 2015-04-13 | 458550 | 100
18936 | T2 | The Sabine Mining Company | Sabine Mining Company Lignite Surface Coal Mine | 6501 FM Road 968 W | Hallsville | TX | 75650 | Harrison | CN600835797 | RN103968707 | Caterpillar CAT09T Dozer Unit #XXXXXX, VIN #XXXXXXX and Hitachi EX1900 Excavator, Unit #XXXXXX, VIN #XXXXXXXXXXXXX purchased exclusively for land reclamation. | The following property is used 100% for pollution control and is installed to meet or exceed federal or state regulations: Caterpillar CAT09T Dozer Unit #XXXXXX, VIN #XXXXXXX and Hitachi EX1900 Excavator, Unit #XXXXXX, VIN #XXXXXXXXXXXXX purchased exclusively for land reclamation. | 2015-04-13 | 3992447 | 100
18937 | T1 | The Sabine Mining Company | Sabine Mining Company Lignite Surface Mine | 6501 FM Road 968 W | Hallsville | TX | 75650 | Rusk | CN600835797 | RN103968707 | installed a new pump power center. | The following property is used 100% for pollution control and is installed to meet or exceed federal or state regulations: pump power center. | 2015-04-13 | 83315 | 100
18938 | T1 | Exxon Mobil Corporation | ExxonMobil Chemical Plant | 5000 Bayway Drive | Baytown | TX | 77520 | Harris | CN600123939 | RN102574803 | precoat dust collector and associated piping and blower; and body feed dust collector and associated piping and blower. | The following property is used 100% for pollution control and is installed to meet or exceed federal or state regulations: precoat dust collector and associated piping and blower; and body feed dust collector and associated piping and blower. | 2015-10-07 | 280000 | 100
18939 | T1 | Exxon Mobil Corporation | ExxonMobil Chemical Plant | 5000 Bayway Drive | Baytown | TX | 77520 | Harris | CN600123939 | RN102574803 | flare piping. | The following property is used 100% for pollution control and is installed to meet or exceed federal or state regulations: flare piping. | 2015-10-07 | 281643 | 100
18940 | T1 | Exxon Mobil Corporation | ExxonMobil Chemical Plant | 5000 Bayway Drive | Baytown | TX | 77520 | Harris | CN600123939 | RN102574803 | wastewater pump and associated piping including hot tap and concrete and sewer work. | Returned for failure to respond to a deficiency letter. | 2015-11-08 | 675783 | 100
18941 | T1 | Exxon Mobil Corporation | ExxonMobil Chemical Plant | 5000 Bayway Drive | Baytown | TX | 77520 | Harris | CN600123939 | RN102574803 | underground liners for Tanks TK-2000, TK-2090, and TK-2091; and new dike walls to contain leaks in case of tank rupture. | The following property is used 100% for pollution control and is installed to meet or exceed federal or state regulations: underground liners for Tanks TK-2000, TK-2090, and TK-2091; and new dike walls to contain leaks in case of tank rupture. | 2015-10-07 | 729984 | 100
18942 | T3 | Invista S.A.R.L. | INVISTA Orange Site | 3055A FM 1006 | Orange | TX | 77630 | Orange | CN602582231 | RN104392626 | ADN process equipment consisting of catalyst recovery system, catalyst preparation system, and tank farm installation; and proprietary modifications of existing equipment and streams in the Step 1, Step 2, and catalyst preparation/addition areas of the ADN process. | The following property is used 36.4% for pollution control and is installed to meet or exceed federal or state regulations: ADN process equipment consisting of catalyst recovery system, catalyst preparation system, and tank farm installation; and proprietary modifications of existing equipment and streams in the Step 1, Step 2, and catalyst preparation/addition areas of the ADN process. | 2015-04-23 | 238153165 | 36.4
18943 | T1 | Luminant Generation Company LLC | Martin Lake Steam Electric Station | 8850 FM 2658 North | Tatum | TX | 75691 | Rusk | CN603256413 | RN102583093 | two mercury sorbent enhancement additive (SEA) storage silos with bin vent filters; associated transport piping, pneumatic feeder trains, and transport lines; and systems for front-end SEA injection into boilers. | The following property is used 100% for pollution control and is installed to meet or exceed federal or state regulations: two mercury sorbent enhancement additive (SEA) storage silos with bin vent filters; associated transport piping, pneumatic feeder trains, and transport lines; and systems for front-end SEA injection into boilers. | 2015-04-16 | 5170002 | 100
18944 | T1 | Luminant Generation Company LLC | Sandow Steam Electric Station Unit 4 | 3986 C. M. Hall Rd | Rockdale | TX | 76567 | Milam | CN603256413 | RN102147881 | fan and revised injection points used to transport and inject alternative sorbent mixture into the flue gas; one mercury sorbent enhancement additive (SEA) silo with bin vent filter; associated transport piping, pneumatic feeder trains, and transport lines; and systems for front-end SEA injection into boiler. | The following property is used 100% for pollution control and is installed to meet or exceed federal or state regulations: fan and revised injection points used to transport and inject alternative sorbent mixture into the flue gas; one mercury sorbent enhancement additive (SEA) silo with bin vent filter; associated transport piping, pneumatic feeder trains, and transport lines; and systems for front-end SEA injection into boiler. | 2015-04-16 | 3668950 | 100
18945 | T1 | Luminant Generation Company LLC | Monticello Steam Electric Station | 1574 Monticello Plant Road | Mount Pleasant | TX | 75455 | Titus | CN603256413 | RN102285921 | two mercury sorbent enhancement additive (SEA) storage silos with bin vent filters; associated transport piping, pneumatic feeder trains, and transport lines; and systems for front-end SEA injection into boilers. | The following property is used 100% for pollution control and is installed to meet or exceed federal or state regulations: two mercury sorbent enhancement additive (SEA) storage silos with bin vent filters; associated transport piping, pneumatic feeder trains, and transport lines; and systems for front-end SEA injection into boilers. | 2015-04-16 | 5041552 | 100
18946 | T1 | Shintech, Inc | Shintech Freeport Plant | 5618 Hwy 332 East | Freeport | TX | 77541 | Brazoria | CN600128425 | RN100213198 | wet scrubber and ancillary equipment needed for the wet scrubber to function. | The following property is used 100% for pollution control and is installed to meet or exceed federal or state regulations: wet scrubber and ancillary equipment needed for the wet scrubber to function. | 2015-06-03 | 1600000 | 100
18947 | T1 | Shintech, Inc | Shintech Freeport Plant | 5618 Hwy 332 East | Freeport | TX | 77541 | Brazoria | CN600128425 | RN100213198 | wet scrubber and ancillary equipment needed for the wet scrubber to function. | The following property is used 100% for pollution control and is installed to meet or exceed federal or state regulations: wet scrubber and ancillary equipment needed for the wet scrubber to function. | 2015-06-03 | 1600000 | 100
18948 | T1 | Southcross Processing LLC | Woodsboro Processing Plant | 224 Levien Road | Refugio | TX | 78377 | Refugio | CN604095646 | RN106131113 | benzene, toluene, ethylbenzene, and xylene (BTEX) eliminator and plant flare system. | The following property is used 100% for pollution control and is installed to meet or exceed federal or state regulations: benzene, toluene, ethylbenzene, and xylene (BTEX) eliminator and plant flare system. | 2015-04-16 | 8318928 | 100
18949 | T1 | Southcross Gathering LTD | Bonnie View Fractionation Plant | from Bonnie View, drive east | Bonnie View | TX | 78377 | Refugio | CN603535394 | RN106312374 | storage area flare including flare stack and burner tips. | The following property is used 100% for pollution control and is installed to meet or exceed federal or state regulations: storage area flare including flare stack and burner tips. | 2015-04-16 | 2954805 | 100
18950 | T1 | FL Rich Gas Services LP | Lone Star Processing Facility | from 181 S and FM 1465, right | Bee County | TX | 78162 | Bee | CN603741513 | RN106476377 | air/fuel ratio controllers and catalytic converters installed on five engines. | The following property is used 100% for pollution control and is installed to meet or exceed federal or state regulations: air/fuel ratio controllers and catalytic converters installed on five engines. | 2015-04-27 | 2331103 | 100
18951 | T1 | FL Rich Gas Services LP | Lone Star Processing Facility | from 181 S and FM 1465, right | Bee County | TX | 78162 | Bee | CN603741513 | RN106476377 | two benzene, toluene, ethylbenzene, and xylene (BTEX) eliminators and main plant flare system. | The following property is used 100% for pollution control and is installed to meet or exceed federal or state regulations: two benzene, toluene, ethylbenzene, and xylene (BTEX) eliminators and main plant flare system. | 2015-04-27 | 14631668 | 100
18952 | T1 | Sidewinder Drilling, Inc. | Rig #102 | latitude 31.9557 | near Mentone | TX |  | Loving | CN604347856 | none | drilling mud recycling system including shaker tank system, shale shaker, degasser, and desilter. | The following property is used 100% for pollution control and is installed to meet or exceed federal or state regulations: drilling mud recycling system including shaker tank system, shale shaker, degasser, and desilter. | 2015-05-22 | 750000 | 100
18953 | T1 | Sidewinder Drilling, Inc. | Rig #102 | latitude 31.9557 | near Mentone | TX |  | Loving | CN604347856 | none | drilling rig spill response equipment including ram type blowout preventers (BOPs), closing unit to actuate the BOPs, and choke manifold system. | The following property is used 100% for pollution control and is installed to meet or exceed federal or state regulations: drilling rig spill response equipment including ram type blowout preventers (BOPs), closing unit to actuate the BOPs, and choke manifold system. | 2015-05-22 | 650000 | 100
18954 | T1 | Sidewinder Drilling, Inc. | Midland Yard | 9101 E. County Road 127 | Midland | TX | 79708 | Midland | CN604347856 | none | fifteen sets of drilling mud recycling equipment including shaker tank systems, shale shakers, degassers, desanders, and desilters. | The following property is used 100% for pollution control and is installed to meet or exceed federal or state regulations: fifteen sets of drilling mud recycling equipment including shaker tank systems, shale shakers, degassers, desanders, and desilters. | 2015-05-22 | 11250000 | 100
18955 | T1 | Sidewinder Drilling, Inc. | Midland Yard | 9101 E. County Road 127 | Midland | TX | 79708 | Midland | CN604347856 | none | fifteen sets of drilling rig spill response equipment including ram type blowout preventers (BOPs), closing units to actuate the BOPs, and choke manifold systems. | The following property is used 100% for pollution control and is installed to meet or exceed federal or state regulations: fifteen sets of drilling rig spill response equipment including ram type blowout preventers (BOPs), closing units to actuate the BOPs, and choke manifold systems. | 2015-05-22 | 9750000 | 100
18956 | T1 | EOG Resources Inc | Haggard Compressor Station | from Hwy 80 and TX-119, go SE | Gillett | TX | 78116 | Karnes | CN600564520 | RN107612627 | plant flare system. | The following property is used 100% for pollution control and is installed to meet or exceed federal or state regulations: plant flare system. | 2015-04-27 | 115120 | 100
18957 | T1 | Texas Lehigh Cement Company LP | Buda Plant | 701 Cement Plant Road | Buda | TX | 78610 | Hays | CN600127666 | RN102597846 | 7,000 gallon capacity water truck used onsite to suppress road dust. | The following property is used 100% for pollution control and is installed to meet or exceed federal or state regulations: 7,000 gallon capacity water truck used onsite to suppress road dust. | 2015-05-12 | 60678.75 | 100
18958 | T1 | Texas Lehigh Cement Company LP | Buda Plant | 701 Cement Plant Road | Buda | TX | 78610 | Hays | CN600127666 | RN102597846 | street sweeper. | The following property is used 100% for pollution control and is installed to meet or exceed federal or state regulations: street sweeper. | 2015-05-12 | 137048.07 | 100
18959 | T1 | Texas Lehigh Cement Company LP | Buda Plant | 701 Cement Plant Road | Buda | TX | 78610 | Hays | CN600127666 | RN102597846 | two ESC mercury sorbent trap systems, two Rosemont Oxygen monitors, two SICK Maihak GM-35 moisture monitors, data acquisition system and the shelter used to house monitors and data acquisition system. | The following property is used 100% for pollution control and is installed to meet or exceed federal or state regulations: two ESC mercury sorbent trap systems, two Rosemont Oxygen monitors, two SICK Maihak GM-35 moisture monitors, data acquisition system and the shelter used to house monitors and data acquisition system. | 2015-05-12 | 683861.43 | 100
18960 | T1 | Lozier Store Fixtures, LLC | Fort Worth Facility | 5000 South Freeway | Fort Worth | TX | 76115 | Tarrant | CN604765982 | RN102320124 | particulate collection and filtration system consisting of three dust collectors, ductwork, dust control system, plant automation for dust collection system, 16-inch airlock, Norfab air cleaning tech, Disa double hopper dust collector, and a Twin City transfer fan dust collector. | The following property is used 100% for pollution control and is installed to meet or exceed federal or state regulations: particulate collection and filtration system consisting of three dust collectors, ductwork, dust control system, plant automation for dust collection system, 16-inch airlock, Norfab air cleaning tech, Disa double hopper dust collector, and a Twin City transfer fan dust collector. | 2015-06-10 | 259960 | 100
18961 | T1 | Jaws Realty LLC | Port Commerce Business Park | 4500 Genoa Red Bluff Rd | Houston | TX | 77059 | Harris | CN603381245 | RN109632281 | 10.4486 acre stormwater detention pond. | The following property is used 100% for pollution control and is installed to meet or exceed federal or state regulations: 10.4486 acre stormwater detention pond. | 2015-04-23 | 45514 | 100
18962 | T1 | BP Containment Response System Holdings LLC | ASCO Freight Engineering Management | 1755 Federal Road | Houston | TX | 77015 | Harris | CN604600676 | RN107489528 | Stella Mars Hydraulic Power Unit, Snap-on-Tools, GE MR-6HSE adapter/stump, Dril-Quip DX-10 Connector, and Water Column Monitoring Equipment. | The following property is used 100% for pollution control and is installed to meet or exceed federal or state regulations: Stella Mars Hydraulic Power Unit, Snap-on-Tools, GE MR-6HSE adapter/stump, Dril-Quip DX-10 Connector, and Water Column Monitoring Equipment. | 2015-04-23 | 3478566 | 100
18963 | T1 | Jyoti Americas LLC | Conroe Manufacturing Facility | 3575 Pollok Dr | Conroe | TX | 77303 | Montgomery | CN603831074 | RN106112733 | baghouse dust collectors | The following property is used 100% for pollution control and is installed to meet or exceed federal or state regulations: baghouse dust collectors. | 2015-07-09 | 644142 | 100
18964 | T1 | Texas-New Mexico Power Company | Valley Mills Substation | 408 Ave G | Valley Mills | TX | 76689 | Bosque | CN600255830 | RN109632307 | CI Agent Barrier Boom. | The following property is used 100% for pollution control and is installed to meet or exceed federal or state regulations: CI Agent Barrier Boom. | 2015-04-30 | 235356 | 100
18965 | T1 | Texas-New Mexico Power Company | Lake Whitney Substation | 308 CR 3605 | Clifton | TX | 76634 | Bosque | CN600255830 | RN109632315 | CI Agent Barrier Boom. | The following property is used 100% for pollution control and is installed to meet or exceed federal or state regulations: CI Agent Barrier Boom. | 2015-04-30 | 2928387 | 100
18966 | T1 | Texas-New Mexico Power Company | Clifton 1 4KV Substation | 205 East 2nd | Clifton | TX | 76634 | Bosque | CN600255830 | RN109632323 | CI Agent Barrier Boom. | The following property is used 100% for pollution control and is installed to meet or exceed federal or state regulations: CI Agent Barrier Boom. | 2015-04-30 | 140660 | 100
18967 | T1 | Texas-New Mexico Power Company | Clifton 1 22 KV Substation | 205 East 2nd | Clifton | TX | 76634 | Bosque | CN600255830 | RN109632323 | CI Agent Barrier Boom. | The following property is used 100% for pollution control and is installed to meet or exceed federal or state regulations: CI Agent Barrier Boom. | 2015-04-30 | 504512 | 100
18968 | T1 | Texas-New Mexico Power Company | Alvin Substation | E 1/2 Street | Alvin | TX | 77511 | Brazoria | CN600255830 | RN109632331 | CI Agent Barrier Boom. | The following property is used 100% for pollution control and is installed to meet or exceed federal or state regulations: CI Agent Barrier Boom. | 2015-04-23 | 4752580 | 100
18969 | T3 | Petra Nova Power I LLC | WA Parish Generating Plant | 2500 Y.U. Jones Road | Thompson | TX | 77481 | Fort Bend | CN604280792 | RN100888312 | Carbon Capture and SO2 Reduction System consisting of flue gas cooling area, absorber area, regeneration area, and compression and dehydration area. | The following property is used 100% for pollution control, when it is operating, and is installed to meet or exceed federal or state regulations: Carbon Capture and SO2 Reduction System consisting of flue gas cooling area, absorber area, regeneration area, and compression and dehydration area. | 2015-09-11 | 506365546 | 100
18970 | T1 | Triumph Aerostructures, LLC | Grand Prairie Facility | 1701 W Marshall Dr | Grand Prairie | TX | 75051 | Dallas | CN603693862 | RN100215185 | six exhaust fans venting to particulate matter control filters on Paint Booth 4. | The following property is used 100% for pollution control and is installed to meet or exceed federal or state regulations: six exhaust fans venting to particulate matter control filters on Paint Booth 4. | 2015-05-18 | 82635 | 100
18971 | T1 | Texas-New Mexico Power Company | Angleton Substation | North Walker | Angleton | TX | 77515 | Brazoria | CN600255830 | RN109632349 | CI Agent Barrier Boom. | The following property is used 100% for pollution control and is installed to meet or exceed federal or state regulations: CI Agent Barrier Boom. | 2015-04-30 | 6275026 | 100
18972 | T1 | Texas-New Mexico Power Company | Brazoria Substation | N Hwy 36 | Brazoria | TX | 77422 | Brazoria | CN600255830 | RN109632356 | CI Agent Barrier Boom. | The following property is used 100% for pollution control and is installed to meet or exceed federal or state regulations: CI Agent Barrier Boom. | 2015-04-30 | 7253263 | 100
18973 | T1 | Texas-New Mexico Power Company | Clemens Dome Substation | County Road 510 | Brazoria | TX | 77422 | Brazoria | CN600255830 | RN109632364 | CI Agent Barrier Boom. | The following property is used 100% for pollution control and is installed to meet or exceed federal or state regulations: CI Agent Barrier Boom. | 2015-04-30 | 412721 | 100
18974 | T1 | Texas-New Mexico Power Company | Old Ocean Substation | 614 North FM 524 | Old Ocean | TX | 77463 | Brazoria | CN600255830 | RN109632372 | CI Agent Barrier Boom. | The following property is used 100% for pollution control and is installed to meet or exceed federal or state regulations: CI Agent Barrier Boom. | 2015-04-30 | 2646585 | 100
18975 | T1 | Texas-New Mexico Power Company | Sweeny Substation | FM 1459 3 Mi S of HWY 35 | Sweeny | TX | 77480 | Brazoria | CN600255830 | RN109632380 | CI Agent Barrier Boom. | The following property is used 100% for pollution control and is installed to meet or exceed federal or state regulations: CI Agent Barrier Boom. | 2015-04-30 | 2507283 | 100
18976 | T1 | Texas-New Mexico Power Company | West Columbia Substation | Ellis Lane 1/4 mi N of Hwy 36 | West Columbia | TX | 77486 | Brazoria | CN600255830 | RN109632398 | CI Agent Barrier Boom. | The following property is used 100% for pollution control and is installed to meet or exceed federal or state regulations: CI Agent Barrier Boom. | 2015-04-30 | 1797908 | 100
18977 | T1 | Texas-New Mexico Power Company | Climax Substation | 11640 CR 496 | Princeton | TX | 75407 | Collin | CN600255830 | RN109632406 | CI Agent Barrier Boom. | The following property is used 100% for pollution control and is installed to meet or exceed federal or state regulations: CI Agent Barrier Boom. | 2015-04-30 | 4361801 | 100
18978 | T1 | Texas-New Mexico Power Company | Gatesville 1 Substation | 318 North 9th St | Gatesville | TX | 76528 | Coryell | CN600255830 | RN109632414 | CI Agent Barrier Boom. | The following property is used 100% for pollution control and is installed to meet or exceed federal or state regulations: CI Agent Barrier Boom. | 2015-04-30 | 182110 | 100
18979 | T1 | Texas-New Mexico Power Company | Gatesville 2 Substation | 2113 Waco St | Gatesville | TX | 76528 | Coryell | CN600255830 | RN109632422 | CI Agent Barrier Boom. | The following property is used 100% for pollution control and is installed to meet or exceed federal or state regulations: CI Agent Barrier Boom. | 2015-04-30 | 347590 | 100
18980 | T1 | Texas-New Mexico Power Company | Lakepointe Substation | 1050 Lakeside Circle | Lewisville | TX | 75067 | Denton | CN600255830 | RN109632430 | CI Agent Barrier Boom. | The following property is used 100% for pollution control and is installed to meet or exceed federal or state regulations: CI Agent Barrier Boom. | 2015-04-30 | 5235767 | 100
18981 | T1 | Texas-New Mexico Power Company | South Substation | South of Bellaire Blvd | Lewisville | TX | 75067 | Denton | CN600255830 | RN109632448 | CI Agent Barrier Boom. | The following property is used 100% for pollution control and is installed to meet or exceed federal or state regulations: CI Agent Barrier Boom. | 2015-04-30 | 2133177 | 100
18982 | T1 | Texas-New Mexico Power Company | West Substation | 577 N Garden Ridge Blvd | Lewisville | TX | 75067 | Denton | CN600255830 | None | CI Agent Barrier Boom. | The following property is used 100% for pollution control and is installed to meet or exceed federal or state regulations: CI Agent Barrier Boom. | 2015-04-30 | 7820456 | 100
18983 | T1 | Texas-New Mexico Power Company | Krugerville Substation | 600 Perkins St | Aubrey | TX | 76227 | Denton | CN600255830 | RN109632455 | CI Agent Barrier Boom. | The following property is used 100% for pollution control and is installed to meet or exceed federal or state regulations: CI Agent Barrier Boom. | 2015-04-30 | 1974137 | 100
18984 | T1 | Texas-New Mexico Power Company | Frontier Substation | 801 Augustus St | Trenton | TX | 75490 | Fannin | CN600255830 | RN109632463 | CI Agent Barrier Boom. | The following property is used 100% for pollution control and is installed to meet or exceed federal or state regulations: CI Agent Barrier Boom. | 2015-04-30 | 123194 | 100
18985 | T1 | Texas-New Mexico Power Company | Leonard Substitution | 3 blks W of 69 on Houston St | Leonard | TX | 75452 | Fannin | CN600255830 | RN109632471 | CI Agent Barrier Boom. | The following property is used 100% for pollution control and is installed to meet or exceed federal or state regulations: CI Agent Barrier Boom. | 2015-04-30 | 974060 | 100
18986 | T1 | Texas-New Mexico Power Company | AMOCO Switching Station | 101 FN 519 E | Texas City | TX | 77590 | Galveston | CN600255830 | RN109632489 | CI Agent Barrier Boom. | The following property is used 100% for pollution control and is installed to meet or exceed federal or state regulations: CI Agent Barrier Boom. | 2015-04-30 | 15417821 | 100
18987 | T1 | Texas-New Mexico Power Company | Tejas Substation | 419 20th St South | Texas City | TX | 77590 | Galveston | CN600255830 | RN109632497 | CI Agent Barrier Boom. | The following property is used 100% for pollution control and is installed to meet or exceed federal or state regulations: CI Agent Barrier Boom. | 2015-04-30 | 2251348 | 100
18988 | T1 | Texas-New Mexico Power Company | South Shore Substation | 3010 1/2 Tucker Rd | League City | TX | 77573 | Galveston | CN600255830 | RN109632505 | CI Agent Barrier Boom. | The following property is used 100% for pollution control and is installed to meet or exceed federal or state regulations: CI Agent Barrier Boom. | 2015-04-30 | 4556774 | 100
18989 | T1 | Texas-New Mexico Power Company | Northside Substation | 13th St at Loop 197 N | Texas City | TX | 77590 | Galveston | CN600255830 | RN109632513 | CI Agent Barrier Boom. | The following property is used 100% for pollution control and is installed to meet or exceed federal or state regulations: CI Agent Barrier Boom. | 2015-04-30 | 1488506 | 100
18990 | T1 | Texas-New Mexico Power Company | Marathon Substation | Grant Avenue | Texas City | TX | 77590 | Galveston | CN600255830 | RN109632521 | CI Agent Barrier Boom. | The following property is used 100% for pollution control and is installed to meet or exceed federal or state regulations: CI Agent Barrier Boom. | 2015-04-30 | 143724 | 100
18991 | T1 | Texas-New Mexico Power Company | Magnolia Substation | 1401 Floyd Rd | League City | TX | 77573 | Galveston | CN600255830 | RN109632539 | CI Agent Barrier Boom. | The following property is used 100% for pollution control and is installed to meet or exceed federal or state regulations: CI Agent Barrier Boom. | 2015-04-30 | 2902483 | 100
18992 | T1 | Texas-New Mexico Power Company | Liquid Carbonics Substation | Grant Avenue | Texas City | TX | 77590 | Galveston | CN600255830 | RN109632547 | CI Agent Barrier Boom. | The following property is used 100% for pollution control and is installed to meet or exceed federal or state regulations: CI Agent Barrier Boom. | 2015-04-30 | 61117 | 100
18993 | T1 | Texas-New Mexico Power Company | Linde Substation | HWY 146 S of FM 1765 | Texas City | TX | 77590 | Galveston | CN600255830 | RN109632554 | CI Agent Barrier Boom. | The following property is used 100% for pollution control and is installed to meet or exceed federal or state regulations: CI Agent Barrier Boom. | 2015-04-30 | 133782 | 100
18994 | T1 | Texas-New Mexico Power Company | League City Substation | 1010 Dickinson Ave | League City | TX | 77573 | Galveston | CN600255830 | RN109632562 | CI Agent Barrier Boom. | The following property is used 100% for pollution control and is installed to meet or exceed federal or state regulations: CI Agent Barrier Boom. | 2015-04-30 | 7335223 | 100
18995 | T1 | Texas-New Mexico Power Company | La Marque Substation | 1201 Holly St | La Marque | TX | 77568 | Galveston | CN600255830 | RN109632570 | CI Agent Barrier Boom. | The following property is used 100% for pollution control and is installed to meet or exceed federal or state regulations: CI Agent Barrier Boom. | 2015-04-30 | 3603059 | 100
18996 | T1 | Texas-New Mexico Power Company | Heights Substation | 702 36th St North | Texas City\ | TX | 77590 | Galveston | CN600255830 | RN109632588 | CI Agent Barrier Boom. | The following property is used 100% for pollution control and is installed to meet or exceed federal or state regulations: CI Agent Barrier Boom. | 2015-04-30 | 9433611 | 100
18997 | T1 | Texas-New Mexico Power Company | Friendswood Substation | 1207 Parkwood Ave | Friendswood | TX | 77546 | Galveston | CN600255830 | RN109632596 | CI Agent Barrier Boom. | The following property is used 100% for pollution control and is installed to meet or exceed federal or state regulations: CI Agent Barrier Boom. | 2015-04-30 | 3099568 | 100
18998 | T1 | Texas-New Mexico Power Company | Freeway Park Substation | 2301 Hwy 3 | Texas City | TX | 77590 | Galveston | CN600255830 | RN109632604 | CI Agent Barrier Boom. | The following property is used 100% for pollution control and is installed to meet or exceed federal or state regulations: CI Agent Barrier Boom. | 2015-04-30 | 4800730 | 100
18999 | T1 | Texas-New Mexico Power Company | Dickinson Substation | 3806 Vermont | Dickinson | TX | 77539 | Galveston | CN600255830 | RN109632612 | CI Agent Barrier Boom. | The following property is used 100% for pollution control and is installed to meet or exceed federal or state regulations: CI Agent Barrier Boom. | 2015-04-30 | 1759171 | 100
19000 | T1 | Texas-New Mexico Power Company | Whitewright Substation | 406 South Bond St | Whitewright | TX | 75491 | Grayson | CN600255830 | RN109632620 | CI Agent Barrier Boom. | The following property is used 100% for pollution control and is installed to meet or exceed federal or state regulations: CI Agent Barrier Boom. | 2015-04-30 | 488767 | 100
19001 | T1 | Texas-New Mexico Power Company | Hamilton Substation | 202 East Gentry | Hamilton | TX | 76531 | Hamilton | CN600255830 | RN109632638 | CI Agent Barrier Boom. | The following property is used 100% for pollution control and is installed to meet or exceed federal or state regulations: CI Agent Barrier Boom. | 2015-04-30 | 375010 | 100
19002 | T1 | Texas-New Mexico Power Company | Whitney Substation | 109 Trinity | Whitney | TX | 76692 | Hill | CN600255830 | RN109632646 | CI Agent Barrier Boom. | The following property is used 100% for pollution control and is installed to meet or exceed federal or state regulations: CI Agent Barrier Boom. | 2015-04-30 | 803595 | 100
19003 | T1 | Texas-New Mexico Power Company | Bogata Substation | 108 South Brayson St | Bogata | TX | 75417 | Red River | CN600255830 | RN109632653 | CI Agent Barrier Boom. | The following property is used 100% for pollution control and is installed to meet or exceed federal or state regulations: CI Agent Barrier Boom. | 2015-04-30 | 159996 | 100
19004 | T1 | Texas-New Mexico Power Company | Stafford Substation | 1301 Stafford Blvd | Pecos | TX | 79772 | Reeves | CN600255830 | RN109632661 | CI Agent Barrier Boom. | The following property is used 100% for pollution control and is installed to meet or exceed federal or state regulations: CI Agent Barrier Boom. | 2015-04-30 | 577618 | 100
19005 | T1 | Texas-New Mexico Power Company | Faulkner Substation | 2001 CR 214 | Toyah | TX | 79785 | Reeves | CN600255830 | RN109632679 | CI Agent Barrier Boom. | The following property is used 100% for pollution control and is installed to meet or exceed federal or state regulations: CI Agent Barrier Boom. | 2015-04-30 | 213039 | 100
19006 | T1 | Texas-New Mexico Power Company | Glen Rose Substation | 208 Paluxy St | Glen Rose | TX | 76043 | Somervell | CN600255830 | RN109632687 | CI Agent Barrier Boom. | The following property is used 100% for pollution control and is installed to meet or exceed federal or state regulations: CI Agent Barrier Boom. | 2015-04-30 | 848883 | 100
19007 | T1 | Texas-New Mexico Power Company | Talco West Substation | 603 North First Street - | Talco | TX | 75487 | Titus | CN600255830 | RN109632695 | CI Agent Barrier Boom. | The following property is used 100% for pollution control and is installed to meet or exceed federal or state regulations: CI Agent Barrier Boom. | 2015-04-30 | 890899 | 100
19008 | T1 | Styrolution America, LLC | Bayport Plant | 12222 Port Road | Pasadena | TX | 77507 | Harris | CN603988940 | RN100542224 | wastewater revisions. | Returned for failure to respond to a deficiency letter. | 2015-05-05 | 493371 | 100
19009 | T1 | Styrolution America, LLC | Bayport Plant | 12222 Port Road | Pasadena | TX | 77507 | Harris | CN603988940 | RN100542224 | piping to enable routing of vapors from sewer system and tank farm to either of two catalytic oxidizers. | Returned for failure to respond to a deficiency letter. | 2015-08-24 | 48587 | 100
19010 | T1 | Styrolution America, LLC | Bayport Plant | 12222 Port Road | Pasadena | TX | 77507 | Harris | CN603988940 | RN100542224 | two catalytic oxidizers. | Returned for failure to respond to a deficiency letter. | 2015-07-01 | 1519933 | 100
19011 | T1 | Styrolution America, LLC | Bayport Plant | 12222 Port Road | Pasadena | TX | 77507 | Harris | CN603988940 | RN100542224 | Seals Cool Conditioner | Returned for failure to respond to a deficiency letter. | 2015-05-05 | 109203 | 100
19012 | T1 | Styrolution America, LLC | Bayport Plant | 12222 Port Road | Pasadena | TX | 77507 | Harris | CN603988940 | RN100542224 | Artificial Wetland. | Returned for failure to respond to a deficiency letter. | 2015-08-24 | 12960 | 100
19013 | T1 | Styrolution America, LLC | Bayport Plant | 12222 Port Road | Pasadena | TX | 77507 | Harris | CN603988940 | RN100542224 | Steam Heater Bypass Valve | Returned for failure to respond to a deficiency letter. | 2015-05-05 | 240813 | 100
19014 | T1 | Styrolution America, LLC | Bayport Plant | 12222 Port Road | Pasadena | TX | 77507 | Harris | CN603988940 | RN100542224 | pump area containment. | Returned for failure to respond to a deficiency letter. | 2015-05-05 | 24259 | 100
19015 | T1 | Styrolution America, LLC | Bayport Plant | 12222 Port Road | Pasadena | TX | 77507 | Harris | CN603988940 | RN100542224 | wastewater revisions | Returned for failure to respond to a deficiency letter. | 2015-08-24 | 294796 | 100
19016 | T1 | Styrolution America, LLC | Bayport Plant | 12222 Port Road | Pasadena | TX | 77507 | Harris | CN603988940 | RN100542224 | NOx Reduction HS-104 Mods. | Returned for failure to respond to a deficiency letter. | 2015-05-05 | 439328 | 100
19017 | T1 | Styrolution America, LLC | Bayport Plant | 12222 Port Road | Pasadena | TX | 77507 | Harris | CN603988940 | RN100542224 | Continuous Flare Monitoring. | Returned for failure to respond to a deficiency letter. | 2015-08-24 | 132871 | 100
19018 | T1 | Styrolution America, LLC | Bayport Plant | 12222 Port Road | Pasadena | TX | 77507 | Harris | CN603988940 | RN100542224 | Continuous Flare Monitoring. | Returned for failure to respond to a deficiency letter. | 2015-07-01 | 888435 | 100
19019 | T1 | Styrolution America, LLC | Bayport Plant | 12222 Port Road | Pasadena | TX | 77507 | Harris | CN603988940 | RN100542224 | HSSE Dike Improvements. | Returned for failure to respond to a deficiency letter. | 2015-05-05 | 38581 | 100
19020 | T1 | Styrolution America, LLC | Bayport Plant | 12222 Port Road | Pasadena | TX | 77507 | Harris | CN603988940 | RN100542224 | fire damper installation. | Returned for failure to respond to a deficiency letter. | 2015-05-05 | 59217 | 100
19021 | T1 | Styrolution America, LLC | Bayport Plant | 12222 Port Road | Pasadena | TX | 77507 | Harris | CN603988940 | RN100542224 | cooling tower replacement. | Returned for failure to respond to a deficiency letter. | 2015-05-05 | 5134209 | 100
19022 | T1 | Styrolution America, LLC | Bayport Plant | 12222 Port Road | Pasadena | TX | 77507 | Harris | CN603988940 | RN100542224 | continuous flare monitoring analyzers. | Returned for failure to respond to a deficiency letter. | 2015-05-05 | 95998 | 100
19023 | T1 | Styrolution America, LLC | Bayport Plant | 12222 Port Road | Pasadena | TX | 77507 | Harris | CN603988940 | RN100542224 | upgraded tank farm dike capacity. | Returned for failure to respond to a deficiency letter. | 2015-08-24 | 146628 | 100
19024 | T1 | Styrolution America, LLC | Bayport Plant | 12222 Port Road | Pasadena | TX | 77507 | Harris | CN603988940 | RN100542224 | scrubber tie-ins. | Returned for failure to respond to a deficiency letter. | 2015-05-05 | 53652 | 100
19025 | T1 | Styrolution America, LLC | Bayport Plant | 12222 Port Road | Pasadena | TX | 77507 | Harris | CN603988940 | RN100542224 | BEAM Project. | Returned for failure to respond to a deficiency letter. | 2015-05-05 | 119710071 | 100
19026 | T1 | Styrolution America, LLC | Bayport Plant | 12222 Port Road | Pasadena | TX | 77507 | Harris | CN603988940 | RN100542224 | CEMS installed on fired heaters. | Returned for failure to respond to a deficiency letter. | 2015-07-01 | 1320598 | 100
19027 | T1 | Styrolution America, LLC | Bayport Plant | 12222 Port Road | Pasadena | TX | 77507 | Harris | CN603988940 | RN100542224 | NOx Reduction. | Returned for failure to respond to a deficiency letter. | 2015-05-05 | 9011519 | 100
19028 | T1 | Styrolution America, LLC | Bayport Plant | 12222 Port Road | Pasadena | TX | 77507 | Harris | CN603988940 | RN100542224 | back flow prevention. | Returned for failure to respond to a deficiency letter. | 2015-05-05 | 93560 | 100
19029 | T1 | Styrolution America, LLC | Bayport Plant | 12222 Port Road | Pasadena | TX | 77507 | Harris | CN603988940 | RN100542224 | upgrade to tank farm dike capacity. | Returned for failure to respond to a deficiency letter. | 2015-05-05 | 146628 | 100
19030 | T1 | Styrolution America, LLC | Bayport Plant | 12222 Port Road | Pasadena | TX | 77507 | Harris | CN603988940 | RN100542224 | tank farm redundant level transmitter. | Returned for failure to respond to a deficiency letter. | 2015-05-05 | 13515 | 100
19031 | T1 | Jefferson Railport Terminal I (Texas) LLC | Port of Beaumont Petro Jefferson Processing | 1 Mi S of HWY90W & IH10 | Beaumont | TX | 77630 | Orange | CN604653774 | RN106402894 | seven internal floating roofs with seals, two thermal oxidizers, vapor recovery system that routes vapors to thermal oxidizers, two vapor balance systems, and 240 dry disconnect couplings for railcar unloading operations. | The following property is used 100% for pollution control and is installed to meet or exceed federal or state regulations: seven internal floating roofs with seals, two thermal oxidizers, vapor recovery system that routes vapors to thermal oxidizers, two vapor balance systems, and 240 dry disconnect couplings for railcar unloading operations. | 2015-05-07 | 20745000 | 100
19032 | T1 | Panda Temple Power, LLC | Panda Temple Power Unit Two | 2898 Lorraine Drive | Temple | TX | 76501 | Bell | CN603272352 | RN105380216 | stormwater piping and retention pond including the 1.4 acres of land occupied by the pond. | Returned for failure to respond to a deficiency letter. | 2015-06-23 | 427160 | 100
19033 | T1 | Panda Temple Power, LLC | Panda Temple Power Unit Two | 2898 Lorraine Drive | Temple | TX | 76501 | Bell | CN603272352 | RN105380216 | transformer pits. | Returned for failure to respond to a deficiency letter. | 2016-01-15 | 940000 | 100
19034 | T1 | Panda Temple Power, LLC | Panda Temple Unit One | 2898 Lorraine Drive | Temple | TX | 76501 | Bell | CN603272352 | RN105380216 | stormwater piping and retention pond including the 1.7 acres of land occupied by the pond. | Withdrawn by applicant | 2015-05-07 | 429980 | 100
19035 | T1 | Panda Temple Power, LLC | Panda Temple Unit One | 2898 Lorraine Drive | Temple | TX | 76501 | Bell | CN603272352 | RN105380216 | transformer pits. | The following property is used 100% for pollution control and is installed to meet or exceed federal or state regulations: transformer pits. | 2015-07-08 | 940000 | 100
19036 | T1 | Panda Sherman Power, LLC | Panda Sherman Power Plant | 510 Progress Drive | Sherman | TX | 75092 | Grayson | CN603437898 | RN105672687 | stormwater piping and retention pond including the 0.8 acres of land occupied by the pond. | Withdrawn by applicant | 2015-05-07 | 377382 | 100
19037 | T1 | Panda Sherman Power, LLC | Panda Sherman Power Plant | 510 Progress Drive | Sherman | TX | 75092 | Grayson | CN603437898 | RN105672687 | transformer pits. | The following property is used 100% for pollution control and is installed to meet or exceed federal or state regulations: transformer pits. | 2015-07-08 | 940000 | 100
19038 | T1 | Continental 248 Fund LLC | Springs at Tech Ridge | 1200 E Parmer Ln | Austin | TX | 78753 | Travis | CN604131946 | RN106499650 | Stormwater controls include an 81,021 square foot detention pond, a 55,521 square foot sedimentation and filtration pond, a 20’ by 3’ weir structure, a 42” outfall, and a 26” orifice. | The following property is used 100% for pollution control and is installed to meet or exceed federal or state regulations: Stormwater controls include an 81,021 square foot detention pond, a 55,521 square foot sedimentation and filtration pond, a 20’ by 3’ weir structure, a 42” outfall, and a 26” orifice. | 2015-05-22 | 1430460 | 100
19039 | T1 | Stolthaven Houston | Stolthaven Houston Terminal | 15602 Jacintoport Blvd | Houston | TX | 77015 | Harris | CN600124820 | RN100210475 | 48,201 square feet of paving added to the east property. | The following property is used 100% for pollution control and is installed to meet or exceed federal or state regulations: 48,201 square feet of paving added to the east property. | 2015-08-24 | 62360 | 100
19040 | T1 | Stolthaven Houston | Stolthaven Houston Terminal | 15602 Jacintoport Blvd | Houston | TX | 77015 | Harris | CN600124820 | RN100210475 | 5 lift stations and chemical sewer systems installed in new AE and BE tank farms. | The following property is used 100% for pollution control and is installed to meet or exceed federal or state regulations: Five Lift stations and chemical sewer systems installed in new AE and BE tank farms. | 2015-07-24 | 1515609 | 100
19041 | T1 | Stolthaven Houston | Stolthaven Houston Terminal | 15602 Jacintoport Blvd | Houston | TX | 77015 | Harris | CN600124820 | RN100210475 | upgrades to dissolved air flotation unit. | The following property is used 100% for pollution control and is installed to meet or exceed federal or state regulations: Upgrades to dissolved air flotation unit. | 2015-08-24 | 20028 | 100
19042 | T1 | Stolthaven Houston | Stolthaven Houston Terminal | 15602 Jacintoport Blvd | Houston | TX | 77015 | Harris | CN600124820 | RN100210475 | tank radar gauging equipment installed on 22 tanks in the AE area and four tanks in the BE area. | The following property is used 100% for pollution control and is installed to meet or exceed federal or state regulations: tank radar gauging equipment installed on 22 tanks in the AE area and four tanks in the BE area. | 2015-07-24 | 496518 | 100
19043 | T1 | Stolthaven Houston | Stolthaven Houston Terminal | 15602 Jacintoport Blvd | Houston | TX | 77015 | Harris | CN600124820 | RN100210475 | stormwater containment and control systems consisting of reinforced concrete containment located around each tank pump, and dikes and cubing installed in tank farm areas AE and BE. | The following property is used 100% for pollution control and is installed to meet or exceed federal or state regulations: Storm water containment and control systems consisting of reinforced concrete containment located around each tank pump, and dikes and curbing installed in tank farm areas AE and BE. | 2015-07-24 | 3192041 | 100
19044 | T1 | Atlas Pipeline Mid Continent Westtex, LLC | Edwards Plant | latitude 31.343888 and | near Rankin | TX | 79788 | Upton | CN603241449 | RN107114126 | flare system including stack, igniter, flame arrester, knockout drum, blower, flare tip, and flare header. | The following property is used 100% for pollution control and is installed to meet or exceed federal or state regulations: flare system including stack, igniter, flame arrester, knockout drum, blower, flare tip, and flare header. | 2015-10-08 | 1250000 | 100
19045 | T1 | Agrium U.S., Inc. | Borger Nitrogen Operations | 9201 Farm Road 1551 | Borger | TX | 79007 | Hutchinson | CN600128227 | RN101865715 | Flare designed for the destruction of free air contaminants, created from an emergency or maintenance release to the flare from the ammonia process unit. In the event of a maintenance or emergency release to the flare of air contaminants listed in Permit No. 19778 for FL-1/FL-1 MAINT, flare burner tip will ignite the gaseous stream destructing the air contaminants to the accepted 98% destruction rate. | The following property is used 100% for pollution control and is installed to meet or exceed federal or state regulations: Flare designed for the destruction of free air contaminants, created from an emergency or maintenance release to the flare from the ammonia process unit. In the event of a maintenance or emergency release to the flare of air contaminants listed in Permit No. 19778 for FL-1/FL-1 MAINT, flare burner tip will ignite the gaseous stream destructing the air contaminants to the accepted 98% destruction rate. | 2015-05-22 | 2774356 | 100
19046 | T1 | FL Rich Gas Services, LP doing business as II Gas Utility | Lone Star Processing Facility | from 181 S and FM 1465, right | Tuleta | TX | 78162 | Bee | CN604134874 | RN106476377 | Flare Controlling Truck Loading/Storage Area Flare and Emergency Flare | The following property is used 100% for pollution control and is installed to meet or exceed federal or state regulations: Flare Controlling Truck Loading/Storage Area Flare and Emergency Flare | 2015-05-26 | 5832489 | 100
19047 | T1 | JD Ramming Paving DBA Austin Materials, LLC | San Antonio Operations | 105 Nell Deane Street | Schertz | TX | 78154 | Guadalupe | CN602876039 | RN104699681 | Mobile surface cleaning equipment being used on plant roads and various construction sites where owner is engaged in construction activities and thereby responsible for controlling emissions of particulate matter which they create. The specific features on the brooms to cause them to be classified as mobile surface cleaning equipment include: a 27” diameter brush, a reversible hydraulic motor and hydraulically operated float and down pressure for heavy sweeping, a 150 gallon rust proof water spray system consisting of a polyethylene tank, 2.1 gpm electric pump, strainer filter, 8 spray nozzles and a back flow valve to prevent tank drainage. The asset is used to collecting particulate matter behind the milling machine to prevent particulate matter from escaping into the air. | Withdrawn/Returned | 2015-06-29 | 36000 | 100
19048 | T1 | REG New Boston, LLC | REG New Boston Biodiesel Plant | 280 Texas Avenue | New Boston | TX | 75570 | Bowie | CN604258020 | RN105186548 | oil and grease skimmer installed in API tank. | The last action taken by the agency was sending an NOD on 5/28/15. The applicant withdrew the application by letter dated 6/29/15. | 2015-05-28 | 47430 | 100
19049 | T1 | Vulcan Construction Materials LP | Vulcan - Frisco Yard | 6601 Eubanks | Frisco | TX | 75034 | Collin | CN600355465 | RN100743632 | fuel/oil containment area. | Withdrawn/Returned | 2015-08-23 | 100000 | 100
19050 | T1 | Vulcan Construction Materials LP | Dallas Rail Yard | 1760 Z Street | Dallas | TX | 75229 | Dallas | CN600355465 | RN101941003 | fuel/oil containment area. | Withdrawn/Returned | 2015-08-23 | 75000 | 100
19051 | T1 | Vulcan Construction Materials LP | Dallas Rail Yard | 1760 Z Street | Dallas | TX | 75229 | Dallas | CN600355465 | RN101941003 | carbonair air stripper and filters. | Withdrawn/Returned | 2015-08-23 | 90000 | 100
19052 | T1 | Intercontinental Terminals Company, LLC | Intercontinental Terminals Company, LLC, Pasadena Bulk Liquid Storage | 1030 Ethyl Road | Pasadena | TX | 77503 | Harris | CN601470222 | RN107804122 | Internal Floating Roofs, Vapor Combustion Units, and Flare | The following property is used 100% for pollution control and is installed to meet or exceed federal or state regulations: Internal Floating Roofs, Vapor Combustion Units, and Flare | 2015-06-12 | 12900000 | 100
19053 | T1 | REG New Boston, LLC | REG New Boston Biodiesel Plant | 280 Texas Avenue | New Boston | TX | 75570 | Bowie | CN604258020 | RN105186548 | vent gas recovery system | See email on status that is part of the attached document REG New Boston 2nd email to Maxim and copy of Katz status email.pdf. Katz withdrew this application in the status email. 5/28/15 was the last date that the agency took an action on the application. | 2015-05-28 | 47430 | 100
19054 | T1 | Higuchi Manufacturing America, LLC | Elmendorf Facility | 14901 Southton Road | Elmendorf | TX | 78112 | Bexar | CN603247396 | RN105346688 | washing machine, wastewater treatment equipment, enclosed Ecoat machine excluding oven, deburring machine, and enclosed Ecoat building. | Withdrawn/Returned | 2015-08-23 | 4317557 | 100
19055 | T1 | TK-Taito Inc (Takata Seat Belts) | San Antonio Seat Belt Plant | 4611 Wiseman Blvd | San Antonio | TX | 78251 | Bexar | CN601488513 | RN100852409 | various pieces of equipment. | Withdrawn/Returned | 2015-08-17 | 45941 | 100
19056 | T1 | TK-Taito Inc (Takata Seat Belts) | San Antonio Seat Belt Plant | 4611 Wiseman Blvd | San Antonio | TX | 78251 | Bexar | CN601488513 | RN100852409 | two wet deburring machines, steel scrap conveyors, and collapsible containers. | Withdrawn/Returned | 2015-08-17 | 97963 | 100
19057 | T1 | TK-Taito Inc (Takata Seat Belts) | San Antonio Seat Belt Plant | 4611 Wiseman Blvd | San Antonio | TX | 78251 | Bexar | CN601488513 | RN100852409 | various pieces of equipment. | Withdrawn/Returned | 2015-08-17 | 3648466 | 100
19058 | T1 | Balcones Recycling Inc | Materials Recovery Facility | 9301 Johnny Morris Road | Austin | TX | 78724 | Travis | CN601888761 | RN100534452 | stormwater detention pond; associated containment and overflow structures; discharge pipe; and the approximately 0.915 acres of land occupied by the detention pond. | The following property is used 100% for pollution control and is installed to meet or exceed federal or state regulations: stormwater detention pond; associated containment and overflow structures; discharge pipe; and the approximately .915 acres of land occupied by the detention pond. | 2015-09-10 | 237050 | 100
19059 | T3 | Seadrift Coke, LP | Port Lavaca Facility | 8618 Highway 185 North | Port Lavaca | TX | 77979 | Calhoun | CN600129340 | RN102147055 | Wastewater Treatment System | The following property is used 100% for pollution control and is installed to meet or exceed federal or state regulations: Wastewater Treatment System | 2015-06-05 | 15156080 | 100
19060 | T1 | Cash Construction Company | Pflugerville Yard | 18607 Heatherwilde Blvd | Austin | TX | 78660 | Travis | CN603319187 | RN105525877 | thirteen water trucks including nine Freightliner with VINs XXXXXXXXXXXXXXXXX, XXXXXXXXXXXXXXXXX, XXXXXXXXXXXXXXXXX, XXXXXXXXXXXXXXXXX, XXXXXXXXXXXXXXXXX, XXXXXXXXXXXXXXXXX, XXXXXXXXXXXXXXXXX, XXXXXXXXXXXXXXXXX, and XXXXXXXXXXXXXXXXX; two Ford with VINs XXXXXXXXXXXXXXXXX and XXXXXXXXXXXXXXXXX; one Peterbilt with VIN XXXXXXXXXXXXXXXXX and one other with VIN XXXXXXXXXXXXXXXXX. | The following property is used 100% for pollution control and is installed to meet or exceed federal or state regulations: thirteen water trucks including nine Freightliner with VINs XXXXXXXXXXXXXXXXX, XXXXXXXXXXXXXXXXX, XXXXXXXXXXXXXXXXX, XXXXXXXXXXXXXXXXX, XXXXXXXXXXXXXXXXX, XXXXXXXXXXXXXXXXX, XXXXXXXXXXXXXXXXX, XXXXXXXXXXXXXXXXX, and XXXXXXXXXXXXXXXXX; two Ford with VINs XXXXXXXXXXXXXXXXX and XXXXXXXXXXXXXXXXX; one Peterbilt with VIN XXXXXXXXXXXXXXXXX and one other with VIN XXXXXXXXXXXXXXXXX. | 2015-07-17 | 454387 | 100
19061 | T1 | Cash Construction Company | Pflugerville Yard | 18607 Heatherwilde Blvd | Austin | TX | 78660 | Travis | CN603319187 | RN105525877 | three Waldom Sweepmaster Brooms. | Returned for failure to respond to a deficiency letter. | 2015-10-13 | 6064 | 100
19062 | T1 | Industrial Asphalt LLC | Hays Quarry | 6025 FM 967 | Buda | TX | 78610 | Hays | CN603966698 | RN103140695 | two water trucks with vehicle identification numbers XXXXXXXXXXXXXXXXXX and XXXXXXXXXXXXXXXXXX. | The following property is used 100% for pollution control and is installed to meet or exceed federal or state regulations: two water trucks with vehicle identification numbers XXXXXXXXXXXXXXXXXX and XXXXXXXXXXXXXXXXXX. | 2015-09-18 | 39146 | 100
19063 | T1 | Industrial Asphalt LLC | Florence Aggregate | 1725 CR 239 | Georgetown | TX | 78633 | Williamson | CN603966698 | RN102134566 | water truck with vehicle identification number XXXXXXXXXXXXXXXXXX. | The following property is used 100% for pollution control and is installed to meet or exceed federal or state regulations: water truck with vehicle identification number XXXXXXXXXXXXXXXXXX. | 2015-09-18 | 25000 | 100
19064 | T1 | Industrial Asphalt LLC | Florence Aggregate | 1725 CR 239 | Georgetown | TX | 78633 | Williamson | CN603966698 | RN102134566 | settling pond. | Returned for failure to respond to a deficiency letter. | 2015-10-21 | 58992 | 100
19065 | T1 | Industrial Asphalt LLC | Florence Aggregate | 1725 CR 239 | Georgetown | TX | 78633 | Williamson | CN603966698 | RN102134566 | water recycling system consisting of pumps, chemical injection system, tank, hydraulic rakes, and discharge pipe. | Returned for failure to respond to a deficiency letter. | 2015-10-21 | 1496402 | 100
19066 | T3 | REG New Boston, LLC | REG New Boston Biodiesel Plant | 280 Texas Avenue | New Boston | TX | 75570 | Bowie | CN604258020 | RN105186548 | methanol liquid and vapor recovery system including Column C-410; Reboiler RB-402; Bottoms Pumps P-418A/B, P-486B; Bottoms Cooler E-412; Bottoms Receiver V-480; Condenser E-411; Condensate Receiver V-412; Reflux Pumps P-413A/B; Feed Heater E-401;Feed Economizer E-400; Condensate Cooler E-416; Column C-516; Condensers E-502/E-504; Condensate Receiver V-520; Condensate Pump P-521; Bottoms Pump P-514B; and Vent Gas Blower B-518. | Returned for failure to respond to a deficiency letter. | 2015-10-29 | 264473 | 100
19067 | T1 | Industrial Asphalt LLC | Florence Aggregate | 1725 CR 239 | Georgetown | TX | 78633 | Williamson | CN603966698 | RN102134566 | baghouse. | The following property is used 100% for pollution control and is installed to meet or exceed federal or state regulations: baghouse. | 2015-09-18 | 700953.57 | 100
19068 | T1 | JD Ramming Paving DBA Austin Materials, LLC | Bratton Lane Austin Materials Plant | 16409 Bratton Lane | Austin | TX | 78728 | Travis | CN602876039 | RN104699681 | three Broce brooms and two Superior brooms. | Returned for failure to respond to a deficiency letter. | 2015-10-21 | 87000 | 100
19069 | T1 | Industrial Asphalt LLC | Mustang Ridge Plant | 6510 FM 1327 | Austin | TX | 78719 | Travis | CN603966698 | RN105292460 | water truck with vehicle identification number XXXXXXXXXXXXXXXXXX. | The following property is used 100% for pollution control and is installed to meet or exceed federal or state regulations: water truck with vehicle identification number XXXXXXXXXXXXXXXXXX. | 2015-09-18 | 20150 | 100
19070 | T1 | Industrial Asphalt LLC | Mustang Ridge Plant | 6510 FM 1327 | Austin | TX | 78719 | Travis | CN603966698 | RN105292460 | baghouse. | The following property is used 100% for pollution control and is installed to meet or exceed federal or state regulations: baghouse. | 2015-09-18 | 338820 | 100
19071 | T1 | Lone Star Industries, Inc. | Maryneal Cement Plant | 202 CR 306 | Maryneal | TX | 79535 | Nolan | CN602827297 | RN100110847 | Vacuum Truck | The following property is used 100% for pollution control and is installed to meet or exceed federal or state regulations: Vacuum Truck. | 2015-08-28 | 294285 | 100
19072 | T1 | Maruchan Texas | Texas Plant | 11000 Fischer Road | San Antonio | TX | 78073 | Bexar | CN604136309 | RN106506074 | dust collectors. | Returned for failure to respond to a deficiency letter. | 2015-08-24 | 454387 | 100
19073 | T1 | Maruchan Texas | Texas Plant | 11000 Fischer Road | San Antonio | TX | 78073 | Bexar | CN604136309 | RN106506074 | storm drainage system. | Returned for failure to respond to a deficiency letter. | 2015-11-18 | 466596 | 100
19074 | T1 | Maruchan Texas | Texas Plant | 11000 Fischer Road | San Antonio | TX | 78073 | Bexar | CN604136309 | RN106506074 | dissolved air flotation system (DAF) used to pre-treat wastewater prior to discharge to publicly owned treatment works (POTW). | The process flow diagrams indicate water treated by the reverse osmosis system (RO) is routed to the production area for use in the boilers and lab. The application indicates the water is used in boilers and reduces the energy USAge. Reduction in energy USAge may have an environmental benefit but it also has a production and economic benefit. Therefore, the RO is not used 100% for pollution control and is ineligible for a Tier I use determination. Furthermore, since the RO system is not integrated with the other equipment item on the application (i.e. the dissolved air flotation system (DAF)), it cannot be included on the same application as the DAF. The application has not demonstrated that the RO is used 100% for pollution control or to meet or exceed an environmental law, rule, or regulation. | 2015-10-16 | 1911157 | 100
19075 | T1 | Buffalo Marine Service, Inc. | Buffalo Marine Service, Inc. | 8201 East Erath | Houston | TX | 77012 | Harris | CN600307524 | RN100597723 | The incremental cost difference between a single-hulled barge and a double hulled barge; spill response/cleanup equipment pre-positioned and stored for addressing future emergencies; tight fill fittings; spill containers; and overfill alarms on Tank/Barge Shamrock 501 | The following property is used 100% for pollution control and is installed to meet or exceed federal or state regulations: the incremental cost difference between a single-hulled barge and a double hulled barge; spill response/cleanup equipment pre-positioned and stored for addressing future emergencies; tight fill fittings; spill containers; and overfill alarms on Tank/Barge Shamrock 501. | 2015-06-26 | 1200000 | 100
19076 | T1 | Zeon Chemicals Inc | Pasadena Synthetic Rubber Facility | 11235 Choate Road | Pasadena | TX | 77507 | Harris | CN600311260 | RN100601566 | applied impervious polymer coating to inside walls of main process sewer. | The following property is used 100% for pollution control and is installed to meet or exceed federal or state regulations: applied impervious polymer coating to inside walls of main process sewer. | 2015-12-11 | 14900 | 100
19077 | T3 | Seadrift Coke, LP | Port Lavaca Facility | 8618 Highway 185 North | Port Lavaca | TX | 77979 | Calhoun | CN600129340 | RN102147055 | Full Stream Dust Collector | The following property is used 95% for pollution control and is installed to meet or exceed federal or state regulations: Full Stream Dust Collector | 2015-06-05 | 10578305 | 95
19078 | T1 | Midtex Oil, LP | Fischer NH Mkt 33 | 2315 Southwest 36th Street | San Antonio | TX | 78237 | Bexar | CN600248413 | RN105715668 | Difference in cost between the cost per square foot of the concrete paving located above underground pipes and tanks and the cost per square foot of the other paving installed at the service station, difference in cost between double-walled tanks and single-walled tanks, leak detection sensors | The following property is used 100% for pollution control and is installed to meet or exceed federal or state regulations: Difference in cost between the cost per square foot of the concrete paving located above underground pipes and tanks and the cost per square foot of the other paving installed at the service station, difference in cost between double-walled tanks and single-walled tanks, leak detection sensors, leak detection sensors | 2015-07-01 | 57338 | 100
19079 | T1 | Zeon Chemicals Inc | Pasadena Synthetic Rubber Facility | 11235 Choate Road | Pasadena | TX | 77507 | Harris | CN600311260 | RN100601566 | replacement of Storage Tank Vent Absorber (AB-1FT) packing (Flexring). | The following property is used 100% for pollution control and is installed to meet or exceed federal or state regulations: replacement of Storage Tank Vent Absorber (AB-1FT) packing (Flexring). | 2015-12-11 | 8366 | 100
19080 | T1 | Kaneka North America LLC | Pasadena Plastics Material and Resin Manufacturing | 6161 Underwood Road | Pasadena | TX | 77507 | Harris | CN604059352 | RN100218841 | Replacement flowmeter on Waste Gas Flare | Returned for failure to respond to a deficiency letter. | 2016-01-31 | 11115 | 100
19081 | T1 | Kaneka North America LLC | Pasadena Plastics Material and Resin Manufacturing | 6161 Underwood Road | Pasadena | TX | 77507 | Harris | CN604059352 | RN100218841 | Blower in the regenerative thermal oxidizer | Returned for failure to respond to a deficiency letter. | 2016-01-31 | 39362 | 100
19082 | T1 | Derichebourg Recycling USA, Inc. | Derichebourg Recycling USA on Wharf | 1 Wharf St | Houston | TX | 77012 | Harris | CN603440926 | RN104772967 | Radiation detector used to keep contaminated radioactive materials from entering the environment | The following property is used 100% for pollution control and is installed to meet or exceed federal or state regulations: Radiation detector used to keep contaminated radioactive materials from entering the environment. | 2015-10-05 | 31814 | 100
19083 | T1 | Precoat Metals Co. | Precoat Metals Houston Plant | 16402 Jacintoport Blvd. | Houston | TX | 77015 | Harris | CN602858490 | RN100217926 | burner installed in thermal oxidizer. | The following property is used 100% for pollution control and is installed to meet or exceed federal or state regulations: burner installed in thermal oxidizer. | 2015-12-11 | 44073 | 100
19084 | T1 | Precoat Metals Co. | Precoat Metals Houston Plant | 16402 Jacintoport Blvd. | Houston | TX | 77015 | Harris | CN602858490 | RN100217926 | awning on waste treatment building. | The following property is used 100% for pollution control and is installed to meet or exceed federal or state regulations: awning on waste treatment building. | 2016-01-27 | 10726 | 100
19085 | T1 | United States Gypsum Corporation | USG- Dallas Plant | 255 Regal Row | Dallas | TX | 75247 | Dallas | CN600124218 | RN100578772 | Two dust control booths. One for the Ready Mix system and one for the Dry Joint and Texture systems | Withdrawn/Returned | 2015-07-20 | 436900 | 100
19086 | T1 | United States Gypsum Corporation | USG- Dallas Plant | 255 Regal Row | Dallas | TX | 75247 | Dallas | CN600124218 | RN100578772 | #3 and #4 Carbonate Dust Collectors | Withdrawn/Returned | 2015-07-20 | 62805 | 100
19087 | T1 | Nalco Company | Nalco Champion-Corsicana Technologies Plant | 2733 E. Highway 31 | Corsicana | TX | 75109 | Navarro | CN602898751 | RN100756287 | upgraded scrubber system and monitoring equipment for the scrubber. | The following property is used 100% for pollution control and is installed to meet or exceed federal or state regulations: upgraded scrubber system and monitoring equipment for the scrubber. | 2015-06-26 | 260000 | 100
19088 | T1 | T. C. Manufacturing Co. DBA Pak-Sher, Inc. | T. C. Manufacturing Co. DBA Pak-Sher, Inc. | 2500 North Longview | Kilgore | TX | 75662 | Gregg | CN602242257 | RN100684075 | Reclaim system and Human Machine Interface Module for NGR | Withdrawn/Returned | 2015-08-17 | 400442 | 100
19089 | T1 | Nalco Company | Nalco Champion-Corsicana Technologies Plant | 2733 E. Highway 31 | Corsicana | TX | 75109 | Navarro | CN602898751 | RN100756287 | Emissions Control System- Centralized Scrubber, Monitoring Equipment for Centralized Scrubber, and Exhaust Ductwork from Raw Material Drum Heating Enclosure to Centralized Scrubber. | The following property is used 100% for pollution control and is installed to meet or exceed federal or state regulations: Emissions Control System- Centralized Scrubber, Monitoring Equipment for Centralized Scrubber, and Exhaust Ductwork from Raw Material Drum Heating Enclosure to Centralized Scrubber. | 2015-10-01 | 1702000 | 100
19090 | T3 | Alcoa, Inc. | Howmet Wichita Falls Casting | 6200 Central Freeway North | Wichita Falls | TX | 76305 | Wichita | CN600130884 | RN100638071 | Torit dust collectors #50, #51, #52, #53, #54, #55, #56; DFO Dust Collector; and associated filters, blowers, and ductwork. | The following property is used 100% for pollution control and is installed to meet or exceed federal or state regulations: Torit dust collectors #50, #51, #52, #53, #54, #55, #56; DFO Dust Collector; and associated filters, blowers, and ductwork. | 2016-02-25 | 102119 | 60.71
19091 | T3 | Jyoti Americas LLC | Conroe Manufacturing Facility | 3575 Pollok Dr | Conroe | TX | 77303 | Montgomery | CN603831074 | RN106112733 | Chemical oxidation equipment including pumps and piping from the flux tank, hydrogen peroxide and ammonia dosing pumps, Redox electrodes, regulators, mixer, and pH probe; and sludge treatment equipment including filter press made up of several plates of polypropylene covered by special filtering fabric, gear box, cylinder, high pressure pump, and recovery pipeline. | The following property is used 100% for pollution control and is installed to meet or exceed federal or state regulations: Chemical oxidation equipment including pumps and piping from the flux tank, hydrogen peroxide and ammonia dosing pumps, Redox electrodes, regulators, mixer, and pH probe; and sludge treatment equipment including filter press made up of several plates of polypropylene covered by special filtering fabric, gear box, cylinder, high pressure pump, and recovery pipeline. | 2015-10-26 | 212142 | 100
19092 | T1 | Jyoti Americas LLC | Conroe Manufacturing Facility | 3575 Pollok Dr | Conroe | TX | 77303 | Montgomery | CN603831074 | RN106112733 | Scrubber | The following property is used 100% for pollution control and is installed to meet or exceed federal or state regulations: Scrubber. | 2015-09-04 | 617142 | 100
19093 | T1 | Freeport LNG Development, LP | Freeport LNG Pretreatment Facility | 2363 County Road 690 | Oyster Creek | TX | 77541 | Brazoria | CN601720345 | RN106481500 | regenerative thermal oxidizer, electrostatic precipitators, and scrubbers. | The following property is used 100% for pollution control and is installed to meet or exceed federal or state regulations: regenerative thermal oxidizer, electrostatic precipitators, and scrubbers. | 2015-08-04 | 32478523 | 100
19094 | T1 | 7-Eleven Inc | Store #35384 | 5910 Singleton Blvd | Dallas | TX | 75212 | Dallas | CN600240329 | RN102650173 | Gas tank monitor and the incremental difference in cost between double-walled tanks and single-walled tanks. | The following property is used 100% for pollution control and is installed to meet or exceed federal or state regulations: Gas tank monitor and the incremental difference in cost between double-walled tanks and single-walled tanks. | 2015-09-09 | 74591.28 | 100
19095 | T1 | 7-Eleven Inc | Store #36368 | 2230 Marsh Ln | Carrollton | TX | 75006 | Dallas | CN600240329 | RN102481801 | secondary containment monitoring equipment installed in interstitial space of double-walled tanks and double-walled piping; overfill/overspill buckets; incremental difference in cost between double-walled piping and single-walled piping; and incremental difference in cost between double-walled tanks and single-walled tanks. | The following property is used 100% for pollution control and is installed to meet or exceed federal or state regulations: | 2015-09-09 | 78470.45 | 100
19096 | T1 | 7-Eleven Inc | Store #36371 | 7235 N George Bush Hwy | Garland | TX | 75044 | Dallas | CN600240329 | RN102485828 | secondary containment monitoring equipment installed in interstitial space of double-walled tanks and double-walled piping, and incremental difference in cost between double-walled tanks and single-walled tanks. | The following property is used 100% for pollution control and is installed to meet or exceed federal or state regulations: secondary containment monitoring equipment installed in interstitial space of double-walled tanks and double-walled piping, and incremental difference in cost between double-walled tanks and single-walled tanks. | 2015-09-09 | 19334.01 | 100
19097 | T1 | 7-Eleven Inc | Store #36382 | 822 E Camp Wisdom Rd | Duncanville | TX | 75116 | Dallas | CN600240329 | RN109299552 | secondary containment monitoring equipment installed in interstitial space of double-walled tanks and double-walled piping, and incremental difference in cost between double-walled tanks and single-walled tanks. | The following property is used 100% for pollution control and is installed to meet or exceed federal or state regulations: secondary containment monitoring equipment installed in interstitial space of double-walled tanks and double-walled piping, and incremental difference in cost between double-walled tanks and single-walled tanks. | 2015-09-09 | 107147.89 | 100
19098 | T1 | 7-Eleven Inc | Store #36386 | 3310 Lavon Dr | Garland | TX | 75040 | Dallas | CN600240329 | RN102176955 | secondary containment monitoring equipment installed in interstitial space of double-walled tanks and double-walled piping, and incremental difference in cost between double-walled tanks and single-walled tanks. | The following property is used 100% for pollution control and is installed to meet or exceed federal or state regulations: secondary containment monitoring equipment installed in interstitial space of double-walled tanks and double-walled piping, and incremental difference in cost between double-walled tanks and single-walled tanks. | 2015-09-09 | 78424.03 | 100
19099 | T1 | 7-Eleven Inc | Store #36449 | 5950 S RL Thornton Fwy | Dallas | TX | 75232 | Dallas | CN600240329 | RN106757446 | secondary containment monitoring equipment installed in interstitial space of double-walled tanks and double-walled piping; overfill/overspill buckets; incremental difference in cost between double-walled piping and single-walled piping; and the incremental difference in cost between double-walled tanks and single-walled tanks. | The following property is used 100% for pollution control and is installed to meet or exceed federal or state regulations: secondary containment monitoring equipment installed in interstitial space of double-walled tanks and double-walled piping; overfill/overspill buckets; incremental difference in cost between double-walled piping and single-walled piping; and the incremental difference in cost between double-walled tanks and single-walled tanks. | 2015-09-09 | 111959.72 | 100
19100 | T1 | 7-Eleven Inc | Store #36496 | 730 W Beltline Rd | DeSoto | TX | 75115 | Dallas | CN600240329 | RN106692049 | secondary containment monitoring equipment installed in interstitial space of double-walled tanks and double-walled piping; overfill/overspill buckets; the incremental difference in cost between double-walled piping and single-walled piping; the incremental difference in cost between the concrete paving covering underground tanks/pipes and the other paving at the service station calculated using the difference in cost per square foot; and the incremental difference in cost between double-walled tanks and single-walled tanks. | The following property is used 100% for pollution control and is installed to meet or exceed federal or state regulations: secondary containment monitoring equipment installed in interstitial space of double-walled tanks and double-walled piping; overfill/overspill buckets; the incremental difference in cost between double-walled piping and single-walled piping; the incremental difference in cost between the concrete paving covering underground tanks/pipes and the other paving at the service station calculated using the difference in cost per square foot; and the incremental difference in cost between double-walled tanks and single-walled tanks. | 2015-09-09 | 289141.33 | 100
19101 | T1 | 7-Eleven Inc | Store #37026 | 1634 Market Center | Dallas | TX | 75207 | Dallas | CN600240329 | RN107574535 | secondary containment monitoring equipment installed in interstitial space of double-walled tanks and double-walled piping; overfill/overspill buckets; incremental difference in cost between double-walled piping and single-walled piping; and the incremental difference in cost between double-walled tanks and single-walled tanks. | The following property is used 100% for pollution control and is installed to meet or exceed federal or state regulations: secondary containment monitoring equipment installed in interstitial space of double-walled tanks and double-walled piping; overfill/overspill buckets; incremental difference in cost between double-walled piping and single-walled piping; and the incremental difference in cost between double-walled tanks and single-walled tanks. | 2015-09-09 | 118914.42 | 100
19102 | T1 | 7-Eleven Inc | Store #39444 | 501 E Interstate 30 | Garland | TX | 75043 | Dallas | CN600240329 | RN102250784 | secondary containment monitoring equipment installed in interstitial space of double-walled tanks and double-walled piping; incremental difference in cost between double-walled piping and single-walled piping; and the incremental difference in cost between double-walled tanks and single-walled tanks. | The following property is used 100% for pollution control and is installed to meet or exceed federal or state regulations: secondary containment monitoring equipment installed in interstitial space of double-walled tanks and double-walled piping; incremental difference in cost between double-walled piping and single-walled piping; and the incremental difference in cost between double-walled tanks and single-walled tanks. | 2015-09-09 | 54353.34 | 100
19103 | T1 | 7-Eleven Inc | Store #26412 | 193 E Corporate Dr. | Lewisville | TX | 75067 | Denton | CN600240329 | RN102063500 | secondary containment monitoring equipment installed in interstitial space of double-walled tanks and double-walled piping. | The following property is used 100% for pollution control and is installed to meet or exceed federal or state regulations: secondary containment monitoring equipment installed in interstitial space of double-walled tanks and double-walled piping. | 2015-09-09 | 8965.16 | 100
19104 | T1 | 7-Eleven Inc | Store #35386 | 2503 N Lemmon Ave | Dallas | TX | 75204 | Dallas | CN600240329 | RN102653110 | Gas tank monitors, automatic leak detectors and the incremental difference in cost between double-walled tanks and single-walled tanks. | The following property is used 100% for pollution control and is installed to meet or exceed federal or state regulations: Gas tank monitor, overfill/overspill manhole, overfill/overspill buckets, and the incremental difference in cost between double-walled tanks and single-walled tanks. | 2015-09-09 | 90047.02 | 100
19105 | T1 | 7-Eleven Inc | Store #35389 | 105 Highway 80 E | Mesquite | TX | 75150 | Dallas | CN600240329 | RN102654746 | Gas tank monitor and the incremental difference in cost between double-walled tanks and single-walled tanks. | The following property is used 100% for pollution control and is installed to meet or exceed federal or state regulations: Gas tank monitors and the incremental difference in cost between double-walled tanks and single-walled tanks. | 2015-09-09 | 82451.09 | 100
19106 | T1 | 7-Eleven Inc | Store #35393 | 2510 Beltline Road | Garland | TX | 75044 | Dallas | CN600240329 | RN102651437 | Gas tank monitor and the incremental difference in cost between double-walled tanks and single-walled tanks. | The following property is used 100% for pollution control and is installed to meet or exceed federal or state regulations: Gas tank monitor and the incremental difference in cost between double-walled tanks and single-walled tanks. | 2015-09-09 | 78099.92 | 100
19107 | T1 | 7-Eleven Inc | Store #35394 | 9501 Forest Lane | Dallas | TX | 75243 | Dallas | CN600240329 | RN102651338 | Gas tank monitor and the incremental difference in cost between double-walled tanks and single-walled tanks. | The following property is used 100% for pollution control and is installed to meet or exceed federal or state regulations: Gas tank monitor and the incremental difference in cost between double-walled tanks and single-walled tanks. | 2015-09-09 | 78775.04 | 100
19108 | T1 | 7-Eleven Inc | Store #35398 | 2509 NE Parkway | Garland | TX | 75040 | Dallas | CN600240329 | RN102659661 | Gas tank monitor and the incremental difference in cost between double-walled tanks and single-walled tanks. | The following property is used 100% for pollution control and is installed to meet or exceed federal or state regulations: Gas tank monitor and the incremental difference in cost between double-walled tanks and single-walled tanks. | 2015-09-09 | 81660.47 | 100
19109 | T1 | 7-Eleven Inc | Store #35416 | 750 N Industrial | Dallas | TX | 75207 | Dallas | CN600240329 | RN100618214 | Gas tank monitor and the incremental difference in cost between double-walled tanks and single-walled tanks. | The following property is used 100% for pollution control and is installed to meet or exceed federal or state regulations: Gas tank monitor and the incremental difference in cost between double-walled tanks and single-walled tanks. | 2015-09-09 | 40740.47 | 100
19110 | T1 | 7-Eleven Inc | Store #36530 | 1110 Henderson St | Palacios | TX | 77465 | Matagorda | CN600240329 | RN102389905 | gas tank monitor and the incremental difference in cost between double-walled tanks and single-walled tanks. | The following property is used 100% for pollution control and is installed to meet or exceed federal or state regulations: gas tank monitor and the incremental difference in cost between double-walled tanks and single-walled tanks. | 2015-09-09 | 33252.4 | 100
19111 | T1 | 7-Eleven Inc | Store #36572 | 2606 W Ranch Rd 1431 | Kingsland | TX | 78639 | Llano | CN600240329 | RN101499424 | gas tank monitor, overfill/overspill buckets, the incremental difference in cost between double-walled piping and single-walled piping, and the incremental difference in cost between double-walled tanks and single-walled tanks. | The following property is used 100% for pollution control and is installed to meet or exceed federal or state regulations: gas tank monitor, overfill/overspill buckets, the incremental difference in cost between double-walled piping and single-walled piping, and the incremental difference in cost between double-walled tanks and single-walled tanks. | 2015-09-09 | 61725.92 | 100
19112 | T1 | 7-Eleven Inc | Store #35419 | 4239 Lemmon Ave | Dallas | TX | 75219 | Dallas | CN600240329 | RN100713338 | Gas tank monitor and the incremental difference in cost between double-walled tanks and single-walled tanks. | The following property is used 100% for pollution control and is installed to meet or exceed federal or state regulations: Gas tank monitor and the incremental difference in cost between double-walled tanks and single-walled tanks. | 2015-09-09 | 34886.07 | 100
19113 | T1 | 7-Eleven Inc | Store #35422 | 10120 E Northwest Hwy | Dallas | TX | 75238 | Dallas | CN600240329 | RN102649811 | Gas tank monitor and the incremental difference in cost between double-walled tanks and single-walled tanks. | The following property is used 100% for pollution control and is installed to meet or exceed federal or state regulations: Gas tank monitor and the incremental difference in cost between double-walled tanks and single-walled tanks. | 2015-09-09 | 78660.47 | 100
19114 | T1 | 7-Eleven Inc | Store #35424 | 8201 E Thornton Fwy | Dallas | TX | 75228 | Dallas | CN600240329 | RN100594977 | Gas tank monitor and the incremental difference in cost between double-walled tanks and single-walled tanks. | The following property is used 100% for pollution control and is installed to meet or exceed federal or state regulations: Gas tank monitor and the incremental difference in cost between double-walled tanks and single-walled tanks. | 2015-09-09 | 48585.9 | 100
19115 | T1 | 7-Eleven Inc | Store #35425 | 8302 Abrams Rd | Dallas | TX | 75243 | Dallas | CN600240329 | RN102654928 | Gas tank monitor and the incremental difference in cost between double-walled tanks and single-walled tanks. | The following property is used 100% for pollution control and is installed to meet or exceed federal or state regulations: Gas tank monitor and the incremental difference in cost between double-walled tanks and single-walled tanks. | 2015-09-09 | 82675.13 | 100
19116 | T1 | 7-Eleven Inc | Store #36532 | 201 S 14th St | Kingsville | TX | 78363 | Kleburg | CN600240329 | RN102381530 | gas tank monitor and the incremental difference in cost between double-walled tanks and single-walled tanks. | The following property is used 100% for pollution control and is installed to meet or exceed federal or state regulations: gas tank monitor and the incremental difference in cost between double-walled tanks and single-walled tanks. | 2015-09-09 | 28142.4 | 100
19117 | T1 | 7-Eleven Inc | Store #35427 | 310W Hwy 67 | Duncanville | TX | 75137 | Dallas | CN600240329 | RN105238802 | Gas tank monitor and the incremental difference in cost between double-walled tanks and single-walled tanks. | The following property is used 100% for pollution control and is installed to meet or exceed federal or state regulations: Gas tank monitor and the incremental difference in cost between double-walled tanks and single-walled tanks. | 2015-09-09 | 160927.42 | 100
19118 | T1 | 7-Eleven Inc | Store #35474 | 7567 Greenville | Dallas | TX | 75231 | Dallas | CN600240329 | RN106512817 | Gas tank monitor, the incremental difference in cost between double-walled piping and single-walled piping, the incremental difference in cost between double-walled tanks and single-walled tanks, and the incremental difference in cost between the concrete paving covering underground tanks/pipes and the other paving at the service station calculated using the difference in cost per square foot. | The following property is used 100% for pollution control and is installed to meet or exceed federal or state regulations: Gas tank monitor, the incremental difference in cost between double-walled piping and single-walled piping, the incremental difference in cost between double-walled tanks and single-walled tanks, and the incremental difference in cost between the concrete paving covering underground tanks/pipes and the other paving at the service station calculated using the difference in cost per square foot. | 2015-09-09 | 255636.61 | 100
19119 | T1 | 7-Eleven Inc | Store #35475 | 170 E. Spring Valley Road | Richardson | TX | 75081 | Dallas | CN600240329 | RN106630650 | Gas tank monitor, overfill/overspill buckets, the incremental difference in cost between double-walled tanks and single-walled tanks, the incremental difference in cost between double-walled pipes and single-walled pipes, and the incremental difference in cost between the concrete paving covering underground tanks/pipes and the other paving at the service station calculated using the difference in cost per square foot. | The following property is used 100% for pollution control and is installed to meet or exceed federal or state regulations: Gas tank monitor, overfill/overspill buckets, the incremental difference in cost between double-walled tanks and single-walled tanks, the incremental difference in cost between double-walled pipes and single-walled pipes, and the incremental difference in cost between the concrete paving covering underground tanks/pipes and the other paving at the service station calculated using the difference in cost per square foot. | 2015-09-09 | 204096.41 | 100
19120 | T1 | 7-Eleven Inc | Store #35486 | 4411 W Jefferson Blvd | Cockrell Hill | TX | 75211 | Dallas | CN600240329 | RN106494339 | Gas tank monitor, overfill/overspill buckets, the incremental difference in cost between double-walled tanks and single-walled tanks, the incremental difference in cost between double-walled pipes and single-walled pipes, and the incremental difference in cost between the concrete paving covering underground tanks/pipes and the other paving at the service station calculated using the difference in cost per square foot. | The following property is used 100% for pollution control and is installed to meet or exceed federal or state regulations: Gas tank monitor, overfill/overspill buckets, the incremental difference in cost between double-walled tanks and single-walled tanks, the incremental difference in cost between double-walled pipes and single-walled pipes, and the incremental difference in cost between the concrete paving covering underground tanks/pipes and the other paving at the service station calculated using the difference in cost per square foot. | 2015-09-09 | 393130.9 | 100
19121 | T1 | 7-Eleven Inc | Store #35769 | 100 A Hwy 80 | Forney | TX | 75126 | Kaufman | CN600240329 | RN106547235 | gas tank monitor, overfill/overspill buckets, the incremental difference in cost between double-walled piping and single-walled piping, the incremental difference in cost between double-walled tanks and single-walled tanks; and the incremental difference in cost between the concrete paving covering underground tanks/pipes and the other paving at the service station calculated using the difference in cost per square foot. | The following property is used 100% for pollution control and is installed to meet or exceed federal or state regulations: gas tank monitor, overfill/overspill buckets, the incremental difference in cost between double-walled piping and single-walled piping, the incremental difference in cost between double-walled tanks and single-walled tanks; and the incremental difference in cost between the concrete paving covering underground tanks/pipes and the other paving at the service station calculated using the difference in cost per square foot. | 2015-09-09 | 137570.24 | 100
19122 | T1 | 7-Eleven Inc | Store #32379 | 1545 W Hebron Pkwy | Carrollton | TX | 75010 | Denton | CN600240329 | RN101435071 | secondary containment monitoring equipment installed in interstitial space of double-walled tanks and double-walled piping; overfill/overspill buckets and manholes; the incremental difference in cost between double-walled tank and single-walled tank; and the incremental difference in cost between the concrete paving covering underground tanks/pipes and the other paving at the service station calculated using the difference in cost per square foot. | The following property is used 100% for pollution control and is installed to meet or exceed federal or state regulations: secondary containment monitoring equipment installed in interstitial space of double-walled tanks and double-walled piping; overfill/overspill buckets and manholes, the incremental difference in cost between double-walled tank and single-walled tank; and the incremental difference in cost between the concrete paving covering underground tanks/pipes and the other paving at the service station calculated using the difference in cost per square foot. | 2015-09-09 | 44349.55 | 100
19123 | T1 | 7-Eleven Inc | Store #34356 | 4005 Teasley Lane | Denton | TX | 76210 | Denton | CN600240329 | RN106164569 | secondary containment monitoring equipment installed in interstitial space of double-walled tanks and double-walled piping; overfill/overspill buckets and manholes; incremental difference in cost between double-walled piping and single-walled piping; incremental difference in cost between double-walled tanks and single-walled tanks; vapor recovery system; and tank probes. | Withdrawn/Returned | 2015-11-04 | 174077 | 100
19124 | T1 | 7-Eleven Inc | Store #34557 | 3700 Old Denton Road | Carrollton | TX | 75007 | Denton | CN600240329 | RN100532449 | secondary containment monitoring equipment installed in interstitial space of double-walled tanks and double-walled piping; incremental difference in cost between double-walled piping and single-walled piping; incremental difference in cost between double-walled tanks and single-walled tanks; and tank probes. | The following property is used 100% for pollution control and is installed to meet or exceed federal or state regulations: secondary containment monitoring equipment installed in interstitial space of double-walled tanks and double-walled piping; incremental difference in cost between double-walled piping and single-walled piping; incremental difference in cost between double-walled tanks and single-walled tanks; and tank probes. | 2015-09-09 | 148268.18 | 100
19125 | T1 | 7-Eleven Inc | Store #35385 | 1501 West FM 407 | Lewisville | TX | 75077 | Denton | CN600240329 | RN102651429 | secondary containment monitoring equipment installed in interstitial space of double-walled tanks and double-walled piping, and the incremental difference in cost between double-walled tanks and single-walled tanks. | The following property is used 100% for pollution control and is installed to meet or exceed federal or state regulations: secondary containment monitoring equipment installed in interstitial space of double-walled tanks and double-walled piping, and the incremental difference in cost between double-walled tanks and single-walled tanks. | 2015-09-09 | 67375.04 | 100
19126 | T1 | 7-Eleven Inc | Store #35387 | 2101 Long Prairie Rd | Flower Mound | TX | 75022 | Denton | CN600240329 | RN102659307 | secondary containment monitoring equipment installed in interstitial space of double-walled tanks and double-walled piping, and the incremental difference in cost between double-walled tanks and single-walled tanks. | The following property is used 100% for pollution control and is installed to meet or exceed federal or state regulations: secondary containment monitoring equipment installed in interstitial space of double-walled tanks and double-walled piping, and the incremental difference in cost between double-walled tanks and single-walled tanks. | 2015-09-09 | 78210.02 | 100
19127 | T1 | 7-Eleven Inc | Store #35758 | 1065 Cross Timbers Road | Flower Mound | TX | 75028 | Denton | CN600240329 | RN101572766 | secondary containment monitoring equipment installed in interstitial space of double-walled tanks and double-walled piping; gas tank probes; the incremental difference in cost between double-walled piping and single-walled piping; and the incremental difference in cost between the concrete paving covering underground tanks/pipes and the other paving at the service station calculated using the difference in cost per square foot. | The following property is used 100% for pollution control and is installed to meet or exceed federal or state regulations: secondary containment monitoring equipment installed in interstitial space of double-walled tanks and double-walled piping; gas tank probes; the incremental difference in cost between double-walled piping and single-walled piping; and the incremental difference in cost between the concrete paving covering underground tanks/pipes and the other paving at the service station calculated using the difference in cost per square foot. | 2015-09-09 | 207838.97 | 100
19128 | T1 | 7-Eleven Inc | Store #35856 | 26411 US HWY 380 E | Aubrey | TX | 76227 | Denton | CN600240329 | RN102861614 | secondary containment monitoring equipment installed in interstitial space of double-walled tanks and double-walled piping; the incremental difference in cost between double-walled tanks and single-walled tanks; the incremental difference in cost between double-walled piping and single-walled piping; and the incremental difference in cost between the concrete paving covering underground tanks/pipes and the other paving at the service station calculated using the difference in cost per square foot. | The following property is used 100% for pollution control and is installed to meet or exceed federal or state regulations: secondary containment monitoring equipment installed in interstitial space of double-walled tanks and double-walled piping; the incremental difference in cost between double-walled tanks and single-walled tanks; the incremental difference in cost between double-walled piping and single-walled piping; and the incremental difference in cost between the concrete paving covering underground tanks/pipes and the other paving at the service station calculated using the difference in cost per square foot. | 2015-09-09 | 254476.4 | 100
19129 | T1 | 7-Eleven Inc | Store #35678 | 980 NW John Jones Dr | Burleson | TX | 76028 | Johnson | CN600240329 | RN106765027 | gas tank monitor, overfill/overspill buckets, the incremental difference in cost between double-walled piping and single-walled piping, the incremental difference in cost between double-walled tanks and single-walled tanks; and the incremental difference in cost between the concrete paving covering underground tanks/pipes and the other paving at the service station calculated using the difference in cost per square foot. | The following property is used 100% for pollution control and is installed to meet or exceed federal or state regulations: gas tank monitor, overfill/overspill buckets, the incremental difference in cost between double-walled piping and single-walled piping, the incremental difference in cost between double-walled tanks and single-walled tanks; and the incremental difference in cost between the concrete paving covering underground tanks/pipes and the other paving at the service station calculated using the difference in cost per square foot. | 2015-09-09 | 319044.34 | 100
19130 | T1 | 7-Eleven Inc | Store #36544 | 7110 Eastex Fwy | Beaumont | TX | 77708 | Jefferson | CN600240329 | RN102403888 | gas tank monitor and the incremental difference in cost between double-walled tanks and single-walled tanks. | The following property is used 100% for pollution control and is installed to meet or exceed federal or state regulations: gas tank monitor and the incremental difference in cost between double-walled tanks and single-walled tanks. | 2015-09-09 | 121728.66 | 100
19131 | T1 | 7-Eleven Inc | Store #36513 | 5590 Calder Ave | Beaumont | TX | 77706 | Jefferson | CN600240329 | RN102397619 | gas tank monitor and the incremental difference in cost between double-walled tanks and single-walled tanks. | The following property is used 100% for pollution control and is installed to meet or exceed federal or state regulations: gas tank monitor and the incremental difference in cost between double-walled tanks and single-walled tanks. | 2015-09-09 | 37332.93 | 100
19132 | T1 | 7-Eleven Inc | Store #36509 | 501 Washington Blvd | Beaumont | TX | 77705 | Jefferson | CN600240329 | RN102392719 | gas tank monitor and the incremental difference in cost between double-walled tanks and single-walled tanks. | The following property is used 100% for pollution control and is installed to meet or exceed federal or state regulations: gas tank monitor and the incremental difference in cost between double-walled tanks and single-walled tanks. | 2015-09-09 | 96529.19 | 100
19133 | T1 | 7-Eleven Inc | Store #36503 | 629 S Wells St | Edna | TX | 77957 | Jackson | CN600240329 | RN102392610 | gas tank monitor and the incremental difference in cost between double-walled tanks and single-walled tanks. | The following property is used 100% for pollution control and is installed to meet or exceed federal or state regulations: gas tank monitor and the incremental difference in cost between double-walled tanks and single-walled tanks. | 2015-09-09 | 45673.77 | 100
19134 | T1 | 7-Eleven Inc | Store #35435 | 1406 Corsicana Hwy | Hillsboro | TX | 76645 | Hill | CN600240329 | RN106392608 | gas tank monitor, overfill/overspill buckets, the incremental difference in cost between double-walled piping and single-walled piping, the incremental difference in cost between double-walled tanks and single-walled tanks, and the incremental difference in cost between the concrete paving covering underground tanks/pipes and the other paving at the service station calculated using the difference in cost per square foot. | The following property is used 100% for pollution control and is installed to meet or exceed federal or state regulations: gas tank monitor, overfill/overspill buckets, the incremental difference in cost between double-walled piping and single-walled piping, the incremental difference in cost between double-walled tanks and single-walled tanks, and the incremental difference in cost between the concrete paving covering underground tanks/pipes and the other paving at the service station calculated using the difference in cost per square foot. | 2015-09-09 | 119202.03 | 100
19135 | T1 | 7-Eleven Inc | Store #35531 | 408 N Hampton Road | Dallas | TX | 75208 | Dallas | CN600240329 | RN106661424 | Gas tank monitor, overfill/overspill buckets, the incremental difference in cost between double-walled tanks and single-walled tanks, the incremental difference in cost between double-walled pipes and single-walled pipes, and the incremental difference in cost between the concrete paving covering underground tanks/pipes and the other paving at the service station calculated using the difference in cost per square foot. | The following property is used 100% for pollution control and is installed to meet or exceed federal or state regulations: Gas tank monitor, overfill/overspill buckets, the incremental difference in cost between double-walled tanks and single-walled tanks, the incremental difference in cost between double-walled pipes and single-walled pipes, and the incremental difference in cost between the concrete paving covering underground tanks/pipes and the other paving at the service station calculated using the difference in cost per square foot. | 2015-09-09 | 316426.3 | 100
19136 | T1 | 7-Eleven Inc | Store #35648 | 3020 N Hampton | Dallas | TX | 75212 | Dallas | CN600240329 | RN106512866 | Gas tank monitor, overfill/overspill buckets, the incremental difference in cost between double-walled tanks and single-walled tanks, the incremental difference in cost between double-walled pipes and single-walled pipes, and the incremental difference in cost between the concrete paving covering underground tanks/pipes and the other paving at the service station calculated using the difference in cost per square foot. | The following property is used 100% for pollution control and is installed to meet or exceed federal or state regulations: Gas tank monitor, overfill/overspill buckets, the incremental difference in cost between double-walled tanks and single-walled tanks, the incremental difference in cost between double-walled pipes and single-walled pipes, and the incremental difference in cost between the concrete paving covering underground tanks/pipes and the other paving at the service station calculated using the difference in cost per square foot. | 2015-09-09 | 335549.85 | 100
19137 | T1 | 7-Eleven Inc | Store #36552 | 1900 N Jackson Rd | Pharr | TX | 78577 | Hidalgo | CN600240329 | RN101688646 | gas tank monitor and the incremental difference in cost between double-walled tanks and single-walled tanks. | The following property is used 100% for pollution control and is installed to meet or exceed federal or state regulations: gas tank monitor and the incremental difference in cost between double-walled tanks and single-walled tanks. | 2015-09-09 | 54015.3 | 100
19138 | T1 | 7-Eleven Inc | Store #35761 | 1426 Beltline Road | Garland | TX | 75044 | Dallas | CN600240329 | RN102365590 | Gas tank monitor, overfill/overspill buckets, the incremental difference in cost between double-walled tanks and single-walled tanks, the incremental difference in cost between double-walled pipes and single-walled pipes, and the incremental difference in cost between the concrete paving covering underground tanks/pipes and the other paving at the service station calculated using the difference in cost per square foot. | The following property is used 100% for pollution control and is installed to meet or exceed federal or state regulations: Gas tank monitor, overfill/overspill buckets, the incremental difference in cost between double-walled tanks and single-walled tanks, the incremental difference in cost between double-walled pipes and single-walled pipes, and the incremental difference in cost between the concrete paving covering underground tanks/pipes and the other paving at the service station calculated using the difference in cost per square foot. | 2015-09-09 | 309238.17 | 100
19139 | T1 | 7-Eleven Inc | Store #35981 | 10811 Webb Chapel Road | Dallas | TX | 75229 | Dallas | CN600240329 | RN101449809 | Gas tank monitor, overfill/overspill buckets, gas tank probes, the incremental difference in cost between double-walled tanks and single-walled tanks, the incremental difference in cost between double-walled pipes and single-walled pipes, and the incremental difference in cost between the concrete paving covering underground tanks/pipes and the other paving at the service station calculated using the difference in cost per square foot. | The following property is used 100% for pollution control and is installed to meet or exceed federal or state regulations: Gas tank monitor, overfill/overspill buckets, gas tank probes, the incremental difference in cost between double-walled tanks and single-walled tanks, the incremental difference in cost between double-walled pipes and single-walled pipes, and the incremental difference in cost between the concrete paving covering underground tanks/pipes and the other paving at the service station calculated using the difference in cost per square foot. | 2015-09-09 | 222882.9 | 100
19140 | T1 | 7-Eleven Inc | Store #36002 | 9998 Marsh Lane | Dallas | TX | 75220 | Dallas | CN600240329 | RN102287281 | Gas tank monitor, gas tank probes, the incremental difference in cost between double-walled tanks and single-walled tanks, and the incremental difference in cost between double-walled pipes and single-walled pipes. | The following property is used 100% for pollution control and is installed to meet or exceed federal or state regulations: Gas tank monitor, gas tank probes, the incremental difference in cost between double-walled tanks and single-walled tanks, and the incremental difference in cost between double-walled pipes and single-walled pipes. | 2015-09-09 | 77482.43 | 100
19141 | T1 | 7-Eleven Inc | Store #36549 | 6313 N 23rd St | McAllen | TX | 78504 | Hidalgo | CN600240329 | RN102381381 | gas tank monitor and the incremental difference in cost between double-walled tanks and single-walled tanks. | The following property is used 100% for pollution control and is installed to meet or exceed federal or state regulations: gas tank monitor and the incremental difference in cost between double-walled tanks and single-walled tanks. | 2015-09-09 | 34454.82 | 100
19142 | T1 | 7-Eleven Inc | Store #36348 | 13995 Midway Road | Dallas | TX | 75244 | Dallas | CN600240329 | RN102478849 | Gas tank monitor, and the incremental difference in cost between double-walled tanks and single-walled tanks. | The following property is used 100% for pollution control and is installed to meet or exceed federal or state regulations: Gas tank monitor and the incremental difference in cost between double-walled tank and single-walled tank. | 2015-09-09 | 37737.5 | 100
19143 | T1 | 7-Eleven Inc | Store #36540 | 1415 E University Dr | Edinburg | TX | 78539 | Hidalgo | CN600240329 | RN102399284 | gas tank monitor and the incremental difference in cost between double-walled tanks and single-walled tanks. | The following property is used 100% for pollution control and is installed to meet or exceed federal or state regulations: gas tank monitor and the incremental difference in cost between double-walled tanks and single-walled tanks. | 2015-09-09 | 109458.49 | 100
19144 | T1 | 7-Eleven Inc | Store #36514 | 1600 S 23rd St | McAllen | TX | 78503 | Hidalgo | CN600240329 | RN102391356 | gas tank monitor and the incremental difference in cost between double-walled tanks and single-walled tanks. | The following property is used 100% for pollution control and is installed to meet or exceed federal or state regulations: gas tank monitor and the incremental difference in cost between double-walled tanks and single-walled tanks. | 2015-09-09 | 66589.39 | 100
19145 | T1 | 7-Eleven Inc | Store #36529 | 822 W US Hwy 83 | San Juan | TX | 78589 | Hidalgo | CN600240329 | RN102391786 | gas tank monitor and the incremental difference in cost between double-walled tanks and single-walled tanks. | The following property is used 100% for pollution control and is installed to meet or exceed federal or state regulations: gas tank monitor and the incremental difference in cost between double-walled tanks and single-walled tanks. | 2015-09-09 | 102272.07 | 100
19146 | T1 | 7-Eleven Inc | Store #36538 | 1600 N Bicentennial Blvd | McAllen | TX | 78501 | Hidalgo | CN600240329 | RN102392735 | gas tank monitor and the incremental difference in cost between double-walled tanks and single-walled tanks. | The following property is used 100% for pollution control and is installed to meet or exceed federal or state regulations: gas tank monitor and the incremental difference in cost between double-walled tanks and single-walled tanks. | 2015-09-09 | 48389.39 | 100
19147 | T1 | 7-Eleven Inc | Store #36524 | 300 E Expy 83 | Mercedes | TX | 78570 | Hidalgo | CN600240329 | RN102382363 | gas tank monitor and the incremental difference in cost between double-walled tanks and single-walled tanks. | The following property is used 100% for pollution control and is installed to meet or exceed federal or state regulations: gas tank monitor and the incremental difference in cost between double-walled tanks and single-walled tanks. | 2015-09-09 | 91902.4 | 100
19148 | T1 | 7-Eleven Inc | Store #35881 | 22553 IH 35 | Kyle | TX | 78640 | Hays | CN600240329 | RN106601784 | gas tank monitor, overfill/overspill buckets, the incremental difference in cost between double-walled piping and single-walled piping, the incremental difference in cost between double-walled tanks and single-walled tanks, and the incremental difference in cost between the concrete paving covering underground tanks/pipes and the other paving at the service station calculated using the difference in cost per square foot. | The following property is used 100% for pollution control and is installed to meet or exceed federal or state regulations: gas tank monitor, overfill/overspill buckets, the incremental difference in cost between double-walled piping and single-walled piping, the incremental difference in cost between double-walled tanks and single-walled tanks, and the incremental difference in cost between the concrete paving covering underground tanks/pipes and the other paving at the service station calculated using the difference in cost per square foot. | 2015-09-09 | 138904.52 | 100
19149 | T1 | 7-Eleven Inc | Store #35803 | 1004 IH 35 | San Marcos | TX | 78666 | Hays | CN600240329 | RN102398633 | gas tank monitors, tank probes, the incremental difference in cost between double-walled piping and single-walled piping, and the incremental difference in cost between double-walled tanks and single-walled tanks. | The following property is used 100% for pollution control and is installed to meet or exceed federal or state regulations: gas tank monitors, tank probes, the incremental difference in cost between double-walled piping and single-walled piping, and the incremental difference in cost between double-walled tanks and single-walled tanks. | 2015-09-09 | 64031.43 | 100
19150 | T1 | 7-Eleven Inc | Store 36579 | 18555 Tomball Pkwy | Houston | TX | 77070 | Harris | CN600240329 | RN102485596 | gas tank monitor and the incremental difference in cost between double-walled tanks and single-walled tanks. | The following property is used 100% for pollution control and is installed to meet or exceed federal or state regulations: gas tank monitor and the incremental difference in cost between double-walled tanks and single-walled tanks. | 2015-09-09 | 86468.88 | 100
19151 | T1 | 7-Eleven Inc | Store #36279 | 500 N Hwy 123 Byp | Seguin | TX | 78155 | Guadalupe | CN600240329 | RN102462686 | gas tank monitors, the incremental difference in cost between double-walled piping and single-walled piping, and the incremental difference in cost between double-walled tanks and single-walled tanks. | The following property is used 100% for pollution control and is installed to meet or exceed federal or state regulations: gas tank monitors, tank probes, the incremental difference in cost between double-walled piping and single-walled piping, and the incremental difference in cost between double-walled tanks and single-walled tanks. | 2015-09-09 | 37109.67 | 100
19152 | T1 | 7-Eleven Inc | Store #35802 | 900 Roy Richard Rd | Schertz | TX | 78154 | Guadalupe | CN600240329 | RN102404902 | overfill/overspill buckets and the incremental difference in cost between double-walled tanks and single-walled tanks. | The following property is used 100% for pollution control and is installed to meet or exceed federal or state regulations: overfill/overspill buckets and the incremental difference in cost between double-walled tanks and single-walled tanks. | 2015-09-09 | 52588.77 | 100
19153 | T1 | 7-Eleven Inc | Store #36523 | 5700 New Territory Blvd | Sugar Land | TX | 77479 | Fort Bend | CN600240329 | RN102388956 | gas tank monitor and the incremental difference in cost between double-walled tanks and single-walled tanks. | The following property is used 100% for pollution control and is installed to meet or exceed federal or state regulations: gas tank monitor and the incremental difference in cost between double-walled tanks and single-walled tanks. | 2015-09-09 | 91532.4 | 100
19154 | T1 | 7-Eleven Inc | Store #37118 | 1516 E McKinney St | Denton | TX | 76209 | Denton | CN600240329 | RN101435006 | gas tank monitors, the incremental difference in cost between double-walled piping and single-walled piping, and the incremental difference in cost between double-walled tanks and single-walled tanks. | The following property is used 100% for pollution control and is installed to meet or exceed federal or state regulations: gas tank monitors, the incremental difference in cost between double-walled piping and single-walled piping, and the incremental difference in cost between double-walled tanks and single-walled tanks. | 2015-09-09 | 41890.34 | 100
19155 | T1 | 7-Eleven Inc | Store #37084 | 915 Ft Worth Dr | Denton | TX | 76205 | Denton | CN600240329 | RN100790567 | gas tank monitor. | The following property is used 100% for pollution control and is installed to meet or exceed federal or state regulations: gas tank monitor. | 2015-09-09 | 17313.7 | 100
19156 | T1 | 7-Eleven Inc | Store #35376 | 5801 Woodway Dr | Woodway | TX | 76712 | McLennan | CN600240329 | RN106329998 | gas tank monitors, overfill/overspill buckets, the incremental difference in cost between double-walled piping and single-walled piping, and the incremental difference in cost between double-walled tanks and single-walled tanks. | The following property is used 100% for pollution control and is installed to meet or exceed federal or state regulations: gas tank monitors, overfill/overspill buckets, the incremental difference in cost between double-walled piping and single-walled piping, and the incremental difference in cost between double-walled tanks and single-walled tanks. | 2015-09-09 | 49658.09 | 100
19157 | T1 | 7-Eleven Inc | Store #35855 | 2600 La Salle Ave | Waco | TX | 76706 | McLennan | CN600240329 | RN100526813 | gas tank monitor, the incremental difference in cost between double-walled piping and single-walled piping, the incremental difference in cost between double-walled tanks and single-walled tanks, and the incremental difference in cost between the concrete paving covering underground tanks/pipes and the other paving at the service station calculated using the difference in cost per square foot. | The following property is used 100% for pollution control and is installed to meet or exceed federal or state regulations: gas tank monitor, the incremental difference in cost between double-walled piping and single-walled piping, the incremental difference in cost between double-walled tanks and single-walled tanks, and the incremental difference in cost between the concrete paving covering underground tanks/pipes and the other paving at the service station calculated using the difference in cost per square foot. | 2015-09-09 | 280720.86 | 100
19158 | T1 | 7-Eleven Inc | Store #36105 | 4511 IH 35 | Lacy Lakeview | TX | 76705 | McLennan | CN600240329 | RN106566664 | gas tank monitor, overfill/overspill buckets, the incremental difference in cost between double-walled piping and single-walled piping, the incremental difference in cost between double-walled tanks and single-walled tanks; and the incremental difference in cost between the concrete paving covering underground tanks/pipes and the other paving at the service station calculated using the difference in cost per square foot. | The following property is used 100% for pollution control and is installed to meet or exceed federal or state regulations: gas tank monitor, overfill/overspill buckets, the incremental difference in cost between double-walled piping and single-walled piping, the incremental difference in cost between double-walled tanks and single-walled tanks; and the incremental difference in cost between the concrete paving covering underground tanks/pipes and the other paving at the service station calculated using the difference in cost per square foot. | 2015-09-09 | 335949.17 | 100
19159 | T1 | 7-Eleven Inc | Store #36511 | 527 Hwy 87 S | Orange | TX | 77630 | Orange | CN600240329 | RN102173341 | gas tank monitor and the incremental difference in cost between double-walled tanks and single-walled tanks. | The following property is used 100% for pollution control and is installed to meet or exceed federal or state regulations: gas tank monitor and the incremental difference in cost between double-walled tanks and single-walled tanks. | 2015-09-09 | 39228.66 | 100
19160 | T1 | 7-Eleven Inc | Store #34353 | 3520 Horizon Rd | Rockwall | TX | 75032 | Rockwall | CN600240329 | RN106069529 | gas tank monitor, tank probes, overfill/overspill buckets, the incremental difference in cost between double-walled piping and single-walled piping, the incremental difference in cost between double-walled tanks and single-walled tanks; and the incremental difference in cost between the concrete paving covering underground tanks/pipes and the other paving at the service station calculated using the difference in cost per square foot. | The following property is used 100% for pollution control and is installed to meet or exceed federal or state regulations: gas tank monitor, tank probes, overfill/overspill buckets, the incremental difference in cost between double-walled piping and single-walled piping, the incremental difference in cost between double-walled tanks and single-walled tanks; and the incremental difference in cost between the concrete paving covering underground tanks/pipes and the other paving at the service station calculated using the difference in cost per square foot. | 2015-09-09 | 135257.17 | 100
19161 | T1 | 7-Eleven Inc | Store #35677 | 1815 S Goliad St | Rockwall | TX | 75087 | Rockwall | CN600240329 | RN106548639 | gas tank monitor, overfill/overspill buckets, the incremental difference in cost between double-walled piping and single-walled piping, the incremental difference in cost between double-walled tanks and single-walled tanks; and the incremental difference in cost between the concrete paving covering underground tanks/pipes and the other paving at the service station calculated using the difference in cost per square foot. | The following property is used 100% for pollution control and is installed to meet or exceed federal or state regulations: gas tank monitor, overfill/overspill buckets, the incremental difference in cost between double-walled piping and single-walled piping, the incremental difference in cost between double-walled tanks and single-walled tanks; and the incremental difference in cost between the concrete paving covering underground tanks/pipes and the other paving at the service station calculated using the difference in cost per square foot. | 2015-09-09 | 302125.74 | 100
19162 | T1 | 7-Eleven Inc | Store #36314 | 8300 S. Stemmons Fwy | Hickory Creek | TX | 75065 | Denton | CN600240329 | RN102493509 | secondary containment monitoring equipment installed in interstitial space of double-walled tanks and double-walled piping; incremental difference in cost between double-walled piping and single-walled piping; and the incremental difference in cost between double-walled tanks and single-walled tanks. | The following property is used 100% for pollution control and is installed to meet or exceed federal or state regulations: secondary containment monitoring equipment installed in interstitial space of double-walled tanks and double-walled piping; incremental difference in cost between double-walled piping and single-walled piping; and the incremental difference in cost between double-walled tanks and single-walled tanks. | 2015-09-09 | 80708.9 | 100
19163 | T1 | 7-Eleven Inc | Store #36315 | 3700 Long Prairie Rd | Flower Mound | TX | 75028 | Denton | CN600240329 | RN102492998 | secondary containment monitoring equipment installed in interstitial space of double-walled tanks and double-walled piping; overfill/overspill buckets; incremental difference in cost between double-walled piping and single-walled piping; and the incremental difference in cost between double-walled tanks and single-walled tanks. | The following property is used 100% for pollution control and is installed to meet or exceed federal or state regulations: secondary containment monitoring equipment installed in interstitial space of double-walled tanks and double-walled piping; overfill/overspill buckets; incremental difference in cost between double-walled piping and single-walled piping; and the incremental difference in cost between double-walled tanks and single-walled tanks. | 2015-09-09 | 82544.69 | 100
19164 | T1 | 7-Eleven Inc | Store #36356 | 4210 N Josey Ln | Carrollton | TX | 75010 | Denton | CN600240329 | RN100574995 | secondary containment monitoring equipment installed in interstitial space of double-walled tanks and double-walled piping and the incremental difference in cost between double-walled tanks and single-walled tanks. | The following property is used 100% for pollution control and is installed to meet or exceed federal or state regulations: secondary containment monitoring equipment installed in interstitial space of double-walled tanks and double-walled piping and the incremental difference in cost between double-walled tanks and single-walled tanks. | 2015-09-09 | 30511.62 | 100
19165 | T1 | 7-Eleven Inc | Store #36673 | 1280 S Loop 288 | Denton | TX | 76205 | Denton | CN600240329 | RN106577158 | secondary containment monitoring equipment installed in interstitial space of double-walled tanks and double-walled piping; the incremental difference in cost between double-walled tanks and single-walled tanks; the incremental difference in cost between double-walled piping and single-walled piping; overfill/overspill buckets; and the incremental difference in cost between the concrete paving covering underground tanks/pipes and the other paving at the service station calculated using the difference in cost per square foot. | The following property is used 100% for pollution control and is installed to meet or exceed federal or state regulations: secondary containment monitoring equipment installed in interstitial space of double-walled tanks and double-walled piping; the incremental difference in cost between double-walled tanks and single-walled tanks; the incremental difference in cost between double-walled piping and single-walled piping; overfill/overspill buckets; and the incremental difference in cost between the concrete paving covering underground tanks/pipes and the other paving at the service station calculated using the difference in cost per square foot. | 2015-09-09 | 124664.64 | 100
19166 | T1 | 7-Eleven Inc | Store #35996 | 1701 State Highway 276 | Rockwall | TX | 75032 | Rockwall | CN600240329 | RN106548373 | gas tank monitor, overfill/overspill buckets, the incremental difference in cost between double-walled piping and single-walled piping, the incremental difference in cost between double-walled tanks and single-walled tanks, and the incremental difference in cost between the concrete paving covering underground tanks/pipes and the other paving at the service station calculated using the difference in cost per square foot. | The following property is used 100% for pollution control and is installed to meet or exceed federal or state regulations: gas tank monitor, overfill/overspill buckets, the incremental difference in cost between double-walled piping and single-walled piping, the incremental difference in cost between double-walled tanks and single-walled tanks; and the incremental difference in cost between the concrete paving covering underground tanks/pipes and the other paving at the service station calculated using the difference in cost per square foot. | 2015-09-09 | 318997.78 | 100
19167 | T1 | 7-Eleven Inc | Store #36537 | 1201 Wildcat Dr | Portland | TX | 78374 | San Patricio | CN600240329 | RN100528777 | gas tank monitor and the incremental difference in cost between double-walled tanks and single-walled tanks. | The following property is used 100% for pollution control and is installed to meet or exceed federal or state regulations: gas tank monitor and the incremental difference in cost between double-walled tanks and single-walled tanks. | 2015-09-09 | 88251.4 | 100
19168 | T1 | 7-Eleven Inc | Store #36325 | 8540 I-30 | Fort Worth | TX | 76108 | Tarrant | CN600240329 | RN103050431 | Gas tank monitor, overfill/overspill buckets, and the incremental difference in cost between double-walled tanks and single-walled tanks. | The following property is used 100% for pollution control and is installed to meet or exceed federal or state regulations: Gas tank monitor, overfill/overspill buckets, and the incremental difference in cost between double-walled tanks and single-walled tanks. | 2015-09-09 | 31989.51 | 100
19169 | T1 | 7-Eleven Inc | Store #36324 | 6116 Lake Worth Boulevard | Fort Worth | TX | 76135 | Tarrant | CN600240329 | RN100716232 | Gas tank monitor, overfill/overspill buckets, and the incremental difference in cost between double-walled tanks and single-walled tanks. | The following property is used 100% for pollution control and is installed to meet or exceed federal or state regulations: Gas tank monitor, overfill/overspill buckets, and the incremental difference in cost between double-walled tanks and single-walled tanks. | 2015-09-09 | 32406.69 | 100
19170 | T1 | 7-Eleven Inc | Store #33683 | 1425 S Collins St | Arlington | TX | 76010 | Tarrant | CN600240329 | RN105106959 | gas tank monitor, overfill/overspill manhole, automatic leak detectors, the incremental difference in cost between double-walled tanks and single-walled tanks; and the incremental difference in cost between the concrete paving covering underground tanks/pipes and the other paving at the service station calculated using the difference in cost per square foot. | The following property is used 100% for pollution control and is installed to meet or exceed federal or state regulations: gas tank monitor, overfill/overspill manhole, automatic leak detectors, the incremental difference in cost between double-walled tanks and single-walled tanks; and the incremental difference in cost between the concrete paving covering underground tanks/pipes and the other paving at the service station calculated using the difference in cost per square foot. | 2015-09-09 | 49673.44 | 100
19171 | T1 | 7-Eleven Inc | Store #36323 | 9401 White Settlement Road | Fort Worth | TX | 76108 | Tarrant | CN600240329 | RN102288446 | Gas tank monitor and the incremental difference in cost between double-walled tanks and single-walled tanks. | The following property is used 100% for pollution control and is installed to meet or exceed federal or state regulations: Gas tank monitor and the incremental difference in cost between double-walled tanks and single-walled tanks. | 2015-09-09 | 23773.3 | 100
19172 | T1 | 7-Eleven Inc | Store #36322 | 13351 South Freeway | Burleson | TX | 76028 | Tarrant | CN600240329 | RN102546678 | Gas tank monitor, overfill/overspill buckets, the incremental difference in cost between double-walled tanks and single-walled tanks, and the incremental difference in cost between double-walled piping and single-walled piping. | The following property is used 100% for pollution control and is installed to meet or exceed federal or state regulations: Gas tank monitor, overfill/overspill buckets, the incremental difference in cost between double-walled tanks and single-walled tanks, and the incremental difference in cost between double-walled piping and single-walled piping. | 2015-09-09 | 17208.75 | 100
19173 | T1 | 7-Eleven Inc | Store #36320 | 1400 Eastchase Parkway | Fort Worth | TX | 76120 | Tarrant | CN600240329 | RN102482098 | Gas tank monitor and the incremental difference in cost between double-walled tanks and single-walled tanks. | The following property is used 100% for pollution control and is installed to meet or exceed federal or state regulations: Gas tank monitor and the incremental difference in cost between double-walled tanks and single-walled tanks. | 2015-09-09 | 63805.36 | 100
19174 | T1 | 7-Eleven Inc | Store #33689 | 3505 Heritage Trace Pkwy | Fort Worth | TX | 76244 | Tarrant | CN600240329 | RN105099121 | gas tank monitor, overfill/overspill manhole, automatic leak detectors, drop tubes, the incremental difference in cost between double-walled tanks and single-walled tanks; and the incremental difference in cost between the concrete paving covering underground tanks/pipes and the other paving at the service station calculated using the difference in cost per square foot. | The following property is used 100% for pollution control and is installed to meet or exceed federal or state regulations: gas tank monitor, overfill/overspill manhole, automatic leak detectors, drop tubes, the incremental difference in cost between double-walled tanks and single-walled tanks; and the incremental difference in cost between the concrete paving covering underground tanks/pipes and the other paving at the service station calculated using the difference in cost per square foot. | 2015-09-09 | 146149.26 | 100
19175 | T1 | 7-Eleven Inc | Store #36318 | 3915 Great Southwest Parkway | Grand Prairie | TX | 75052 | Tarrant | CN600240329 | RN102320421 | Gas tank monitor and the incremental difference in cost between double-walled tanks and single-walled tanks. | The following property is used 100% for pollution control and is installed to meet or exceed federal or state regulations: Gas tank monitor and the incremental difference in cost between double-walled tanks and single-walled tanks. | 2015-09-09 | 18622.08 | 100
19176 | T1 | 7-Eleven Inc | Store #36316 | 101 E Highway 114 | Grapevine | TX | 76092 | Tarrant | CN600240329 | RN103050241 | Gas tank monitor and the incremental difference in cost between double-walled tanks and single-walled tanks. | The following property is used 100% for pollution control and is installed to meet or exceed federal or state regulations: Gas tank monitor and the incremental difference in cost between double-walled tanks and single-walled tanks. | 2015-09-09 | 62969.03 | 100
19177 | T1 | 7-Eleven Inc | Store #36312 | 2101 East Lamar Boulevard | Arlington | TX | 76006 | Tarrant | CN600240329 | RN102456191 | Gas tank monitor and the incremental difference in cost between a double-walled tank and a single-walled tank. | The following property is used 100% for pollution control and is installed to meet or exceed federal or state regulations: Gas tank monitor and the incremental difference in cost between double-walled tank and single-walled tank. | 2015-09-09 | 35479.17 | 100
19178 | T1 | 7-Eleven Inc | Store #36311 | 1920 N Collins Street | Arlington | TX | 76011 | Tarrant | CN600240329 | RN101473213 | Gas tank monitor and the incremental difference in cost between double-walled tanks and single-walled tanks. | The following property is used 100% for pollution control and is installed to meet or exceed federal or state regulations: Gas tank monitor and the incremental difference in cost between double-walled tanks and single-walled tanks. | 2015-09-09 | 17711.17 | 100
19179 | T1 | 7-Eleven Inc | Store #36095 | 3300 Vaughn Boulevard | Fort Worth | TX | 76119 | Tarrant | CN600240329 | RN106547185 | Gas tank monitor, overfill/overspill buckets, the incremental difference in cost between double-walled tanks and single-walled tanks, the incremental difference in cost between double-walled pipes and single-walled pipes, and the incremental difference in cost between the concrete paving covering underground tanks/pipes and the other paving at the service station calculated using the difference in cost per square foot. | The following property is used 100% for pollution control and is installed to meet or exceed federal or state regulations: Gas tank monitor, overfill/overspill buckets, the incremental difference in cost between double-walled tanks and single-walled tanks, the incremental difference in cost between double-walled pipes and single-walled pipes, and the incremental difference in cost between the concrete paving covering underground tanks/pipes and the other paving at the service station calculated using the difference in cost per square foot. | 2015-09-09 | 286886.34 | 100
19180 | T1 | 7-Eleven Inc | Store #33696 | 8127 S Cooper St | Arlington | TX | 76001 | Tarrant | CN600240329 | RN105115356 | overfill/overspill manhole, tank probes, liquid sensors, automatic leak detectors, overfill/overspill buckets, the incremental difference in cost between double-walled piping and single-walled piping, the incremental difference in cost between double-walled tanks and single-walled tanks; and the incremental difference in cost between the concrete paving covering underground tanks/pipes and the other paving at the service station calculated using the difference in cost per square foot. | The following property is used 100% for pollution control and is installed to meet or exceed federal or state regulations: overfill/overspill manhole, tank probes, liquid sensors, automatic leak detectors, overfill/overspill buckets, the incremental difference in cost between double-walled piping and single-walled piping, the incremental difference in cost between double-walled tanks and single-walled tanks; and the incremental difference in cost between the concrete paving covering underground tanks/pipes and the other paving at the service station calculated using the difference in cost per square foot. | 2015-09-09 | 136345.34 | 100
19181 | T1 | 7-Eleven Inc | Store #36558 | 200A Highway 290 E | Elgin | TX | 78621 | Bastrop | CN600240329 | RN101493211 | secondary containment monitoring equipment installed in interstitial space of double-walled tanks and double-walled piping and the incremental difference in cost between double-walled tanks and single-walled tanks. | The following property is used 100% for pollution control and is installed to meet or exceed federal or state regulations: secondary containment monitoring equipment installed in interstitial space of double-walled tanks and double-walled piping and the incremental difference in cost between double-walled tanks and single-walled tanks. | 2015-09-09 | 51618.75 | 100
19182 | T1 | 7-Eleven Inc | Store #34091 | 2026 S Cherry Ln | Fort Worth | TX | 76108 | Tarrant | CN600240329 | RN102229929 | gas tank monitor, automatic leak detectors, overfill/overspill buckets, the incremental difference in cost between double-walled piping and single-walled piping, and the incremental difference in cost between double-walled tanks and single-walled tanks. | The following property is used 100% for pollution control and is installed to meet or exceed federal or state regulations: gas tank monitor, automatic leak detectors, overfill/overspill buckets, the incremental difference in cost between double-walled piping and single-walled piping, and the incremental difference in cost between double-walled tanks and single-walled tanks. | 2015-09-09 | 91239.84 | 100
19183 | T1 | 7-Eleven Inc | Store #24864 | 4315 W Adams | Temple | TX | 76504 | Bell | CN600240329 | RN102038015 | gas overfill/overspill protection installed at pumps and dispensers, and backflow preventer valve that prevents overfilling of underground storage tanks. | The following property is used 100% for pollution control and is installed to meet or exceed federal or state regulations: gas overfill/overspill protection installed at pumps and dispensers, and backflow preventer valve that prevents overfilling of underground storage tanks. | 2015-09-09 | 6570 | 100
19184 | T1 | 7-Eleven Inc | Store #35790 | 4110 S 31st St | Temple | TX | 76502 | Bell | CN600240329 | RN102410552 | secondary containment monitoring equipment installed in interstitial space of double-walled tanks and double-walled piping; the incremental difference in cost between double-walled tanks and single-walled tanks; and gas tank probes. | The following property is used 100% for pollution control and is installed to meet or exceed federal or state regulations: secondary containment monitoring equipment installed in interstitial space of double-walled tanks and double-walled piping; the incremental difference in cost between double-walled tanks and single-walled tanks; and gas tank probes. | 2015-09-09 | 75278.1 | 100
19185 | T1 | 7-Eleven Inc | Store #35809 | 1350 E FM 2410 Rd | Harker Heights | TX | 76548 | Bell | CN600240329 | RN102392511 | secondary containment monitoring equipment installed in interstitial space of double-walled tanks and double-walled piping; the incremental difference in cost between double-walled tanks and single-walled tanks; the incremental difference in cost between double-walled piping and single-walled piping; gas overfill/overspill buckets; and gas tank probes. | The following property is used 100% for pollution control and is installed to meet or exceed federal or state regulations: secondary containment monitoring equipment installed in interstitial space of double-walled tanks and double-walled piping; the incremental difference in cost between double-walled tanks and single-walled tanks; the incremental difference in cost between double-walled piping and single-walled piping; gas overfill/overspill buckets; and gas tank probes. | 2015-09-09 | 40843.06 | 100
19186 | T1 | 7-Eleven Inc | Store #36805 | 3600 S Clear Creek Road | Killeen | TX | 76549 | Bell | CN600240329 | RN106577182 | secondary containment monitoring equipment installed in interstitial space of double-walled tanks and double-walled piping; the incremental difference in cost between double-walled tanks and single-walled tanks; overfill/overspill buckets; and the incremental difference in cost between the concrete paving covering underground tanks/pipes and the other paving at the service station calculated using the difference in cost per square foot. | The following property is used 100% for pollution control and is installed to meet or exceed federal or state regulations: secondary containment monitoring equipment installed in interstitial space of double-walled tanks and double-walled piping; the incremental difference in cost between double-walled tanks and single-walled tanks; overfill/overspill buckets; and the incremental difference in cost between the concrete paving covering underground tanks/pipes and the other paving at the service station calculated using the difference in cost per square foot. | 2015-09-09 | 326800.44 | 100
19187 | T1 | 7-Eleven Inc | Store #35804 | 9084 FM 78 | Converse | TX | 78109 | Bexar | CN600240329 | RN102399060 | secondary containment monitoring equipment installed in interstitial space of double-walled tanks and double-walled piping; the incremental difference in cost between double-walled tanks and single-walled tanks; overfill/overspill buckets; and gas tank probes. | The following property is used 100% for pollution control and is installed to meet or exceed federal or state regulations: secondary containment monitoring equipment installed in interstitial space of double-walled tanks and double-walled piping; the incremental difference in cost between double-walled tanks and single-walled tanks; overfill/overspill buckets; and gas tank probes. | 2015-09-09 | 65510.95 | 100
19188 | T1 | 7-Eleven Inc | Store #36254 | 3100 Pat Booker Rd | Universal City | TX | 78148 | Bexar | CN600240329 | RN102491404 | secondary containment monitoring equipment installed in interstitial space of double-walled tanks and double-walled piping and the incremental difference in cost between double-walled tanks and single-walled tanks. | The following property is used 100% for pollution control and is installed to meet or exceed federal or state regulations: secondary containment monitoring equipment installed in interstitial space of double-walled tanks and double-walled piping and the incremental difference in cost between double-walled tanks and single-walled tanks. | 2015-09-09 | 34544.62 | 100
19189 | T1 | 7-Eleven Inc | Store #36255 | 5203 Dezavala Rd | San Antonio | TX | 78249 | Bexar | CN600240329 | RN102462751 | secondary containment monitoring equipment installed in interstitial space of double-walled tanks and double-walled piping and the incremental difference in cost between double-walled tanks and single-walled tanks. | The following property is used 100% for pollution control and is installed to meet or exceed federal or state regulations: secondary containment monitoring equipment installed in interstitial space of double-walled tanks and double-walled piping and the incremental difference in cost between double-walled tanks and single-walled tanks. | 2015-09-09 | 79598.04 | 100
19190 | T1 | 7-Eleven Inc | Store #36258 | 7655 Jones Maltsberger Rd | San Antonio | TX | 78216 | Bexar | CN600240329 | RN102467206 | secondary containment monitoring equipment installed in interstitial space of double-walled tanks and double-walled piping; the incremental difference in cost between double-walled tanks and single-walled tanks; the incremental difference in cost between double-walled piping and single-walled piping; and overfill/overspill buckets. | The following property is used 100% for pollution control and is installed to meet or exceed federal or state regulations: secondary containment monitoring equipment installed in interstitial space of double-walled tanks and double-walled piping; the incremental difference in cost between double-walled tanks and single-walled tanks; the incremental difference in cost between double-walled piping and single-walled piping; and overfill/overspill buckets. | 2015-09-09 | 59205.45 | 100
19191 | T1 | 7-Eleven Inc | Store #36260 | 4938 Fredericksburg Rd | San Antonio | TX | 78229 | Bexar | CN600240329 | RN102463015 | secondary containment monitoring equipment installed in interstitial space of double-walled tanks and double-walled piping and the incremental difference in cost between double-walled tanks and single-walled tanks. | The following property is used 100% for pollution control and is installed to meet or exceed federal or state regulations: secondary containment monitoring equipment installed in interstitial space of double-walled tanks and double-walled piping and the incremental difference in cost between double-walled tanks and single-walled tanks. | 2015-09-09 | 53818.08 | 100
19192 | T1 | 7-Eleven Inc | Store #36277 | 1202 NE Loop 410 | San Antonio | TX | 78209 | Bexar | CN600240329 | RN100524511 | secondary containment monitoring equipment installed in interstitial space of double-walled tanks and double-walled piping and the incremental difference in cost between double-walled tanks and single-walled tanks. | The following property is used 100% for pollution control and is installed to meet or exceed federal or state regulations: secondary containment monitoring equipment installed in interstitial space of double-walled tanks and double-walled piping and the incremental difference in cost between double-walled tanks and single-walled tanks. | 2015-09-09 | 70214.97 | 100
19193 | T1 | 7-Eleven Inc | Store #36278 | 298 W Bitters Rd | San Antonio | TX | 78216 | Bexar | CN600240329 | RN102455953 | secondary containment monitoring equipment installed in interstitial space of double-walled tanks and double-walled piping and the incremental difference in cost between double-walled tanks and single-walled tanks. | The following property is used 100% for pollution control and is installed to meet or exceed federal or state regulations: secondary containment monitoring equipment installed in interstitial space of double-walled tanks and double-walled piping and the incremental difference in cost between double-walled tanks and single-walled tanks. | 2015-09-09 | 74484.62 | 100
19194 | T1 | 7-Eleven Inc | Store #34092 | 7490 Oakmont Blvd | Fort Worth | TX | 76132 | Tarrant | CN600240329 | RN102781101 | gas tank monitors, tank probes, overfill/overspill buckets, the incremental difference in cost between double-walled piping and single-walled piping, and the incremental difference in cost between double-walled tanks and single-walled tanks. | The following property is used 100% for pollution control and is installed to meet or exceed federal or state regulations: gas tank monitors, tank probes, overfill/overspill buckets, the incremental difference in cost between double-walled piping and single-walled piping, and the incremental difference in cost between double-walled tanks and single-walled tanks. | 2015-09-09 | 89102.84 | 100
19195 | T1 | 7-Eleven Inc | Store #34095 | 2551 Meacham Blvd | Fort Worth | TX | 76111 | Tarrant | CN600240329 | RN102795143 | gas tank monitors, tank probes, drop tubes, overfill/overspill buckets, the incremental difference in cost between double-walled piping and single-walled piping, and the incremental difference in cost between double-walled tanks and single-walled tanks. | The following property is used 100% for pollution control and is installed to meet or exceed federal or state regulations: gas tank monitors, tank probes, drop tubes, overfill/overspill buckets, the incremental difference in cost between double-walled piping and single-walled piping, and the incremental difference in cost between double-walled tanks and single-walled tanks. | 2015-09-09 | 109521.06 | 100
19196 | T1 | 7-Eleven Inc | Store #34097 | 1401 Eastchase Pkwy | Fort Worth | TX | 76112 | Tarrant | CN600240329 | RN102158920 | gas tank monitors, drop tubes, overfill/overspill buckets, the incremental difference in cost between double-walled piping and single-walled piping, and the incremental difference in cost between double-walled tanks and single-walled tanks. | The following property is used 100% for pollution control and is installed to meet or exceed federal or state regulations: gas tank monitors, drop tubes, overfill/overspill buckets, the incremental difference in cost between double-walled piping and single-walled piping, and the incremental difference in cost between double-walled tanks and single-walled tanks. | 2015-09-09 | 116196.03 | 100
19197 | T1 | 7-Eleven Inc | Store #36031 | 4401 Golden Triangle Boulevard | Fort Worth | TX | 76244 | Tarrant | CN600240329 | RN106547300 | Gas tank monitor, overfill/overspill buckets, the incremental difference in cost between double-walled tanks and single-walled tanks, the incremental difference in cost between double-walled pipes and single-walled pipes, and the incremental difference in cost between the concrete paving covering underground tanks/pipes and the other paving at the service station calculated using the difference in cost per square foot. | The following property is used 100% for pollution control and is installed to meet or exceed federal or state regulations: Gas tank monitor, overfill/overspill buckets, the incremental difference in cost between double-walled tanks and single-walled tanks, the incremental difference in cost between double-walled pipes and single-walled pipes, and the incremental difference in cost between the concrete paving covering underground tanks/pipes and the other paving at the service station calculated using the difference in cost per square foot. | 2015-09-09 | 280811.13 | 100
19198 | T1 | 7-Eleven Inc | Store #36014 | 1700 State Highway 26 | Grapevine | TX | 76051 | Tarrant | CN600240329 | RN102560067 | Gas tank monitor, overfill/overspill buckets, the incremental difference in cost between double-walled tanks and single-walled tanks, the incremental difference in cost between double-walled pipes and single-walled pipes, and the incremental difference in cost between the concrete paving covering underground tanks/pipes and the other paving at the service station calculated using the difference in cost per square foot. | The following property is used 100% for pollution control and is installed to meet or exceed federal or state regulations: Gas tank monitor, overfill/overspill buckets, the incremental difference in cost between double-walled tanks and single-walled tanks, the incremental difference in cost between double-walled pipes and single-walled pipes, and the incremental difference in cost between the concrete paving covering underground tanks/pipes and the other paving at the service station calculated using the difference in cost per square foot. | 2015-09-09 | 313336.74 | 100
19199 | T1 | 7-Eleven Inc | Store #34100 | 100 E IH 20 | Arlington | TX | 76018 | Tarrant | CN600240329 | RN102144235 | gas tank monitor, overfill/overspill manhole, and the incremental difference in cost between double-walled tanks and single-walled tanks. | The following property is used 100% for pollution control and is installed to meet or exceed federal or state regulations: gas tank monitor, overfill/overspill manhole, and the incremental difference in cost between double-walled tanks and single-walled tanks. | 2015-09-09 | 82340.18 | 100
19200 | T1 | 7-Eleven Inc | Store #35993 | 140 McPherson Boulevard | Fort Worth | TX | 76102 | Tarrant | CN600240329 | RN106556426 | Gas tank monitor, overfill/overspill buckets, the incremental difference in cost between double-walled tanks and single-walled tanks, the incremental difference in cost between double-walled pipes and single-walled pipes, and the incremental difference in cost between the concrete paving covering underground tanks/pipes and the other paving at the service station calculated using the difference in cost per square foot. | The following property is used 100% for pollution control and is installed to meet or exceed federal or state regulations: Gas tank monitor, overfill/overspill buckets, the incremental difference in cost between double-walled tanks and single-walled tanks, the incremental difference in cost between double-walled pipes and single-walled pipes, and the incremental difference in cost between the concrete paving covering underground tanks/pipes and the other paving at the service station calculated using the difference in cost per square foot. | 2015-09-09 | 290700.27 | 100
19201 | T1 | 7-Eleven Inc | Store #34648 | 820 N Beach St | Fort Worth | TX | 76111 | Tarrant | CN600240329 | RN101624112 | gas tank monitor, tank probes, overfill/overspill buckets, the incremental difference in cost between double-walled tanks and single-walled tanks; and the incremental difference in cost between the concrete paving covering underground tanks/pipes and the other paving at the service station calculated using the difference in cost per square foot. | The following property is used 100% for pollution control and is installed to meet or exceed federal or state regulations: gas tank monitor, tank probes, overfill/overspill buckets, the incremental difference in cost between double-walled tanks and single-walled tanks; and the incremental difference in cost between the concrete paving covering underground tanks/pipes and the other paving at the service station calculated using the difference in cost per square foot. | 2015-09-09 | 178184.29 | 100
19202 | T1 | 7-Eleven Inc | Store #35796 | 2420 Westport Parkway | Haslet | TX | 76052 | Tarrant | CN600240329 | RN102857372 | Gas tank monitor and overfill/overspill buckets | The following property is used 100% for pollution control and is installed to meet or exceed federal or state regulations: Gas tank monitor and overfill/overspill buckets. | 2015-09-09 | 8843.22 | 100
19203 | T1 | 7-Eleven Inc | Store #34725 | 901 NE Green Oaks Blvd | Arlington | TX | 76006 | Tarrant | CN600240329 | RN100714138 | gas tank monitor, backflow preventer valve, overfill/overspill buckets, the incremental difference in cost between double-walled piping and single-walled piping, and the incremental difference in cost between double-walled tanks and single-walled tanks. | The following property is used 100% for pollution control and is installed to meet or exceed federal or state regulations: gas tank monitor, backflow preventer valve, overfill/overspill buckets, the incremental difference in cost between double-walled piping and single-walled piping, and the incremental difference in cost between double-walled tanks and single-walled tanks. | 2015-09-09 | 9950.47 | 100
19204 | T1 | 7-Eleven Inc | Store#35992 | 2500 Southeast Green Oaks Blvd | Arlington | TX | 76018 | Tarrant | CN600240329 | RN101435113 | Gas tank monitor, the incremental difference in cost between double-walled tanks and single-walled tanks, the incremental difference in cost between double-walled pipes and single-walled pipes. | The following property is used 100% for pollution control and is installed to meet or exceed federal or state regulations: Gas tank monitor, the incremental difference in cost between double-walled tanks and single-walled tanks, the incremental difference in cost between double-walled pipes and single-walled pipes. | 2015-09-09 | 154627.38 | 100
19205 | T1 | 7-Eleven Inc | Store #34930 | 4501 Parkview Hills Ln | Fort Worth | TX | 76179 | Tarrant | CN600240329 | RN106268436 | gas tank monitors, overfill/overspill buckets, the incremental difference in cost between double-walled piping and single-walled piping, and the incremental difference in cost between double-walled tanks and single-walled tanks. | The following property is used 100% for pollution control and is installed to meet or exceed federal or state regulations: gas tank monitors, overfill/overspill buckets, the incremental difference in cost between double-walled piping and single-walled piping, and the incremental difference in cost between double-walled tanks and single-walled tanks. | 2015-09-09 | 266751.7 | 100
19206 | T1 | 7-Eleven Inc | Store #35662 | 1050 Missouri Avenue | Fort Worth | TX | 76104 | Tarrant | CN600240329 | RN106509086 | Gas tank monitor, the incremental difference in cost between double-walled tanks and single-walled tanks, the incremental difference in cost between double-walled pipes and single-walled pipes, and the incremental difference in cost between the concrete paving covering underground tanks/pipes and the other paving at the service station calculated using the difference in cost per square foot. | The following property is used 100% for pollution control and is installed to meet or exceed federal or state regulations: Gas tank monitor, the incremental difference in cost between double-walled tanks and single-walled tanks, the incremental difference in cost between double-walled pipes and single-walled pipes, and the incremental difference in cost between the concrete paving covering underground tanks/pipes and the other paving at the service station calculated using the difference in cost per square foot. | 2015-09-09 | 211675.65 | 100
19207 | T1 | 7-Eleven Inc | Store #34978 | 424 S Hwy 156 | Haslet | TX | 76052 | Tarrant | CN600240329 | RN106394927 | gas tank monitor, overfill/overspill buckets, the incremental difference in cost between double-walled piping and single-walled piping, the incremental difference in cost between double-walled tanks and single-walled tanks; and the incremental difference in cost between the concrete paving covering underground tanks/pipes and the other paving at the service station calculated using the difference in cost per square foot. | The following property is used 100% for pollution control and is installed to meet or exceed federal or state regulations: gas tank monitor, overfill/overspill buckets, the incremental difference in cost between double-walled piping and single-walled piping, the incremental difference in cost between double-walled tanks and single-walled tanks; and the incremental difference in cost between the concrete paving covering underground tanks/pipes and the other paving at the service station calculated using the difference in cost per square foot. | 2015-09-09 | 134099.85 | 100
19208 | T1 | 7-Eleven Inc | Store #35362 | 898 NE Alsbury Blvd | Burleson | TX | 76028 | Tarrant | CN600240329 | RN101540383 | gas tank monitor, overfill/overspill buckets, the incremental difference in cost between double-walled piping and single-walled piping, the incremental difference in cost between double-walled tanks and single-walled tanks; and the incremental difference in cost between the concrete paving covering underground tanks/pipes and the other paving at the service station calculated using the difference in cost per square foot. | The following property is used 100% for pollution control and is installed to meet or exceed federal or state regulations: gas tank monitor, overfill/overspill buckets, the incremental difference in cost between double-walled piping and single-walled piping, the incremental difference in cost between double-walled tanks and single-walled tanks; and the incremental difference in cost between the concrete paving covering underground tanks/pipes and the other paving at the service station calculated using the difference in cost per square foot. | 2015-09-09 | 330939.38 | 100
19209 | T1 | 7-Eleven Inc | Store #35619 | 8533 S Hulen Street | Fort Worth | TX | 76123 | Tarrant | CN600240329 | RN106512957 | Gas tank monitor, overfill/overspill buckets, overfill/overspill protection, the incremental difference in cost between double-walled tanks and single-walled tanks, and the incremental difference in cost between the concrete paving covering underground tanks/pipes and the other paving at the service station calculated using the difference in cost per square foot. | The following property is used 100% for pollution control and is installed to meet or exceed federal or state regulations: Gas tank monitor, overfill/overspill buckets, overfill/overspill protection, the incremental difference in cost between double-walled tanks and single-walled tanks, and the incremental difference in cost between the concrete paving covering underground tanks/pipes and the other paving at the service station calculated using the difference in cost per square foot. | 2015-09-09 | 356878.92 | 100
19210 | T1 | 7-Eleven Inc | Store #36465 | 741 W Bailey Boswell Rd | Saginaw | TX | 76179 | Tarrant | CN600240329 | RN106691223 | gas tank monitor, overfill/overspill buckets, the incremental difference in cost between double-walled piping and single-walled piping, the incremental difference in cost between double-walled tanks and single-walled tanks; and the incremental difference in cost between the concrete paving covering underground tanks/pipes and the other paving at the service station calculated using the difference in cost per square foot. | The following property is used 100% for pollution control and is installed to meet or exceed federal or state regulations: gas tank monitor, overfill/overspill buckets, the incremental difference in cost between double-walled piping and single-walled piping, the incremental difference in cost between double-walled tanks and single-walled tanks; and the incremental difference in cost between the concrete paving covering underground tanks/pipes and the other paving at the service station calculated using the difference in cost per square foot. | 2015-09-09 | 284316.21 | 100
19211 | T1 | 7-Eleven Inc | Store #36499 | 5700 Boat Club Rd | Fort Worth | TX | 76131 | Tarrant | CN600240329 | RN106601800 | gas tank monitor, overfill/overspill buckets, the incremental difference in cost between double-walled piping and single-walled piping, the incremental difference in cost between double-walled tanks and single-walled tanks; and the incremental difference in cost between the concrete paving covering underground tanks/pipes and the other paving at the service station calculated using the difference in cost per square foot. | The following property is used 100% for pollution control and is installed to meet or exceed federal or state regulations: gas tank monitor, overfill/overspill buckets, the incremental difference in cost between double-walled piping and single-walled piping, the incremental difference in cost between double-walled tanks and single-walled tanks; and the incremental difference in cost between the concrete paving covering underground tanks/pipes and the other paving at the service station calculated using the difference in cost per square foot. | 2015-09-09 | 318927.43 | 100
19212 | T1 | 7-Eleven Inc | Store #35540 | 205 S Collins | Arlington | TX | 76010 | Tarrant | CN600240329 | RN101564995 | Gas tank monitor, overfill/overspill buckets, the incremental difference in cost between double-walled tanks and single-walled tanks, the incremental difference in cost between double-walled pipes and single-walled pipes, and the incremental difference in cost between the concrete paving covering underground tanks/pipes and the other paving at the service station calculated using the difference in cost per square foot. | The following property is used 100% for pollution control and is installed to meet or exceed federal or state regulations: Gas tank monitor, overfill/overspill buckets, the incremental difference in cost between double-walled tanks and single-walled tanks, the incremental difference in cost between double-walled pipes and single-walled pipes, and the incremental difference in cost between the concrete paving covering underground tanks/pipes and the other paving at the service station calculated using the difference in cost per square foot. | 2015-09-09 | 192252 | 100
19213 | T1 | 7-Eleven Inc | Store #36717 | 815 W Belknap St | Fort Worth | TX | 76102 | Tarrant | CN600240329 | RN102073319 | gas tank monitor, overfill/overspill buckets, the incremental difference in cost between double-walled piping and single-walled piping, and the incremental difference in cost between double-walled tanks and single-walled tanks. | The following property is used 100% for pollution control and is installed to meet or exceed federal or state regulations: gas tank monitor, overfill/overspill buckets, the incremental difference in cost between double-walled piping and single-walled piping, and the incremental difference in cost between double-walled tanks and single-walled tanks. | 2015-09-09 | 74851.3 | 100
19214 | T1 | 7-Eleven Inc | Store #35509 | 3900 Colleyville Boulevard | Colleyville | TX | 76054 | Tarrant | CN600240329 | RN106418924 | Gas tank monitor, overfill/overspill buckets, the incremental difference in cost between double-walled tanks and single-walled tanks, the incremental difference in cost between double-walled pipes and single-walled pipes, and the incremental difference in cost between the concrete paving covering underground tanks/pipes and the other paving at the service station calculated using the difference in cost per square foot. | The following property is used 100% for pollution control and is installed to meet or exceed federal or state regulations: Gas tank monitor, overfill/overspill buckets, the incremental difference in cost between double-walled tanks and single-walled tanks, the incremental difference in cost between double-walled pipes and single-walled pipes, and the incremental difference in cost between the concrete paving covering underground tanks/pipes and the other paving at the service station calculated using the difference in cost per square foot. | 2015-09-09 | 284317.53 | 100
19215 | T1 | 7-Eleven Inc | Store #36286 | 2899 Thousand Oaks Dr | San Antonio | TX | 78232 | Bexar | CN600240329 | RN102745197 | secondary containment monitoring equipment installed in interstitial space of double-walled tanks and double-walled piping and the incremental difference in cost between double-walled tanks and single-walled tanks. | The following property is used 100% for pollution control and is installed to meet or exceed federal or state regulations: secondary containment monitoring equipment installed in interstitial space of double-walled tanks and double-walled piping and the incremental difference in cost between double-walled tanks and single-walled tanks. | 2015-09-09 | 44930.39 | 100
19216 | T1 | 7-Eleven Inc | Store #36287 | 15302 San Pedro Ave | San Antonio | TX | 78232 | Bexar | CN600240329 | RN102904554 | secondary containment monitoring equipment installed in interstitial space of double-walled tanks and double-walled piping and the incremental difference in cost between double-walled tank and single-walled tank. | The following property is used 100% for pollution control and is installed to meet or exceed federal or state regulations: secondary containment monitoring equipment installed in interstitial space of double-walled tanks and double-walled piping and the incremental difference in cost between double-walled tank and single-walled tank. | 2015-09-09 | 56899.76 | 100
19217 | T1 | 7-Eleven Inc | Store #36296 | 7139 US Hwy 87 E | San Antonio | TX | 78263 | Bexar | CN600240329 | RN102243839 | secondary containment monitoring equipment installed in interstitial space of double-walled tanks and double-walled piping and the incremental difference in cost between double-walled tanks and single-walled tanks. | The following property is used 100% for pollution control and is installed to meet or exceed federal or state regulations: secondary containment monitoring equipment installed in interstitial space of double-walled tanks and double-walled piping and the incremental difference in cost between double-walled tanks and single-walled tanks. | 2015-09-09 | 43398.04 | 100
19218 | T1 | 7-Eleven Inc | Store #36297 | 10987 S US Hwy 181 | San Antonio | TX | 78223 | Bexar | CN600240329 | RN102222502 | secondary containment monitoring equipment installed in interstitial space of double-walled tanks and double-walled piping and the incremental difference in cost between double-walled tanks and single-walled tanks. | The following property is used 100% for pollution control and is installed to meet or exceed federal or state regulations: secondary containment monitoring equipment installed in interstitial space of double-walled tanks and double-walled piping and the incremental difference in cost between double-walled tanks and single-walled tanks. | 2015-09-09 | 39699.76 | 100
19219 | T1 | 7-Eleven Inc | Store #36298 | 13954 IH 37 S | Elmendorf | TX | 78112 | Bexar | CN600240329 | RN103761441 | secondary containment monitoring equipment installed in interstitial space of double-walled tanks and double-walled piping and the incremental difference in cost between double-walled tanks and single-walled tanks. | The following property is used 100% for pollution control and is installed to meet or exceed federal or state regulations: secondary containment monitoring equipment installed in interstitial space of double-walled tanks and double-walled piping and the incremental difference in cost between double-walled tanks and single-walled tanks. | 2015-09-09 | 39469.03 | 100
19220 | T1 | 7-Eleven Inc | Store #36302 | 11390 IH 35 S | Von Ormy | TX | 78073 | Bexar | CN600240329 | RN101433175 | secondary containment monitoring equipment installed in interstitial space of double-walled tanks and double-walled piping; the incremental difference in cost between double-walled tanks and single-walled tanks; and gas tank probes. | The following property is used 100% for pollution control and is installed to meet or exceed federal or state regulations: secondary containment monitoring equipment installed in interstitial space of double-walled tanks and double-walled piping; the incremental difference in cost between double-walled tanks and single-walled tanks; and gas tank probes. | 2015-09-09 | 46092.6 | 100
19221 | T1 | 7-Eleven Inc | Store #36303 | 19849 Somerset Rd | Somerset | TX | 78069 | Bexar | CN600240329 | RN102244449 | secondary containment monitoring equipment installed in interstitial space of double-walled tanks and double-walled piping; the incremental difference in cost between double-walled tanks and single-walled tanks; and gas tank probes. | The following property is used 100% for pollution control and is installed to meet or exceed federal or state regulations: secondary containment monitoring equipment installed in interstitial space of double-walled tanks and double-walled piping; the incremental difference in cost between double-walled tanks and single-walled tanks; and gas tank probes. | 2015-09-09 | 18223.38 | 100
19222 | T1 | 7-Eleven Inc | Store #36414 | 8928 Culebra Rd | San Antonio | TX | 78251 | Bexar | CN600240329 | RN102482676 | secondary containment monitoring equipment installed in interstitial space of double-walled tanks and double-walled piping and the incremental difference in cost between double-walled tanks and single-walled tanks. | The following property is used 100% for pollution control and is installed to meet or exceed federal or state regulations: secondary containment monitoring equipment installed in interstitial space of double-walled tanks and double-walled piping and the incremental difference in cost between double-walled tanks and single-walled tanks. | 2015-09-09 | 39950.77 | 100
19223 | T1 | 7-Eleven Inc | Store #35466 | 501 Renfro Street | Crowley | TX | 76036 | Tarrant | CN600240329 | RN102023876 | Gas tank monitor, overfill/overspill buckets, the incremental difference in cost between double-walled tanks and single-walled tanks, the incremental difference in cost between double-walled pipes and single-walled pipes, and the incremental difference in cost between the concrete paving covering underground tanks/pipes and the other paving at the service station calculated using the difference in cost per square foot. | The following property is used 100% for pollution control and is installed to meet or exceed federal or state regulations: Gas tank monitor, overfill/overspill buckets, the incremental difference in cost between double-walled tanks and single-walled tanks, the incremental difference in cost between double-walled pipes and single-walled pipes, and the incremental difference in cost between the concrete paving covering underground tanks/pipes and the other paving at the service station calculated using the difference in cost per square foot. | 2015-09-09 | 322952.34 | 100
19224 | T1 | 7-Eleven Inc | Store #35420 | 6100 S Hulen Street | Fort Worth | TX | 76133 | Tarrant | CN600240329 | RN100541689 | Gas tank monitor and the incremental difference in cost between double-walled tanks and single-walled tanks. | The following property is used 100% for pollution control and is installed to meet or exceed federal or state regulations: Gas tank monitor and the incremental difference in cost between double-walled tanks and single-walled tanks. | 2015-09-09 | 76864.5 | 100
19225 | T1 | 7-Eleven Inc | Store #32812 | 101 Sycamore Road | Fort Worth | TX | 76134 | Tarrant | CN600240329 | RN102648177 | Gas tank monitor and the incremental difference in cost between double-walled tanks and single-walled tanks. | The following property is used 100% for pollution control and is installed to meet or exceed federal or state regulations: Gas tank monitor and the incremental difference in cost between double-walled tanks and single-walled tanks. | 2015-09-09 | 82560.47 | 100
19226 | T1 | 7-Eleven Inc | Store #36526 | 12702 NW Military Hwy | San Antonio | TX | 78231 | Bexar | CN600240329 | RN102392107 | secondary containment monitoring equipment installed in interstitial space of double-walled tanks and double-walled piping and the incremental difference in cost between double-walled tanks and single-walled tanks. | The following property is used 100% for pollution control and is installed to meet or exceed federal or state regulations: secondary containment monitoring equipment installed in interstitial space of double-walled tanks and double-walled piping and the incremental difference in cost between double-walled tanks and single-walled tanks. | 2015-09-09 | 98532.4 | 100
19227 | T1 | 7-Eleven Inc | Store #35401 | 1975 E Price Street | Keller | TX | 76248 | Tarrant | CN600240329 | RN102658937 | Gas tank monitor and the incremental difference in cost between double-walled tanks and single-walled tanks. | The following property is used 100% for pollution control and is installed to meet or exceed federal or state regulations: Gas tank monitor and the incremental difference in cost between double-walled tanks and single-walled tanks. | 2015-09-09 | 82556.06 | 100
19228 | T1 | 7-Eleven Inc | Store #36576 | 12121 FM 306 | Canyon Lake | TX | 78133 | Comal | CN600240329 | RN102392446 | Gas tank monitor and the incremental difference in cost between double-walled tanks and single-walled tanks. | The following property is used 100% for pollution control and is installed to meet or exceed federal or state regulations: Gas tank monitor and the incremental difference in cost between double-walled tanks and single-walled tanks. | 2015-09-09 | 23192.4 | 100
19229 | T1 | 7-Eleven Inc | Store #36569 | 10430 FM 2673 | Canyon Lake | TX | 78133 | Comal | CN600240329 | RN102035847 | Gas tank monitor and the incremental difference in cost between double-walled tanks and single-walled tanks. | The following property is used 100% for pollution control and is installed to meet or exceed federal or state regulations: Gas tank monitor and the incremental difference in cost between double-walled tanks and single-walled tanks. | 2015-09-09 | 69187.81 | 100
19230 | T1 | 7-Eleven Inc | Store #36568 | 8470 FM 2673 | Canyon Lake | TX | 78133 | Comal | CN600240329 | RN102391687 | Gas tank monitor, gas tank probes, and the incremental difference in cost between double-walled tanks and single-walled tanks. | The following property is used 100% for pollution control and is installed to meet or exceed federal or state regulations: Gas tank monitor, gas tank probes, and the incremental difference in cost between double-walled tanks and single-walled tanks. | 2015-09-09 | 79586.45 | 100
19231 | T1 | 7-Eleven Inc | Store #36283 | 28950 US Highway 281 North | Bulverde | TX | 78163 | Comal | CN600240329 | RN104099965 | Gas tank monitor and the incremental difference in cost between double-walled tanks and single-walled tanks. | The following property is used 100% for pollution control and is installed to meet or exceed federal or state regulations: Gas tank monitor and the incremental difference in cost between double-walled tanks and single-walled tanks. | 2015-09-09 | 46679.79 | 100
19232 | T1 | 7-Eleven Inc | Store #36259 | 33889 US Highway 281 North | Bulverde | TX | 78163 | Comal | CN600240329 | RN102463593 | Gas tank monitor, gas drop tubes, and the incremental difference in cost between double-walled tanks and single-walled tanks. | The following property is used 100% for pollution control and is installed to meet or exceed federal or state regulations: Gas tank monitor, gas drop tubes, and the incremental difference in cost between double-walled tanks and single-walled tanks. | 2015-09-09 | 58073.25 | 100
19233 | T1 | 7-Eleven Inc | Store #35800 | 18900 Interstate Highway 35 | New Braunfels | TX | 78132 | Comal | CN600240329 | RN102404316 | Gas tank monitor, gas tank probes, and the incremental difference in cost between double-walled tanks and single-walled tanks. | The following property is used 100% for pollution control and is installed to meet or exceed federal or state regulations: Gas tank monitor, gas tank probes, and the incremental difference in cost between double-walled tanks and single-walled tanks. | 2015-09-09 | 37936.68 | 100
19234 | T1 | 7-Eleven Inc | Store #39165 | 6311 Hillcrest Road | Frisco | TX | 75035 | Collin | CN600240329 | RN101443430 | Gas tank monitor, overfill/overspill buckets, the incremental difference in cost between double-walled tanks and single-walled tanks, and the incremental difference in cost between double-walled pipes and single-walled pipes. | The following property is used 100% for pollution control and is installed to meet or exceed federal or state regulations: Gas tank monitor, gas tank probes, and the incremental difference in cost between double-walled tanks and single-walled tanks. | 2015-09-09 | 50998.63 | 100
19235 | T1 | 7-Eleven Inc | Store #36527 | 26950 US Highway 281 N | San Antonio | TX | 78260 | Bexar | CN600240329 | RN103048807 | secondary containment monitoring equipment installed in interstitial space of double-walled tanks and double-walled piping and the incremental difference in cost between double-walled tanks and single-walled tanks. | The following property is used 100% for pollution control and is installed to meet or exceed federal or state regulations: secondary containment monitoring equipment installed in interstitial space of double-walled tanks and double-walled piping and the incremental difference in cost between double-walled tanks and single-walled tanks. | 2015-09-09 | 65632.4 | 100
19236 | T1 | 7-Eleven Inc | Store #37099 | 100 South Custer Road | McKinney | TX | 75070 | Collin | CN600240329 | RN107629156 | Gas tank monitor | The following property is used 100% for pollution control and is installed to meet or exceed federal or state regulations: Gas tank monitor | 2015-09-09 | 17313.7 | 100
19237 | T1 | 7-Eleven Inc | Store #35417 | 201 South Central Expy | Allen | TX | 75002 | Collin | CN600240329 | RN102650702 | Gas tank monitor and the incremental difference in cost between double-walled tanks and single-walled tanks. | The following property is used 100% for pollution control and is installed to meet or exceed federal or state regulations: Gas tank monitor and the incremental difference in cost between double-walled tanks and single-walled tanks. | 2015-09-09 | 63860.47 | 100
19238 | T1 | 7-Eleven Inc | Store #36582 | 4150 N Loop 1604 W | Shavano Park | TX | 78231 | Bexar | CN600240329 | RN102657889 | secondary containment monitoring equipment installed in interstitial space of double-walled tanks and double-walled piping and the incremental difference in cost between double-walled tanks and single-walled tanks. | The following property is used 100% for pollution control and is installed to meet or exceed federal or state regulations: secondary containment monitoring equipment installed in interstitial space of double-walled tanks and double-walled piping and the incremental difference in cost between double-walled tanks and single-walled tanks. | 2015-09-09 | 131424.23 | 100
19239 | T1 | 7-Eleven Inc | Store #36583 | 14702 Blanco Road | San Antonio | TX | 78216 | Bexar | CN600240329 | RN103001970 | secondary containment monitoring equipment installed in interstitial space of double-walled tanks and double-walled piping and the incremental difference in cost between double-walled tanks and single-walled tanks. | The following property is used 100% for pollution control and is installed to meet or exceed federal or state regulations: secondary containment monitoring equipment installed in interstitial space of double-walled tanks and double-walled piping and the incremental difference in cost between double-walled tanks and single-walled tanks. | 2015-09-09 | 135028.66 | 100
19240 | T1 | 7-Eleven Inc | Store #36584 | 13687 I-10 West | San Antonio | TX | 78249 | Bexar | CN600240329 | RN103001871 | secondary containment monitoring equipment installed in interstitial space of double-walled tanks and double-walled piping and the incremental difference in cost between double-walled tanks and single-walled tanks. | The following property is used 100% for pollution control and is installed to meet or exceed federal or state regulations: secondary containment monitoring equipment installed in interstitial space of double-walled tanks and double-walled piping and the incremental difference in cost between double-walled tanks and single-walled tanks. | 2015-09-09 | 137523.7 | 100
19241 | T1 | 7-Eleven Inc | Store #36590 | 10733 Huebner Rd | San Antonio | TX | 78240 | Bexar | CN600240329 | RN102649605 | secondary containment monitoring equipment installed in interstitial space of double-walled tanks and double-walled piping and the incremental difference in cost between double-walled tanks and single-walled tanks. | The following property is used 100% for pollution control and is installed to meet or exceed federal or state regulations: secondary containment monitoring equipment installed in interstitial space of double-walled tanks and double-walled piping and the incremental difference in cost between double-walled tanks and single-walled tanks. | 2015-09-09 | 84241.54 | 100
19242 | T1 | 7-Eleven Inc | Store #36593 | 2618 S Zarzamora Street | San Antonio | TX | 78207 | Bexar | CN600240329 | RN102656113 | secondary containment monitoring equipment installed in interstitial space of double-walled tanks and double-walled piping and the incremental difference in cost between double-walled tanks and single-walled tanks. | The following property is used 100% for pollution control and is installed to meet or exceed federal or state regulations: secondary containment monitoring equipment installed in interstitial space of double-walled tanks and double-walled piping and the incremental difference in cost between double-walled tanks and single-walled tanks. | 2015-09-09 | 91528.66 | 100
19243 | T1 | 7-Eleven Inc | Store #36594 | 11808 Bandera Road | Helotes | TX | 78023 | Bexar | CN600240329 | RN102658895 | secondary containment monitoring equipment installed in interstitial space of double-walled tanks and double-walled piping and the incremental difference in cost between double-walled tanks and single-walled tanks. | The following property is used 100% for pollution control and is installed to meet or exceed federal or state regulations: secondary containment monitoring equipment installed in interstitial space of double-walled tanks and double-walled piping and the incremental difference in cost between double-walled tanks and single-walled tanks. | 2015-09-09 | 89445.99 | 100
19244 | T1 | 7-Eleven Inc | Store #36595 | 5603 N Foster Rd | San Antonio | TX | 78244 | Bexar | CN600240329 | RN102659208 | secondary containment monitoring equipment installed in interstitial space of double-walled tanks and double-walled piping and the incremental difference in cost between double-walled tanks and single-walled tanks. | The following property is used 100% for pollution control and is installed to meet or exceed federal or state regulations: secondary containment monitoring equipment installed in interstitial space of double-walled tanks and double-walled piping and the incremental difference in cost between double-walled tanks and single-walled tanks. | 2015-09-09 | 76767.8 | 100
19245 | T1 | 7-Eleven Inc | Store #36598 | 942 Kitty Hawk Dr | Universal City | TX | 78148 | Bexar | CN600240329 | RN102659349 | secondary containment monitoring equipment installed in interstitial space of double-walled tanks and double-walled piping and the incremental difference in cost between double-walled tanks and single-walled tanks. | The following property is used 100% for pollution control and is installed to meet or exceed federal or state regulations: secondary containment monitoring equipment installed in interstitial space of double-walled tanks and double-walled piping and the incremental difference in cost between double-walled tanks and single-walled tanks. | 2015-09-09 | 79754.59 | 100
19246 | T1 | 7-Eleven Inc | Store #36601 | 7285 Crestway Rd | San Antonio | TX | 78239 | Bexar | CN600240329 | RN102649290 | secondary containment monitoring equipment installed in interstitial space of double-walled tanks and double-walled piping and the incremental difference in cost between double-walled tanks and single-walled tanks. | The following property is used 100% for pollution control and is installed to meet or exceed federal or state regulations: secondary containment monitoring equipment installed in interstitial space of double-walled tanks and double-walled piping and the incremental difference in cost between double-walled tanks and single-walled tanks. | 2015-09-09 | 126228.66 | 100
19247 | T1 | 7-Eleven Inc | Store #36602 | 11702 North IH 35 | San Antonio | TX | 78233 | Bexar | CN600240329 | RN102659810 | secondary containment monitoring equipment installed in interstitial space of double-walled tanks and double-walled piping and the incremental difference in cost between double-walled tanks and single-walled tanks. | The following property is used 100% for pollution control and is installed to meet or exceed federal or state regulations: secondary containment monitoring equipment installed in interstitial space of double-walled tanks and double-walled piping and the incremental difference in cost between double-walled tanks and single-walled tanks. | 2015-09-09 | 129828.66 | 100
19248 | T1 | 7-Eleven Inc | Store #36605 | 2102 SW Military Dr | San Antonio | TX | 78224 | Bexar | CN600240329 | RN101473031 | secondary containment monitoring equipment installed in interstitial space of double-walled tanks and double-walled piping and the incremental difference in cost between double-walled tanks and single-walled tanks. | The following property is used 100% for pollution control and is installed to meet or exceed federal or state regulations: secondary containment monitoring equipment installed in interstitial space of double-walled tanks and double-walled piping and the incremental difference in cost between double-walled tanks and single-walled tanks. | 2015-09-09 | 91565.39 | 100
19249 | T1 | 7-Eleven Inc | Store #36606 | 2302 West Ave | San Antonio | TX | 78201 | Bexar | CN600240329 | RN100524982 | secondary containment monitoring equipment installed in interstitial space of double-walled tanks and double-walled piping and the incremental difference in cost between double-walled tanks and single-walled tanks. | The following property is used 100% for pollution control and is installed to meet or exceed federal or state regulations: secondary containment monitoring equipment installed in interstitial space of double-walled tanks and double-walled piping and the incremental difference in cost between double-walled tanks and single-walled tanks. | 2015-09-09 | 92404.43 | 100
19250 | T1 | 7-Eleven Inc | Store #36607 | 6002 Pan Am Expressway S | San Antonio | TX | 78211 | Bexar | CN600240329 | RN100524719 | secondary containment monitoring equipment installed in interstitial space of double-walled tanks and double-walled piping and the incremental difference in cost between double-walled tanks and single-walled tanks. | The following property is used 100% for pollution control and is installed to meet or exceed federal or state regulations: secondary containment monitoring equipment installed in interstitial space of double-walled tanks and double-walled piping and the incremental difference in cost between double-walled tanks and single-walled tanks. | 2015-09-09 | 17158.66 | 100
19251 | T1 | 7-Eleven Inc | Store #35428 | 11655 Preston Road | Frisco | TX | 75034 | Collin | CN600240329 | RN105365647 | Gas tank monitor and the incremental difference in cost between double-walled tanks and single-walled tanks. | The following property is used 100% for pollution control and is installed to meet or exceed federal or state regulations: Gas tank monitor and the incremental difference in cost between double-walled tanks and single-walled tanks. | 2015-09-09 | 168497.45 | 100
19252 | T1 | 7-Eleven Inc | Store #36949 | 5101 Airport Fwy | Haltom City | TX | 76117 | Tarrant | CN600240329 | RN101435709 | gas tank monitor, overfill/overspill buckets, the incremental difference in cost between double-walled piping and single-walled piping, and the incremental difference in cost between double-walled tanks and single-walled tanks. | The following property is used 100% for pollution control and is installed to meet or exceed federal or state regulations: gas tank monitor, overfill/overspill buckets, the incremental difference in cost between double-walled piping and single-walled piping, and the incremental difference in cost between double-walled tanks and single-walled tanks. | 2015-09-09 | 270095.95 | 100
19253 | T1 | 7-Eleven Inc | Store #36954 | 3125 Ira E Woods Ave | Grapevine | TX | 76051 | Tarrant | CN600240329 | RN102280229 | gas tank monitor, overfill/overspill buckets, the incremental difference in cost between double-walled piping and single-walled piping, the incremental difference in cost between double-walled tanks and single-walled tanks; and the incremental difference in cost between the concrete paving covering underground tanks/pipes and the other paving at the service station calculated using the difference in cost per square foot. | The following property is used 100% for pollution control and is installed to meet or exceed federal or state regulations: gas tank monitor, overfill/overspill buckets, the incremental difference in cost between double-walled piping and single-walled piping, the incremental difference in cost between double-walled tanks and single-walled tanks; and the incremental difference in cost between the concrete paving covering underground tanks/pipes and the other paving at the service station calculated using the difference in cost per square foot. | 2015-09-09 | 293808.77 | 100
19254 | T1 | 7-Eleven Inc | Store # 39048 | 7401 N Beach St | Fort Worth | TX | 76137 | Tarrant | CN600240329 | RN101434942 | gas tank monitor, overfill/overspill buckets, and the incremental difference in cost between double-walled tanks and single-walled tanks. | The following property is used 100% for pollution control and is installed to meet or exceed federal or state regulations: gas tank monitor, overfill/overspill buckets, and the incremental difference in cost between double-walled tanks and single-walled tanks. | 2015-09-09 | 87281.43 | 100
19255 | T1 | 7-Eleven Inc | Store #35473 | 1624 E Howard Ln | Austin | TX | 78753 | Travis | CN600240329 | RN106513245 | gas tank monitor, the incremental difference in cost between double-walled piping and single-walled piping, the incremental difference in cost between double-walled tanks and single-walled tanks; and the incremental difference in cost between the concrete paving covering underground tanks/pipes and the other paving at the service station calculated using the difference in cost per square foot. | The following property is used 100% for pollution control and is installed to meet or exceed federal or state regulations: gas tank monitor, the incremental difference in cost between double-walled piping and single-walled piping, the incremental difference in cost between double-walled tanks and single-walled tanks; and the incremental difference in cost between the concrete paving covering underground tanks/pipes and the other paving at the service station calculated using the difference in cost per square foot. | 2015-09-09 | 289499.87 | 100
19256 | T1 | 7-Eleven Inc | Store #35983 | 755 Custer Road | Allen | TX | 75013 | Collin | CN600240329 | RN106566631 | Gas tank monitor, overfill/overspill buckets, the incremental difference in cost between double-walled tanks and single-walled tanks, the incremental difference in cost between double-walled pipes and single-walled pipes, and the incremental difference in cost between the concrete paving covering underground tanks/pipes and the other paving at the service station calculated using the difference in cost per square foot. | The following property is used 100% for pollution control and is installed to meet or exceed federal or state regulations: Gas tank monitor, overfill/overspill buckets, the incremental difference in cost between double-walled tanks and single-walled tanks, the incremental difference in cost between double-walled pipes and single-walled pipes, and the incremental difference in cost between the concrete paving covering underground tanks/pipes and the other paving at the service station calculated using the difference in cost per square foot. | 2015-09-09 | 339845.26 | 100
19257 | T1 | 7-Eleven | Store #35624 | 1717 Pflugerville Pkwy | Pflugerville | TX | 78660 | Travis | CN600240329 | RN106513229 | gas tank monitor, overfill/overspill buckets, the incremental difference in cost between double-walled piping and single-walled piping, the incremental difference in cost between double-walled tanks and single-walled tanks; and the incremental difference in cost between the concrete paving covering underground tanks/pipes and the other paving at the service station calculated using the difference in cost per square foot. | The following property is used 100% for pollution control and is installed to meet or exceed federal or state regulations: gas tank monitor, overfill/overspill buckets, the incremental difference in cost between double-walled piping and single-walled piping, the incremental difference in cost between double-walled tanks and single-walled tanks; and the incremental difference in cost between the concrete paving covering underground tanks/pipes and the other paving at the service station calculated using the difference in cost per square foot. | 2015-09-09 | 316854.44 | 100
19258 | T1 | 7-Eleven Inc | Store #35792 | 1901 E William Cannon Dr | Austin | TX | 78744 | Travis | CN600240329 | RN102398542 | gas tank monitor, tank probes, and the incremental difference in cost between double-walled tanks and single-walled tanks. | The following property is used 100% for pollution control and is installed to meet or exceed federal or state regulations: gas tank monitor, tank probes, and the incremental difference in cost between double-walled tanks and single-walled tanks. | 2015-09-09 | 70528.2 | 100
19259 | T1 | 7-Eleven Inc | Store #36801 | 4645 Ohio Drive | Plano | TX | 75024 | Collin | CN600240329 | RN101435345 | The incremental difference in cost between double-walled tanks and single-walled tanks. | The following property is used 100% for pollution control and is installed to meet or exceed federal or state regulations: The incremental difference in cost between double-walled tanks and single-walled tanks. | 2015-09-09 | 49126.15 | 100
19260 | T1 | 7-Eleven Inc | Store #34703 | 4601 W Park Boulevard | Plano | TX | 75093 | Collin | CN600240329 | RN100539782 | Gas tank monitor, overfill/overspill buckets, gas tank probes, the incremental difference in cost between double-walled tanks and single-walled tanks, the incremental difference in cost between double-walled pipes and single-walled pipes, and the incremental difference in cost between the concrete paving covering underground tanks/pipes and the other paving at the service station calculated using the difference in cost per square foot. | The following property is used 100% for pollution control and is installed to meet or exceed federal or state regulations: Gas tank monitor, overfill/overspill buckets, gas tank probes, the incremental difference in cost between double-walled tanks and single-walled tanks, the incremental difference in cost between double-walled pipes and single-walled pipes, and the incremental difference in cost between the concrete paving covering underground tanks/pipes and the other paving at the service station calculated using the difference in cost per square foot. | 2015-09-09 | 127758.36 | 100
19261 | T1 | 7-Eleven Inc | Store #35801 | 9704 Giles Ln | Austin | TX | 78754 | Travis | CN600240329 | RN102404613 | gas tank monitor, tank probes, and the incremental difference in cost between double-walled tanks and single-walled tanks. | The following property is used 100% for pollution control and is installed to meet or exceed federal or state regulations: gas tank monitor, tank probes, and the incremental difference in cost between double-walled tanks and single-walled tanks. | 2015-09-09 | 55580.72 | 100
19262 | T1 | 7-Eleven Inc | Store #34536 | 7950 Gaylord Pkwy | Frisco | TX | 75034 | Collin | CN600240329 | RN106245475 | Gas tank monitor, overfill/overspill buckets, gas tank probes, the incremental difference in cost between double-walled tanks and single-walled tanks, and the incremental difference in cost between double-walled pipes and single-walled pipes. | The following property is used 100% for pollution control and is installed to meet or exceed federal or state regulations: Gas tank monitor, overfill/overspill buckets, gas tank probes, the incremental difference in cost between double-walled tanks and single-walled tanks, and the incremental difference in cost between double-walled pipes and single-walled pipes. | 2015-09-09 | 225229.08 | 100
19263 | T1 | 7-Eleven Inc | 7 Eleven Store #34482 | 4420 Legacy Drive | Frisco | TX | 75034 | Collin | CN600240329 | RN102943024 | Gas tank monitor, overfill/overspill buckets, gas tank probes, the incremental difference in cost between double-walled tanks and single-walled tanks, the incremental difference in cost between double-walled pipes and single-walled pipes, and the incremental difference in cost between the concrete paving covering underground tanks/pipes and the other paving at the service station calculated using the difference in cost per square foot. | The following property is used 100% for pollution control and is installed to meet or exceed federal or state regulations: Gas tank monitor, overfill/overspill buckets, gas tank probes, the incremental difference in cost between double-walled tanks and single-walled tanks, the incremental difference in cost between double-walled pipes and single-walled pipes, and the incremental difference in cost between the concrete paving covering underground tanks/pipes and the other paving at the service station calculated using the difference in cost per square foot. | 2015-09-09 | 129183.92 | 100
19264 | T1 | 7-Eleven Inc | Store #36543 | 305 Meyer Street | Sealy | TX | 77474 | Austin | CN600240329 | RN102403680 | Gas tank monitors and the incremental difference in cost between double-walled tanks and single-walled tanks. | The following property is used 100% for pollution control and is installed to meet or exceed federal or state regulations: Gas tank monitors and the incremental difference in cost between double-walled tanks and single-walled tanks. | 2015-09-09 | 34799.75 | 100
19265 | T1 | 7-Eleven Inc | Store #35805 | 13641 N IH 35 | Austin | TX | 78753 | Travis | CN600240329 | RN102401098 | gas tank monitor, tank probes, and the incremental difference in cost between double-walled tanks and single-walled tanks. | The following property is used 100% for pollution control and is installed to meet or exceed federal or state regulations: gas tank monitor, tank probes, and the incremental difference in cost between double-walled tanks and single-walled tanks. | 2015-09-09 | 53390.43 | 100
19266 | T1 | 7-Eleven Inc | Store #35808 | 863 Airport Blvd | Austin | TX | 78702 | Travis | CN600240329 | RN102409653 | gas tank monitor, tank probes, overfill/overspill buckets, the incremental difference in cost between double-walled tanks and single-walled tanks; and the incremental difference in cost between the concrete paving covering underground tanks/pipes and the other paving at the service station calculated using the difference in cost per square foot. | The following property is used 100% for pollution control and is installed to meet or exceed federal or state regulations: gas tank monitor, tank probes, overfill/overspill buckets, the incremental difference in cost between double-walled tanks and single-walled tanks; and the incremental difference in cost between the concrete paving covering underground tanks/pipes and the other paving at the service station calculated using the difference in cost per square foot. | 2015-09-09 | 113434.82 | 100
19267 | T1 | 7-Eleven Inc | Store #22904 | 1500 N Hampton | Desoto | TX | 75115 | Dallas | CN600240329 | RN102250859 | Gas overfill/overspill manhole, gas overfill/overspill protection, cathodic protection, and gas drop tubes. | The following property is used 100% for pollution control and is installed to meet or exceed federal or state regulations: Gas tank monitor, overfill/overspill buckets, gas tank probes, the incremental difference in cost between double-walled tanks and single-walled tanks, the incremental difference in cost between double-walled pipes and single-walled pipes, and the incremental difference in cost between the concrete paving covering underground tanks/pipes and the other paving at the service station calculated using the difference in cost per square foot. | 2015-09-09 | 13505.07 | 100
19268 | T1 | 7-Eleven Inc | Store #36263 | 3801 Parmer Ln | Austin | TX | 78727 | Travis | CN600240329 | RN102456167 | gas tank monitor, overfill/overspill buckets, the incremental difference in cost between double-walled piping and single-walled piping, and the incremental difference in cost between double-walled tanks and single-walled tanks. | The following property is used 100% for pollution control and is installed to meet or exceed federal or state regulations: gas tank monitor, overfill/overspill buckets, the incremental difference in cost between double-walled piping and single-walled piping, and the incremental difference in cost between double-walled tanks and single-walled tanks. | 2015-09-09 | 75924.61 | 100
19269 | T1 | 7-Eleven Inc | Store #36266 | 8600 E Hwy 290 | Austin | TX | 78724 | Travis | CN600240329 | RN102456621 | gas tank monitor, overfill/overspill buckets, the incremental difference in cost between double-walled piping and single-walled piping, and the incremental difference in cost between double-walled tanks and single-walled tanks. | The following property is used 100% for pollution control and is installed to meet or exceed federal or state regulations: gas tank monitor, overfill/overspill buckets, the incremental difference in cost between double-walled piping and single-walled piping, and the incremental difference in cost between double-walled tanks and single-walled tanks. | 2015-09-09 | 53889.43 | 100
19270 | T1 | 7-Eleven Inc | Store #24625 | 3230 West Davis | Dallas | TX | 75211 | Dallas | CN600240329 | RN102432010 | Gas tank monitor, overfill/overspill manhole, overfill/overspill buckets, gas tank probes, the incremental difference in cost between double-walled tanks and single-walled tanks, and the incremental difference in cost between the concrete paving covering underground tanks/pipes and the other paving at the service station calculated using the difference in cost per square foot. | The following property is used 100% for pollution control and is installed to meet or exceed federal or state regulations: Gas tank monitor, overfill/overspill manhole, overfill/overspill buckets, gas tank probes, the incremental difference in cost between double-walled tanks and single-walled tanks, and the incremental difference in cost between the concrete paving covering underground tanks/pipes and the other paving at the service station calculated using the difference in cost per square foot. | 2015-09-09 | 69669.25 | 100
19271 | T1 | 7-Eleven Inc | Store #36267 | 525 W Slaughter Ln | Austin | TX | 78748 | Travis | CN600240329 | RN102461563 | gas tank monitor and the incremental difference in cost between double-walled tanks and single-walled tanks. | The following property is used 100% for pollution control and is installed to meet or exceed federal or state regulations: gas tank monitor and the incremental difference in cost between double-walled tanks and single-walled tanks. | 2015-09-09 | 48994.16 | 100
19272 | T1 | 7-Eleven Inc | Store #24634 | 4163 Northgate Rd | Irving | TX | 75062 | Dallas | CN600240329 | RN102013869 | Gas vent line, backflow preventer valve, and overfill/overspill buckets. | The following property is used 100% for pollution control and is installed to meet or exceed federal or state regulations: Gas vent line, backflow preventer valve, and overfill/overspill buckets. | 2015-09-09 | 11379.52 | 100
19273 | T1 | 7-Eleven Inc | Store #36273 | 3550 Far West Blvd | Austin | TX | 78731 | Travis | CN600240329 | RN102485778 | gas tank monitor and the incremental difference in cost between double-walled tanks and single-walled tanks. | The following property is used 100% for pollution control and is installed to meet or exceed federal or state regulations: gas tank monitor and the incremental difference in cost between double-walled tanks and single-walled tanks. | 2015-09-09 | 84793.45 | 100
19274 | T1 | 7-Eleven Inc | Store #36274 | 3324 Northland Dr | Austin | TX | 78731 | Travis | CN600240329 | RN102847035 | gas tank monitor, overfill/overspill buckets, the incremental difference in cost between double-walled piping and single-walled piping, and the incremental difference in cost between double-walled tanks and single-walled tanks. | The following property is used 100% for pollution control and is installed to meet or exceed federal or state regulations: gas tank monitor, overfill/overspill buckets, the incremental difference in cost between double-walled piping and single-walled piping, and the incremental difference in cost between double-walled tanks and single-walled tanks. | 2015-09-09 | 69099.73 | 100
19275 | T1 | 7-Eleven Inc | Store #36559 | 3636 RR 620 N | Austin | TX | 78734 | Travis | CN600240329 | RN101499648 | gas tank monitor and the incremental difference in cost between double-walled tanks and single-walled tanks. | The following property is used 100% for pollution control and is installed to meet or exceed federal or state regulations: gas tank monitor and the incremental difference in cost between double-walled tanks and single-walled tanks. | 2015-09-09 | 74818.13 | 100
19276 | T1 | 7-Eleven Inc | Store #36561 | 1822 Rutland Dr | Austin | TX | 78758 | Travis | CN600240329 | RN101499630 | gas tank monitor and the incremental difference in cost between double-walled tanks and single-walled tanks. | The following property is used 100% for pollution control and is installed to meet or exceed federal or state regulations: gas tank monitor and the incremental difference in cost between double-walled tanks and single-walled tanks. | 2015-09-10 | 39732.98 | 100
19277 | T1 | 7-Eleven Inc | Store #36608 | 7050 Pan Am Expressway | San Antonio | TX | 78218 | Bexar | CN600240329 | RN102659695 | secondary containment monitoring equipment installed in interstitial space of double-walled tanks and double-walled piping and the incremental difference in cost between double-walled tanks and single-walled tanks. | The following property is used 100% for pollution control and is installed to meet or exceed federal or state regulations: secondary containment monitoring equipment installed in interstitial space of double-walled tanks and double-walled piping and the incremental difference in cost between double-walled tanks and single-walled tanks. | 2015-09-09 | 79128.66 | 100
19278 | T1 | 7-Eleven Inc | Store #36611 | 12210 Nacogdoches Rd | San Antonio | TX | 78217 | Bexar | CN600240329 | RN100582295 | secondary containment monitoring equipment installed in interstitial space of double-walled tanks and double-walled piping and the incremental difference in cost between double-walled tanks and single-walled tanks. | The following property is used 100% for pollution control and is installed to meet or exceed federal or state regulations: secondary containment monitoring equipment installed in interstitial space of double-walled tanks and double-walled piping and the incremental difference in cost between double-walled tanks and single-walled tanks. | 2015-09-09 | 91528.66 | 100
19279 | T1 | 7-Eleven Inc | Store #36613 | 10110 San Pedro Ave | San Antonio | TX | 78216 | Bexar | CN600240329 | RN101641686 | secondary containment monitoring equipment installed in interstitial space of double-walled tanks and double-walled piping and the incremental difference in cost between double-walled tanks and single-walled tanks. | The following property is used 100% for pollution control and is installed to meet or exceed federal or state regulations: secondary containment monitoring equipment installed in interstitial space of double-walled tanks and double-walled piping and the incremental difference in cost between double-walled tanks and single-walled tanks. | 2015-09-09 | 91528.66 | 100
19280 | T1 | 7-Eleven Inc | Store #36614 | 12351 I-35 N | San Antonio | TX | 78233 | Bexar | CN600240329 | RN102222171 | secondary containment monitoring equipment installed in interstitial space of double-walled tanks and double-walled piping and the incremental difference in cost between double-walled tanks and single-walled tanks. | The following property is used 100% for pollution control and is installed to meet or exceed federal or state regulations: secondary containment monitoring equipment installed in interstitial space of double-walled tanks and double-walled piping and the incremental difference in cost between double-walled tanks and single-walled tanks. | 2015-09-09 | 91528.66 | 100
19281 | T1 | 7-Eleven Inc | Store #36615 | 16707 Nacogdoches Rd | San Antonio | TX | 78266 | Bexar | CN600240329 | RN102652013 | secondary containment monitoring equipment installed in interstitial space of double-walled tanks and double-walled piping and the incremental difference in cost between double-walled tanks and single-walled tanks. | The following property is used 100% for pollution control and is installed to meet or exceed federal or state regulations: secondary containment monitoring equipment installed in interstitial space of double-walled tanks and double-walled piping and the incremental difference in cost between double-walled tanks and single-walled tanks. | 2015-09-09 | 68346.52 | 100
19282 | T1 | 7-Eleven Inc | Store #36619 | 2311 Babcock Rd | San Antonio | TX | 78229 | Bexar | CN600240329 | RN102654530 | secondary containment monitoring equipment installed in interstitial space of double-walled tanks and double-walled piping and the incremental difference in cost between double-walled tanks and single-walled tanks. | The following property is used 100% for pollution control and is installed to meet or exceed federal or state regulations: secondary containment monitoring equipment installed in interstitial space of double-walled tanks and double-walled piping and the incremental difference in cost between double-walled tanks and single-walled tanks. | 2015-09-09 | 91528.66 | 100
19283 | T1 | 7-Eleven Inc | Store #36620 | 7203 Culebra Road | San Antonio | TX | 78251 | Bexar | CN600240329 | RN102653367 | secondary containment monitoring equipment installed in interstitial space of double-walled tanks and double-walled piping and the incremental difference in cost between double-walled tanks and single-walled tanks. | The following property is used 100% for pollution control and is installed to meet or exceed federal or state regulations: secondary containment monitoring equipment installed in interstitial space of double-walled tanks and double-walled piping and the incremental difference in cost between double-walled tanks and single-walled tanks. | 2015-09-09 | 75167.8 | 100
19284 | T1 | 7-Eleven Inc | Store #36622 | 1702 SW Loop 410 | San Antonio | TX | 78227 | Bexar | CN600240329 | RN100546449 | secondary containment monitoring equipment installed in interstitial space of double-walled tanks and double-walled piping and the incremental difference in cost between double-walled tanks and single-walled tanks. | The following property is used 100% for pollution control and is installed to meet or exceed federal or state regulations: secondary containment monitoring equipment installed in interstitial space of double-walled tanks and double-walled piping and the incremental difference in cost between double-walled tanks and single-walled tanks. | 2015-09-09 | 47928.66 | 100
19285 | T1 | 7-Eleven Inc | Store #36623 | 802 San Pedro Ave | San Antonio | TX | 78212 | Bexar | CN600240329 | RN101648988 | secondary containment monitoring equipment installed in interstitial space of double-walled tanks and double-walled piping and the incremental difference in cost between double-walled tanks and single-walled tanks. | The following property is used 100% for pollution control and is installed to meet or exceed federal or state regulations: secondary containment monitoring equipment installed in interstitial space of double-walled tanks and double-walled piping and the incremental difference in cost between double-walled tanks and single-walled tanks. | 2015-09-09 | 52467.8 | 100
19286 | T1 | 7-Eleven Inc | Store #36624 | 12011 San Pedro Ave | San Antonio | TX | 78216 | Bexar | CN600240329 | RN102749470 | secondary containment monitoring equipment installed in interstitial space of double-walled tanks and double-walled piping and the incremental difference in cost between double-walled tanks and single-walled tanks. | The following property is used 100% for pollution control and is installed to meet or exceed federal or state regulations: secondary containment monitoring equipment installed in interstitial space of double-walled tanks and double-walled piping and the incremental difference in cost between double-walled tanks and single-walled tanks. | 2015-09-09 | 90328.66 | 100
19287 | T1 | 7-Eleven Inc | Store #36625 | 5242 Rigsby Ave | San Antonio | TX | 78222 | Bexar | CN600240329 | RN100524024 | secondary containment monitoring equipment installed in interstitial space of double-walled tanks and double-walled piping and the incremental difference in cost between double-walled tanks and single-walled tanks. | The following property is used 100% for pollution control and is installed to meet or exceed federal or state regulations: secondary containment monitoring equipment installed in interstitial space of double-walled tanks and double-walled piping and the incremental difference in cost between double-walled tanks and single-walled tanks. | 2015-09-09 | 41128.66 | 100
19288 | T1 | 7-Eleven Inc | Store #36628 | 7930 Callaghan Rd | San Antonio | TX | 78229 | Bexar | CN600240329 | RN102650967 | secondary containment monitoring equipment installed in interstitial space of double-walled tanks and double-walled piping and the incremental difference in cost between double-walled tanks and single-walled tanks. | The following property is used 100% for pollution control and is installed to meet or exceed federal or state regulations: secondary containment monitoring equipment installed in interstitial space of double-walled tanks and double-walled piping and the incremental difference in cost between double-walled tanks and single-walled tanks. | 2015-09-09 | 45529.19 | 100
19289 | T1 | 7-Eleven Inc | Store #36629 | 403 Fair Ave | San Antonio | TX | 78223 | Bexar | CN600240329 | RN100523596 | secondary containment monitoring equipment installed in interstitial space of double-walled tanks and double-walled piping and the incremental difference in cost between double-walled tanks and single-walled tanks. | The following property is used 100% for pollution control and is installed to meet or exceed federal or state regulations: secondary containment monitoring equipment installed in interstitial space of double-walled tanks and double-walled piping and the incremental difference in cost between double-walled tanks and single-walled tanks. | 2015-09-09 | 56728.66 | 100
19290 | T1 | 7-Eleven Inc | Store #36631 | 11702 West Ave | San Antonio | TX | 78216 | Bexar | CN600240329 | RN101640456 | secondary containment monitoring equipment installed in interstitial space of double-walled tanks and double-walled piping and the incremental difference in cost between double-walled tanks and single-walled tanks. | The following property is used 100% for pollution control and is installed to meet or exceed federal or state regulations: secondary containment monitoring equipment installed in interstitial space of double-walled tanks and double-walled piping and the incremental difference in cost between double-walled tanks and single-walled tanks. | 2015-09-09 | 104529.19 | 100
19291 | T1 | 7-Eleven Inc | Store #36632 | 103 S WW White Road | San Antonio | TX | 78219 | Bexar | CN600240329 | RN102653243 | secondary containment monitoring equipment installed in interstitial space of double-walled tanks and double-walled piping and the incremental difference in cost between double-walled tanks and single-walled tanks. | The following property is used 100% for pollution control and is installed to meet or exceed federal or state regulations: secondary containment monitoring equipment installed in interstitial space of double-walled tanks and double-walled piping and the incremental difference in cost between double-walled tanks and single-walled tanks. | 2015-09-09 | 40168.33 | 100
19292 | T1 | 7-Eleven Inc | Store #36634 | 9445 Bandera Road | San Antonio | TX | 78250 | Bexar | CN600240329 | RN102654811 | secondary containment monitoring equipment installed in interstitial space of double-walled tanks and double-walled piping and the incremental difference in cost between double-walled tanks and single-walled tanks. | The following property is used 100% for pollution control and is installed to meet or exceed federal or state regulations: secondary containment monitoring equipment installed in interstitial space of double-walled tanks and double-walled piping and the incremental difference in cost between double-walled tanks and single-walled tanks. | 2015-09-09 | 76329.19 | 100
19293 | T1 | 7-Eleven Inc | Store #36562 | 6422 S Hwy 183 | Austin | TX | 78744 | Travis | CN600240329 | RN101499267 | gas tank monitor and the incremental difference in cost between double-walled tanks and single-walled tanks. | The following property is used 100% for pollution control and is installed to meet or exceed federal or state regulations: gas tank monitor and the incremental difference in cost between double-walled tanks and single-walled tanks. | 2015-09-09 | 125410.15 | 100
19294 | T1 | 7-Eleven Inc | Store #27646 | 1102 W Kiest Blvd | Dallas | TX | 75224 | Dallas | CN600240329 | RN102030608 | Gas Overfill/overspill manhole, overfill/overspill buckets, and the incremental difference in cost between double-walled tanks and single-walled tanks. | The following property is used 100% for pollution control and is installed to meet or exceed federal or state regulations: Gas Overfill/overspill manhole, overfill/overspill buckets, and the incremental difference in cost between double-walled tanks and single-walled tanks. | 2015-09-09 | 43003.66 | 100
19295 | T1 | 7-Eleven Inc | Store #36563 | 11643 Research Blvd | Austin | TX | 78759 | Travis | CN600240329 | RN101499671 | gas tank monitor and the incremental difference in cost between double-walled tanks and single-walled tanks. | The following property is used 100% for pollution control and is installed to meet or exceed federal or state regulations: gas tank monitor and the incremental difference in cost between double-walled tanks and single-walled tanks. | 2015-09-09 | 79910.22 | 100
19296 | T1 | 7-Eleven Inc | Store #36564 | 7004 RR 620 N | Austin | TX | 78732 | Travis | CN600240329 | RN102382074 | gas tank monitor and the incremental difference in cost between double-walled tanks and single-walled tanks. | The following property is used 100% for pollution control and is installed to meet or exceed federal or state regulations: gas tank monitor and the incremental difference in cost between double-walled tanks and single-walled tanks. | 2015-09-09 | 66123.37 | 100
19297 | T1 | 7-Eleven Inc | Store #36565 | 6111 Bee Cave Rd | Austin | TX | 78746 | Travis | CN600240329 | RN101499507 | gas tank monitor and the incremental difference in cost between double-walled tanks and single-walled tanks. | The following property is used 100% for pollution control and is installed to meet or exceed federal or state regulations: gas tank monitor and the incremental difference in cost between double-walled tanks and single-walled tanks. | 2015-09-09 | 64073.85 | 100
19298 | T1 | 7-Eleven Inc | Store #27644 | 801 North Beltline | Irving | TX | 75061 | Dallas | CN600240329 | RN102029857 | Gas overfill/overspill buckets and backflow preventer valve. | The following property is used 100% for pollution control and is installed to meet or exceed federal or state regulations: Gas overfill/overspill buckets and backflow preventer valve. | 2015-09-08 | 17039.23 | 100
19299 | T1 | 7-Eleven Inc | Store #36575 | 15829 IH 35 | Pflugerville | TX | 78660 | Travis | CN600240329 | RN101499440 | gas tank monitors, cathodic protection and the incremental difference in cost between double-walled tanks and single-walled tanks. | The following property is used 100% for pollution control and is installed to meet or exceed federal or state regulations: gas tank monitors, cathodic protection, and the incremental difference in cost between double-walled tanks and single-walled tanks. | 2015-09-09 | 33797.88 | 100
19300 | T1 | 7-Eleven Inc | Store #26702 | 3637 Forest Ln | Dallas | TX | 75234 | Dallas | CN600240329 | RN102143914 | Gas overfill/overspill buckets and gas drop tubes. | The following property is used 100% for pollution control and is installed to meet or exceed federal or state regulations: Gas overfill/overspill buckets and gas drop tubes. | 2015-09-09 | 5968.43 | 100
19301 | T1 | 7-Eleven Inc | Store #36577 | 3625 Bee Cave Rd | Austin | TX | 78746 | Travis | CN600240329 | RN101499374 | gas tank monitor and the incremental difference in cost between double-walled tanks and single-walled tanks. | The following property is used 100% for pollution control and is installed to meet or exceed federal or state regulations: gas tank monitor and the incremental difference in cost between double-walled tanks and single-walled tanks. | 2015-09-09 | 65538.54 | 100
19302 | T1 | 7-Eleven Inc | Store #26589 | 2800 North O'Connor | Irving | TX | 75062 | Dallas | CN600240329 | RN102270246 | Gas tank monitor, overfill/overspill manhole, overfill/overspill protection, overfill/overspill buckets, gas tank probes, backflow preventer valve, gas drop tubes, the incremental difference in cost between double-walled tanks and single-walled tanks, and the incremental difference in cost between double-walled pipes and single-walled pipes. | The following property is used 100% for pollution control and is installed to meet or exceed federal or state regulations: Gas tank monitor, overfill/overspill manhole, overfill/overspill protection, overfill/overspill buckets, gas tank probes, backflow preventer valve, gas drop tubes, the incremental difference in cost between double-walled tanks and single-walled tanks, and the incremental difference in cost between double-walled pipes and single-walled pipes. | 2015-09-09 | 183559.15 | 100
19303 | T1 | 7-Eleven Inc | Store #36586 | 9909 Manchaca | Austin | TX | 78748 | Travis | CN600240329 | RN101619666 | gas tank monitor and the incremental difference in cost between double-walled tanks and single-walled tanks. | The following property is used 100% for pollution control and is installed to meet or exceed federal or state regulations: gas tank monitor and the incremental difference in cost between double-walled tanks and single-walled tanks. | 2015-09-09 | 90386.37 | 100
19304 | T1 | 7-Eleven Inc | Store #25511 | 9820 Walnut | Dallas | TX | 75243 | Dallas | CN600240329 | RN102232972 | Gas tank probes and Gas overfill/overspill buckets. | The following property is used 100% for pollution control and is installed to meet or exceed federal or state regulations: Gas tank probes and Gas overfill/overspill buckets. | 2015-09-09 | 15059.49 | 100
19305 | T1 | 7-Eleven Inc | Store #36587 | 6515 S IH 35 | Austin | TX | 78744 | Travis | CN600240329 | RN102656147 | gas tank monitor and the incremental difference in cost between double-walled tanks and single-walled tanks. | The following property is used 100% for pollution control and is installed to meet or exceed federal or state regulations: gas tank monitor and the incremental difference in cost between double-walled tanks and single-walled tanks. | 2015-09-09 | 92765.56 | 100
19306 | T1 | 7-Eleven Inc | Store #36588 | 1100 W Parmer Ln | Austin | TX | 78727 | Travis | CN600240329 | RN102137015 | gas tank monitor and the incremental difference in cost between double-walled tanks and single-walled tanks. | The following property is used 100% for pollution control and is installed to meet or exceed federal or state regulations: gas tank monitor and the incremental difference in cost between double-walled tanks and single-walled tanks. | 2015-09-09 | 88267.13 | 100
19307 | T1 | 7-Eleven Inc | Store #36591 | 201 W Ben White Blvd | Austin | TX | 78704 | Travis | CN600240329 | RN102659455 | gas tank monitor and the incremental difference in cost between double-walled tanks and single-walled tanks. | The following property is used 100% for pollution control and is installed to meet or exceed federal or state regulations: gas tank monitor and the incremental difference in cost between double-walled tanks and single-walled tanks. | 2015-09-09 | 86523.01 | 100
19308 | T1 | 7-Eleven Inc | Store #25250 | 5550 E Grand | Dallas | TX | 75223 | Dallas | CN600240329 | RN102232105 | Gas tank monitor, overfill/overspill manhole, overfill/overspill protection, overfill/overspill buckets, gas tank probes, the incremental difference in cost between double-walled tanks and single-walled tanks, and the incremental difference in cost between the concrete paving covering underground tanks/pipes and the other paving at the service station calculated using the difference in cost per square foot. | The following property is used 100% for pollution control and is installed to meet or exceed federal or state regulations: Gas tank monitor, overfill/overspill manhole, overfill/overspill protection, overfill/overspill buckets, gas tank probes, the incremental difference in cost between double-walled tanks and single-walled tanks, and the incremental difference in cost between the concrete paving covering underground tanks/pipes and the other paving at the service station calculated using the difference in cost per square foot. | 2015-09-09 | 240121.51 | 100
19309 | T1 | 7-Eleven Inc | Store #36597 | 5445 W Hwy 290 | Austin | TX | 78735 | Travis | CN600240329 | RN102659679 | gas tank monitor and the incremental difference in cost between double-walled tanks and single-walled tanks. | The following property is used 100% for pollution control and is installed to meet or exceed federal or state regulations: gas tank monitor and the incremental difference in cost between double-walled tanks and single-walled tanks. | 2015-09-09 | 76523.78 | 100
19310 | T1 | 7-Eleven Inc | Store #36600 | 1625 W Parmer Ln | Austin | TX | 78754 | Travis | CN600240329 | RN102654894 | gas tank monitor and the incremental difference in cost between double-walled tanks and single-walled tanks. | The following property is used 100% for pollution control and is installed to meet or exceed federal or state regulations: gas tank monitor and the incremental difference in cost between double-walled tanks and single-walled tanks. | 2015-09-09 | 129622.95 | 100
19311 | T1 | 7-Eleven Inc | Store #36604 | 6518 Ed Bluestein Blvd | Austin | TX | 78723 | Travis | CN600240329 | RN102653615 | gas tank monitor and the incremental difference in cost between double-walled tanks and single-walled tanks. | The following property is used 100% for pollution control and is installed to meet or exceed federal or state regulations: gas tank monitor and the incremental difference in cost between double-walled tanks and single-walled tanks. | 2015-09-09 | 129037.19 | 100
19312 | T1 | 7-Eleven Inc | Store #36609 | 10800 Research Blvd | Austin | TX | 78759 | Travis | CN600240329 | RN102223146 | gas tank monitor and the incremental difference in cost between double-walled tanks and single-walled tanks. | The following property is used 100% for pollution control and is installed to meet or exceed federal or state regulations: gas tank monitor and the incremental difference in cost between double-walled tanks and single-walled tanks. | 2015-09-09 | 53256.53 | 100
19313 | T1 | 7-Eleven Inc | Store #36610 | 2616 W Braker Ln | Austin | TX | 78758 | Travis | CN600240329 | RN102138393 | gas tank monitor and the incremental difference in cost between double-walled tanks and single-walled tanks. | The following property is used 100% for pollution control and is installed to meet or exceed federal or state regulations: gas tank monitor and the incremental difference in cost between double-walled tanks and single-walled tanks. | 2015-09-09 | 50429.39 | 100
19314 | T1 | 7-Eleven Inc | Store #25274 | 4118 W Airport Frwy | Irving | TX | 75062 | Dallas | CN600240329 | RN102011996 | Gas tank monitors, automatic leak detectors, overfill/overspill buckets, gas tank probes, the incremental difference in cost between double-walled tanks and single-walled tanks, and the incremental difference in cost between double-walled pipes and single-walled pipes, and the incremental difference in cost between the concrete paving covering underground tanks/pipes and the other paving at the service station calculated using the difference in cost per square foot. | The following property is used 100% for pollution control and is installed to meet or exceed federal or state regulations: Gas tank monitors, automatic leak detectors, overfill/overspill buckets, gas tank probes, the incremental difference in cost between double-walled tanks and single-walled tanks, and the incremental difference in cost between double-walled pipes and single-walled pipes, and the incremental difference in cost between the concrete paving covering underground tanks/pipes and the other paving at the service station calculated using the difference in cost per square foot. | 2015-09-09 | 168194.71 | 100
19315 | T1 | 7-Eleven Inc | Store #36612 | 6707 Cameron Rd | Austin | TX | 78752 | Travis | CN600240329 | RN102221553 | gas tank monitor and the incremental difference in cost between double-walled tanks and single-walled tanks. | The following property is used 100% for pollution control and is installed to meet or exceed federal or state regulations: gas tank monitor and the incremental difference in cost between double-walled tanks and single-walled tanks. | 2015-09-09 | 87134.42 | 100
19316 | T1 | 7-Eleven Inc | Store #36616 | 14730 N IH 35 | Austin | TX | 78728 | Travis | CN600240329 | RN102655362 | gas tank monitor and the incremental difference in cost between double-walled tanks and single-walled tanks. | The following property is used 100% for pollution control and is installed to meet or exceed federal or state regulations: gas tank monitor and the incremental difference in cost between double-walled tanks and single-walled tanks. | 2015-09-09 | 91911.46 | 100
19317 | T1 | 7-Eleven Inc | Store #36618 | 7114 N IH 35 | Austin | TX | 78752 | Travis | CN600240329 | RN102655057 | gas tank monitor, overfill/overspill manholes and the incremental difference in cost between double-walled tanks and single-walled tanks. | The following property is used 100% for pollution control and is installed to meet or exceed federal or state regulations: gas tank monitor, overfill/overspill manholes and the incremental difference in cost between double-walled tanks and single-walled tanks. | 2015-09-09 | 71612.94 | 100
19318 | T1 | 7-Eleven Inc | Store #36630 | 7844 Burnet Rd | Austin | TX | 78757 | Travis | CN600240329 | RN100535673 | gas tank monitor and the incremental difference in cost between double-walled tanks and single-walled tanks. | The following property is used 100% for pollution control and is installed to meet or exceed federal or state regulations: gas tank monitor and the incremental difference in cost between double-walled tanks and single-walled tanks. | 2015-09-09 | 88312.6 | 100
19319 | T1 | 7-Eleven Inc | Store #36633 | 9401 N IH 35 | Austin | TX | 78753 | Travis | CN600240329 | RN102163540 | gas tank monitor and the incremental difference in cost between double-walled tanks and single-walled tanks. | The following property is used 100% for pollution control and is installed to meet or exceed federal or state regulations: gas tank monitor and the incremental difference in cost between double-walled tanks and single-walled tanks. | 2015-09-09 | 91911.46 | 100
19320 | T1 | 7-Eleven Inc | Store #36636 | 1320 E Oltorf St | Austin | TX | 78704 | Travis | CN600240329 | RN100535251 | gas tank monitor and the incremental difference in cost between double-walled tanks and single-walled tanks. | The following property is used 100% for pollution control and is installed to meet or exceed federal or state regulations: gas tank monitor and the incremental difference in cost between double-walled tanks and single-walled tanks. | 2015-09-09 | 91911.46 | 100
19321 | T1 | 7-Eleven Inc | Store #33654 | 1031 Murphy Road | Murphy | TX | 75094 | Collin | CN600240329 | RN105368971 | Gas tank monitor, overfill/overspill manhole, gas tank probes, the incremental difference in cost between double-walled tanks, and the incremental difference in cost between the concrete paving covering underground tanks/pipes and the other paving at the service station calculated using the difference in cost per square foot. | The following property is used 100% for pollution control and is installed to meet or exceed federal or state regulations: Gas tank monitor, overfill/overspill manhole, gas tank probes, the incremental difference in cost between double-walled tanks, and the incremental difference in cost between the concrete paving covering underground tanks/pipes and the other paving at the service station calculated using the difference in cost per square foot. | 2015-09-09 | 145662.02 | 100
19322 | T1 | 7-Eleven Inc | Store #36641 | 3431 W William Cannon Dr | Austin | TX | 78745 | Travis | CN600240329 | RN102660560 | gas tank monitor and the incremental difference in cost between double-walled tanks and single-walled tanks. | The following property is used 100% for pollution control and is installed to meet or exceed federal or state regulations: gas tank monitor and the incremental difference in cost between double-walled tanks and single-walled tanks. | 2015-09-09 | 48102.74 | 100
19323 | T1 | 7-Eleven Inc | Store #35382 | 3710 Beltline Road | Addison | TX | 75001 | Dallas | CN600240329 | RN102220274 | Gas tank monitor and the incremental difference in cost between double-walled tanks and single-walled tanks. | The following property is used 100% for pollution control and is installed to meet or exceed federal or state regulations: Gas tank monitor and the incremental difference in cost between double-walled tanks and single-walled tanks. | 2015-09-09 | 54087.81 | 100
19324 | T1 | 7-Eleven Inc | Store #36642 | 7715 E Ben White Blvd | Austin | TX | 78704 | Travis | CN600240329 | RN104362827 | gas tank monitor and the incremental difference in cost between double-walled tanks and single-walled tanks. | The following property is used 100% for pollution control and is installed to meet or exceed federal or state regulations: gas tank monitor and the incremental difference in cost between double-walled tanks and single-walled tanks. | 2015-09-09 | 147436.78 | 100
19325 | T1 | 7-Eleven Inc | Store #36680 | 3848 Airport Blvd | Austin | TX | 78722 | Travis | CN600240329 | RN106556442 | gas tank monitor, overfill/overspill buckets, the incremental difference in cost between double-walled piping and single-walled piping, and the incremental difference in cost between double-walled tanks and single-walled tanks; and the incremental difference in cost between the concrete paving covering underground tanks/pipes and the other paving at the service station calculated using the difference in cost per square foot. | The following property is used 100% for pollution control and is installed to meet or exceed federal or state regulations: gas tank monitor, overfill/overspill buckets, the incremental difference in cost between double-walled piping and single-walled piping, and the incremental difference in cost between double-walled tanks and single-walled tanks; and the incremental difference in cost between the concrete paving covering underground tanks/pipes and the other paving at the service station calculated using the difference in cost per square foot. | 2015-09-09 | 291786.46 | 100
19326 | T1 | 7-Eleven Inc | Store #36502 | 5006 Houston Fwy | Victoria | TX | 77901 | Victoria | CN600240329 | RN102394046 | gas tank monitor and the incremental difference in cost between double-walled tanks and single-walled tanks. | The following property is used 100% for pollution control and is installed to meet or exceed federal or state regulations: gas tank monitor and the incremental difference in cost between double-walled tanks and single-walled tanks. | 2015-09-09 | 40727.2 | 100
19327 | T1 | 7-Eleven Inc | Store #35027 | 1985 Northwest Highway | Dallas | TX | 75220 | Dallas | CN600240329 | RN104210315 | Gas tank monitors, overfill/overspill buckets, the incremental difference in cost between double-walled tanks and single-walled tanks, the incremental difference in cost between double-walled pipes and single-walled pipes. | The following property is used 100% for pollution control and is installed to meet or exceed federal or state regulations: Gas tank monitors, overfill/overspill buckets, the incremental difference in cost between double-walled tanks and single-walled tanks, the incremental difference in cost between double-walled pipes and single-walled pipes. | 2015-09-09 | 169369.15 | 100
19328 | T1 | 7-Eleven Inc | Store #36504 | 3601 John Stockbauer Dr | Victoria | TX | 77904 | Victoria | CN600240329 | RN102381357 | gas tank monitor and the incremental difference in cost between double-walled tanks and single-walled tanks. | The following property is used 100% for pollution control and is installed to meet or exceed federal or state regulations: gas tank monitor and the incremental difference in cost between double-walled tanks and single-walled tanks. | 2015-09-09 | 23477.65 | 100
19329 | T1 | 7-Eleven Inc | Store #36512 | 3302 Sam Houston Dr | Victoria | TX | 77904 | Victoria | CN600240329 | RN101887040 | gas tank monitor and the incremental difference in cost between double-walled tanks and single-walled tanks. | The following property is used 100% for pollution control and is installed to meet or exceed federal or state regulations: gas tank monitor and the incremental difference in cost between double-walled tanks and single-walled tanks. | 2015-09-09 | 39103.88 | 100
19330 | T1 | 7-Eleven Inc | Store #36515 | 5906 N Navarro St | Victoria | TX | 77904 | Victoria | CN600240329 | RN102401080 | gas tank monitor, tank probes and the incremental difference in cost between double-walled tanks and single-walled tanks. | The following property is used 100% for pollution control and is installed to meet or exceed federal or state regulations: gas tank monitor, tank probes and the incremental difference in cost between double-walled tanks and single-walled tanks. | 2015-09-09 | 68699.48 | 100
19331 | T1 | 7-Eleven Inc | Store #36516 | 2604 N Main St | Victoria | TX | 77901 | Victoria | CN600240329 | RN102961240 | gas tank monitor and the incremental difference in cost between double-walled tanks and single-walled tanks. | The following property is used 100% for pollution control and is installed to meet or exceed federal or state regulations: gas tank monitor and the incremental difference in cost between double-walled tanks and single-walled tanks. | 2015-09-09 | 29642.4 | 100
19332 | T1 | 7-Eleven Inc | Store #36521 | 1501 Port Lavaca Dr | Victoria | TX | 77901 | Victoria | CN600240329 | RN101732550 | gas tank monitor and the incremental difference in cost between double-walled tanks and single-walled tanks. | The following property is used 100% for pollution control and is installed to meet or exceed federal or state regulations: gas tank monitor and the incremental difference in cost between double-walled tanks and single-walled tanks. | 2015-09-09 | 10897.2 | 100
19333 | T1 | 7-Eleven Inc | Store #36519 | 9811 Bob Bullock LP | Laredo | TX | 78045 | Webb | CN600240329 | RN102957362 | gas tank monitor and the incremental difference in cost between double-walled tanks and single-walled tanks. | The following property is used 100% for pollution control and is installed to meet or exceed federal or state regulations: gas tank monitor and the incremental difference in cost between double-walled tanks and single-walled tanks. | 2015-09-09 | 117541.54 | 100
19334 | T1 | 7-Eleven Inc | Store #36520 | 9101 McPherson Rd | Laredo | TX | 78045 | Webb | CN600240329 | RN102408267 | gas tank monitor and the incremental difference in cost between double-walled tanks and single-walled tanks. | The following property is used 100% for pollution control and is installed to meet or exceed federal or state regulations: gas tank monitor and the incremental difference in cost between double-walled tanks and single-walled tanks. | 2015-09-09 | 97199.39 | 100
19335 | T1 | 7-Eleven Inc | Store #36528 | 2719 E Saunders | Laredo | TX | 78041 | Webb | CN600240329 | RN102391414 | gas tank monitor and the incremental difference in cost between double-walled tanks and single-walled tanks. | The following property is used 100% for pollution control and is installed to meet or exceed federal or state regulations: gas tank monitor and the incremental difference in cost between double-walled tanks and single-walled tanks. | 2015-09-09 | 102272.07 | 100
19336 | T1 | 7-Eleven Inc | Store #34997 | 1010 Ross Avenue | Dallas | TX | 75202 | Dallas | CN600240329 | RN106473481 | Gas tank monitor, overfill/overspill buckets, the incremental difference in cost between double-walled tanks and single-walled tanks, the incremental difference in cost between double-walled pipes and single-walled pipes, and the incremental difference in cost between the concrete paving covering underground tanks/pipes and the other paving at the service station calculated using the difference in cost per square foot. | The following property is used 100% for pollution control and is installed to meet or exceed federal or state regulations: Gas tank monitor, overfill/overspill buckets, the incremental difference in cost between double-walled tanks and single-walled tanks, the incremental difference in cost between double-walled pipes and single-walled pipes, and the incremental difference in cost between the concrete paving covering underground tanks/pipes and the other paving at the service station calculated using the difference in cost per square foot. | 2015-09-09 | 284926.8 | 100
19337 | T1 | 7-Eleven Inc | Store #36546 | 7615 McPherson RD | Laredo | TX | 78041 | Webb | CN600240329 | RN102390150 | gas tank monitor and the incremental difference in cost between double-walled tanks and single-walled tanks. | The following property is used 100% for pollution control and is installed to meet or exceed federal or state regulations: gas tank monitor and the incremental difference in cost between double-walled tanks and single-walled tanks. | 2015-09-09 | 111468.33 | 100
19338 | T1 | 7-Eleven Inc | Store #34490 | 9230 Skillman Street | Dallas | TX | 75243 | Dallas | CN600240329 | RN105989198 | Gas tank monitor, overfill/overspill buckets, gas tank probes, the incremental difference in cost between double-walled tanks and single-walled tanks, the incremental difference in cost between double-walled pipes and single-walled pipes, and the incremental difference in cost between the concrete paving covering underground tanks/pipes and the other paving at the service station calculated using the difference in cost per square foot. | The following property is used 100% for pollution control and is installed to meet or exceed federal or state regulations: Gas tank monitor, overfill/overspill buckets, gas tank probes, the incremental difference in cost between double-walled tanks and single-walled tanks, the incremental difference in cost between double-walled pipes and single-walled pipes, and the incremental difference in cost between the concrete paving covering underground tanks/pipes and the other paving at the service station calculated using the difference in cost per square foot. | 2015-09-09 | 190395.25 | 100
19339 | T1 | 7-Eleven Inc | Store #36548 | 900 Espejo Molina Rd | Laredo | TX | 78046 | Webb | CN600240329 | RN103139556 | gas tank monitor and the incremental difference in cost between double-walled tanks and single-walled tanks. | The following property is used 100% for pollution control and is installed to meet or exceed federal or state regulations: gas tank monitor and the incremental difference in cost between double-walled tanks and single-walled tanks. | 2015-09-09 | 170676.57 | 100
19340 | T1 | 7-Eleven Inc | Store #35471 | 1870 S Bagdad Rd | Leander | TX | 78941 | Williamson | CN600240329 | RN106549777 | gas tank monitor, overfill/overspill buckets, the incremental difference in cost between double-walled piping and single-walled piping, and the incremental difference in cost between double-walled tanks and single-walled tanks; and the incremental difference in cost between the concrete paving covering underground tanks/pipes and the other paving at the service station calculated using the difference in cost per square foot. | The following property is used 100% for pollution control and is installed to meet or exceed federal or state regulations: gas tank monitor, overfill/overspill buckets, the incremental difference in cost between double-walled piping and single-walled piping, and the incremental difference in cost between double-walled tanks and single-walled tanks; and the incremental difference in cost between the concrete paving covering underground tanks/pipes and the other paving at the service station calculated using the difference in cost per square foot. | 2015-09-09 | 284074.18 | 100
19341 | T1 | 7-Eleven Inc | Store #35727 | 3000 N A W Grimes Blvd | Round Rock | TX | 78664 | Williamson | CN600240329 | RN106477250 | gas tank monitor. | The following property is used 100% for pollution control and is installed to meet or exceed federal or state regulations: gas tank monitor. | 2015-09-09 | 17313.7 | 100
19342 | T1 | 7-Eleven Inc | Store #35791 | 707 S Hwy 183 | Leander | TX | 78641 | Williamson | CN600240329 | RN102398526 | gas tank monitor, tank probes and the incremental difference in cost between double-walled tanks and single-walled tanks. | The following property is used 100% for pollution control and is installed to meet or exceed federal or state regulations: gas tank monitor, tank probes and the incremental difference in cost between double-walled tanks and single-walled tanks. | 2015-09-09 | 41674.66 | 100
19343 | T1 | 7-Eleven Inc | Store #36056 | 900 W Whitestone | Cedar Park | TX | 78613 | Williamson | CN600240329 | RN101519791 | gas tank monitor, overfill/overspill buckets, the incremental difference in cost between double-walled piping and single-walled piping, and the incremental difference in cost between double-walled tanks and single-walled tanks; and the incremental difference in cost between the concrete paving covering underground tanks/pipes and the other paving at the service station calculated using the difference in cost per square foot. | The following property is used 100% for pollution control and is installed to meet or exceed federal or state regulations: gas tank monitor, overfill/overspill buckets, the incremental difference in cost between double-walled piping and single-walled piping, and the incremental difference in cost between double-walled tanks and single-walled tanks; and the incremental difference in cost between the concrete paving covering underground tanks/pipes and the other paving at the service station calculated using the difference in cost per square foot. | 2015-09-09 | 290341.69 | 100
19344 | T1 | 7-Eleven Inc | Store #36555 | 101 N Hwy 183 | Leander | TX | 78641 | Williamson | CN600240329 | RN101698652 | gas tank monitors, overfill/overspill buckets, cathodic protection, the incremental difference in cost between double-walled piping and single-walled piping, and the incremental difference in cost between double-walled tanks and single-walled tanks. | The following property is used 100% for pollution control and is installed to meet or exceed federal or state regulations: gas tank monitors, overfill/overspill buckets, cathodic protection, the incremental difference in cost between double-walled piping and single-walled piping, and the incremental difference in cost between double-walled tanks and single-walled tanks. | 2015-09-09 | 78941.63 | 100
19345 | T1 | 7-Eleven Inc | Store #36556 | 2901 Brushy Creek Rd | Cedar Park | TX | 78613 | Williamson | CN600240329 | RN104441142 | gas tank monitor and the incremental difference in cost between double-walled tanks and single-walled tanks. | The following property is used 100% for pollution control and is installed to meet or exceed federal or state regulations: gas tank monitor and the incremental difference in cost between double-walled tanks and single-walled tanks. | 2015-09-09 | 83187.56 | 100
19346 | T1 | 7-Eleven Inc | Store #34099 | 4401 W Green Oaks Blvd | Arlington | TX | 76016 | Tarrant | CN600240329 | RN102073525 | gas tank probes, overfill/overspill protection, vapor recovery systems, overfill/overspill buckets, the incremental difference in cost between double-walled piping and single-walled piping, and the incremental difference in cost between double-walled tanks and single-walled tanks; and the incremental difference in cost between the concrete paving covering underground tanks/pipes and the other paving at the service station calculated using the difference in cost per square foot. | Returned for failure to respond to a deficiency letter. | 2015-11-04 | 201243.77 | 100
19347 | T1 | 7-Eleven Inc | Store #34117 | 12103 Webb Chapel Road | Farmers Branch | TX | 75234 | Dallas | CN600240329 | RN102356656 | Gas tank monitors, overfill/overspill manhole, overfill/overspill protection, automatic leak detectors, gas tank probes, the incremental difference in cost between double-walled tanks and single-walled tanks, and the incremental difference in cost between the concrete paving covering underground tanks/pipes and the other paving at the service station calculated using the difference in cost per square foot. | The following property is used 100% for pollution control and is installed to meet or exceed federal or state regulations: Gas tank monitors, overfill/overspill manhole, overfill/overspill protection, automatic leak detectors, gas tank probes, the incremental difference in cost between double-walled tanks and single-walled tanks, and the incremental difference in cost between the concrete paving covering underground tanks/pipes and the other paving at the service station calculated using the difference in cost per square foot. | 2015-09-09 | 162482.61 | 100
19348 | T1 | 7-Eleven Inc | Store #34096 | 6360 N Davis Blvd | North Richland Hills | TX | 76180 | Tarrant | CN600240329 | RN102793437 | gas tank monitors, overfill/overspill buckets, tank probes, vapor recovery, the incremental difference in cost between double-walled piping and single-walled piping, and the incremental difference in cost between double-walled tanks and single-walled tanks. | Returned for failure to respond to a deficiency letter. | 2015-11-04 | 89968.82 | 100
19349 | T1 | 7-Eleven Inc | Store #34098 | 6550 Forest Hills Dr | Fort Worth | TX | 76140 | Tarrant | CN600240329 | RN101998284 | gas tank monitors, overfill/overspill buckets, tank probes, vapor recovery, backflow prevention valve, the incremental difference in cost between double-walled piping and single-walled piping, and the incremental difference in cost between double-walled tanks and single-walled tanks. | Returned for failure to respond to a deficiency letter. | 2015-11-04 | 162330.2 | 100
19350 | T1 | 7-Eleven Inc | Store #34115 | 106 E Highway 80 | Mesquite | TX | 75149 | Dallas | CN600240329 | RN102153368 | Gas tank monitor, overfill/overspill protection, gas tank probes, backflow preventer valve, the incremental difference in cost between double-walled tanks and single-walled tanks, the incremental difference in cost between double-walled pipes and single-walled pipes, and the incremental difference in cost between the concrete paving covering underground tanks/pipes and the other paving at the service station calculated using the difference in cost per square foot. | The following property is used 100% for pollution control and is installed to meet or exceed federal or state regulations: Gas tank monitor, overfill/overspill protection, gas tank probes, backflow preventer valve, the incremental difference in cost between double-walled tanks and single-walled tanks, the incremental difference in cost between double-walled pipes and single-walled pipes, and the incremental difference in cost between the concrete paving covering underground tanks/pipes and the other paving at the service station calculated using the difference in cost per square foot. | 2015-09-09 | 112672.49 | 100
19351 | T1 | 7-Eleven Inc | Store #34114 | 11405 LBJ Freeway | Garland | TX | 75041 | Dallas | CN600240329 | RN102226875 | Gas tank monitors, overfill/overspill manhole, and gas drop tubes. | The following property is used 100% for pollution control and is installed to meet or exceed federal or state regulations: Gas tank monitors, overfill/overspill manhole, and gas drop tubes. | 2015-09-09 | 6439.96 | 100
19352 | T1 | 7-Eleven Inc | Store #36635 | 1303 W Hildebrand Ave | San Antonio | TX | 78201 | Bexar | CN600240329 | RN101632131 | secondary containment monitoring equipment installed in interstitial space of double-walled tanks and double-walled piping and the incremental difference in cost between double-walled tanks and single-walled tanks. | The following property is used 100% for pollution control and is installed to meet or exceed federal or state regulations: secondary containment monitoring equipment installed in interstitial space of double-walled tanks and double-walled piping and the incremental difference in cost between double-walled tanks and single-walled tanks. | 2015-09-09 | 96161.72 | 100
19353 | T1 | 7-Eleven Inc | Store #34113 | 11363 East Northwest Highway | Dallas | TX | 75238 | Dallas | CN600240329 | RN102130622 | Gas tank monitors, automatic leak detector, and the incremental difference in cost between double-walled tanks and single-walled tanks. | The following property is used 100% for pollution control and is installed to meet or exceed federal or state regulations: Gas tank monitors, automatic leak detector, and the incremental difference in cost between double-walled tanks and single-walled tanks. | 2015-09-09 | 60947.54 | 100
19354 | T1 | 7-Eleven Inc | Store #36637 | 6110 N Panam Expwy | San Antonio | TX | 78218 | Bexar | CN600240329 | RN102658507 | secondary containment monitoring equipment installed in interstitial space of double-walled tanks and double-walled piping and the incremental difference in cost between double-walled tanks and single-walled tanks. | The following property is used 100% for pollution control and is installed to meet or exceed federal or state regulations: secondary containment monitoring equipment installed in interstitial space of double-walled tanks and double-walled piping and the incremental difference in cost between double-walled tanks and single-walled tanks. | 2015-09-09 | 48029.19 | 100
19355 | T1 | 7-Eleven Inc | Store #34112 | 4747 Greenville Avenue | Dallas | TX | 75206 | Dallas | CN600240329 | RN102163771 | Gas tank monitor, the incremental difference in cost between double-walled pipes and single-walled pipes, gas drop tubes, and overfill/overspill buckets. | The following property is used 100% for pollution control and is installed to meet or exceed federal or state regulations: Gas tank monitor, the incremental difference in cost between double-walled pipes and single-walled pipes, gas drop tubes, and overfill/overspill buckets. | 2015-09-09 | 37441.72 | 100
19356 | T1 | 7-Eleven Inc | Store #34111 | 14801 Coit Road | Dallas | TX | 75248 | Dallas | CN600240329 | RN102145059 | Gas tank monitors, the incremental difference in cost between double-walled tanks and single-walled tanks, and gas drop tubes. | The following property is used 100% for pollution control and is installed to meet or exceed federal or state regulations: Gas tank monitors, the incremental difference in cost between double-walled tanks and single-walled tanks, and gas drop tubes. | 2015-09-09 | 85894.77 | 100
19357 | T1 | 7-Eleven Inc | Store #34103 | 2607 North Stemmons Freeway | Dallas | TX | 75207 | Dallas | CN600240329 | RN102355401 | Gas tank monitor and the incremental difference in cost between double-walled tanks and single-walled tanks. | The following property is used 100% for pollution control and is installed to meet or exceed federal or state regulations: Gas tank monitor and the incremental difference in cost between double-walled tanks and single-walled tanks. | 2015-09-09 | 5251.37 | 100
19358 | T1 | 7-Eleven Inc | Store #33122 | 2601 Faithon P Lucas | Mesquite | TX | 75181 | Dallas | CN600240329 | RN103758272 | Gas overfill/overspill manhole, gas tank monitor, automatic leak detectors, and the incremental difference in cost between double-walled tanks and single-walled tanks. | The following property is used 100% for pollution control and is installed to meet or exceed federal or state regulations: Gas overfill/overspill manhole, gas tank monitor, automatic leak detectors, and the incremental difference in cost between double-walled tanks and single-walled tanks. | 2015-09-09 | 129204.97 | 100
19359 | T1 | 7-Eleven Inc | Store #36638 | 7003 West US Highway 90 | San Antonio | TX | 78227 | Bexar | CN600240329 | RN100537356 | secondary containment monitoring equipment installed in interstitial space of double-walled tanks and double-walled piping and the incremental difference in cost between double-walled tanks and single-walled tanks. | The following property is used 100% for pollution control and is installed to meet or exceed federal or state regulations: secondary containment monitoring equipment installed in interstitial space of double-walled tanks and double-walled piping and the incremental difference in cost between double-walled tanks and single-walled tanks. | 2015-09-09 | 46365.39 | 100
19360 | T1 | 7-Eleven Inc | Store #33116 | 6881 Greenville Ave | Dallas | TX | 75231 | Dallas | CN600240329 | RN103009346 | Gas overfill/overspill manhole, the incremental difference in cost between double-walled tanks and single-walled tanks, gas drop tubes, and gas overfill/overspill buckets. | The following property is used 100% for pollution control and is installed to meet or exceed federal or state regulations: Gas overfill/overspill manhole, the incremental difference in cost between double-walled tanks and single-walled tanks, gas drop tubes, and gas overfill/overspill buckets. | 2015-09-09 | 122644.35 | 100
19361 | T1 | 7-Eleven Inc | Store #32914 | 6122 Broadway | Garland | TX | 75043 | Dallas | CN600240329 | RN102057007 | Gas tank monitors, overfill/overspill buckets, the incremental difference in cost between double-walled tanks and single-walled tanks, the incremental difference in cost between double-walled pipes and single-walled pipes, and the incremental difference in cost between the concrete paving covering underground tanks/pipes and the other paving at the service station calculated using the difference in cost per square foot. | The following property is used 100% for pollution control and is installed to meet or exceed federal or state regulations: Gas tank monitors, overfill/overspill buckets, the incremental difference in cost between double-walled tanks and single-walled tanks, the incremental difference in cost between double-walled pipes and single-walled pipes, and the incremental difference in cost between the concrete paving covering underground tanks/pipes and the other paving at the service station calculated using the difference in cost per square foot. | 2015-09-09 | 199941.4 | 100
19362 | T1 | 7-Eleven Inc | Store #36639 | 12202 Jones Maltsberger Rd | San Antonio | TX | 78247 | Bexar | CN600240329 | RN102162328 | secondary containment monitoring equipment installed in interstitial space of double-walled tanks and double-walled piping and the incremental difference in cost between double-walled tanks and single-walled tanks. | The following property is used 100% for pollution control and is installed to meet or exceed federal or state regulations: secondary containment monitoring equipment installed in interstitial space of double-walled tanks and double-walled piping and the incremental difference in cost between double-walled tanks and single-walled tanks. | 2015-09-09 | 91528.66 | 100
19363 | T1 | 7-Eleven Inc | Store #36627 | 1063 SE Military Dr | San Antonio | TX | 78214 | Bexar | CN600240329 | RN102145638 | secondary containment monitoring equipment installed in interstitial space of double-walled tanks and double-walled piping and the incremental difference in cost between double-walled tanks and single-walled tanks. | The following property is used 100% for pollution control and is installed to meet or exceed federal or state regulations: secondary containment monitoring equipment installed in interstitial space of double-walled tanks and double-walled piping and the incremental difference in cost between double-walled tanks and single-walled tanks. | 2015-09-09 | 55029.19 | 100
19364 | T1 | 7-Eleven Inc | Store #36522 | 2480 S Hwy 35 Bypass | Alvin | TX | 77511 | Brazoria | CN600240329 | RN102383676 | secondary containment monitoring equipment installed in interstitial space of double-walled tanks and double-walled piping and the incremental difference in cost between double-walled tanks and single-walled tanks. | The following property is used 100% for pollution control and is installed to meet or exceed federal or state regulations: secondary containment monitoring equipment installed in interstitial space of double-walled tanks and double-walled piping and the incremental difference in cost between double-walled tanks and single-walled tanks. | 2015-09-09 | 104632.4 | 100
19365 | T1 | 7-Eleven Inc | Store #36539 | 1721 Texas Ave S | College Station | TX | 77840 | Brazos | CN600240329 | RN100531631 | secondary containment monitoring equipment installed in interstitial space of double-walled tanks and double-walled piping and the incremental difference in cost between double-walled tanks and single-walled tanks. | The following property is used 100% for pollution control and is installed to meet or exceed federal or state regulations: secondary containment monitoring equipment installed in interstitial space of double-walled tanks and double-walled piping and the incremental difference in cost between double-walled tanks and single-walled tanks. | 2015-09-09 | 44102.4 | 100
19366 | T1 | 7-Eleven Inc | Store #36567 | 3401 Highway 21 E | Bryan | TX | 77808 | Brazos | CN600240329 | RN102718475 | secondary containment monitoring equipment installed in interstitial space of double-walled tanks and double-walled piping and the incremental difference in cost between double-walled tanks and single-walled tanks. | The following property is used 100% for pollution control and is installed to meet or exceed federal or state regulations: secondary containment monitoring equipment installed in interstitial space of double-walled tanks and double-walled piping and the incremental difference in cost between double-walled tanks and single-walled tanks. | 2015-09-09 | 156775.5 | 100
19367 | T1 | 7-Eleven Inc | Store #37080 | 8058 Culebra Rd | San Antonio | TX | 78251 | Bexar | CN600240329 | RN107648743 | secondary containment monitoring equipment installed in interstitial space of double-walled tanks and double-walled piping; the incremental difference in cost between double-walled tanks and single-walled tanks; the incremental difference in cost between double-walled piping and single-walled piping; and gas overfill/overspill buckets. | The following property is used 100% for pollution control and is installed to meet or exceed federal or state regulations: secondary containment monitoring equipment installed in interstitial space of double-walled tanks and double-walled piping; the incremental difference in cost between double-walled tanks and single-walled tanks; the incremental difference in cost between double-walled piping and single-walled piping; and gas overfill/overspill buckets. | 2015-09-09 | 118171.88 | 100
19368 | T1 | 7-Eleven Inc | Store #36505 | 1800 State Highway 35 S | Port Lavaca | TX | 77979 | Calhoun | CN600240329 | RN102400793 | secondary containment monitoring equipment installed in interstitial space of double-walled tanks and double-walled piping and the incremental difference in cost between double-walled tanks and single-walled tanks. | The following property is used 100% for pollution control and is installed to meet or exceed federal or state regulations: secondary containment monitoring equipment installed in interstitial space of double-walled tanks and double-walled piping and the incremental difference in cost between double-walled tanks and single-walled tanks. | 2015-09-09 | 24178.66 | 100
19369 | T1 | 7-Eleven Inc | Store #36390 | 200A N Water St | Burnet | TX | 78611 | Burnet | CN600240329 | RN101434363 | secondary containment monitoring equipment installed in interstitial space of double-walled tanks and double-walled piping and the incremental difference in cost between double-walled tank and single-walled tank. | The following property is used 100% for pollution control and is installed to meet or exceed federal or state regulations: secondary containment monitoring equipment installed in interstitial space of double-walled tanks and double-walled piping and the incremental difference in cost between double-walled tank and single-walled tank. | 2015-09-09 | 41169.03 | 100
19370 | T1 | 7-Eleven Inc | Store #36507 | 2207 State Highway 35 N | Port Lavaca | TX | 77979 | Calhoun | CN600240329 | RN102231610 | secondary containment monitoring equipment installed in interstitial space of double-walled tanks and double-walled piping and the incremental difference in cost between double-walled tanks and single-walled tanks. | The following property is used 100% for pollution control and is installed to meet or exceed federal or state regulations: secondary containment monitoring equipment installed in interstitial space of double-walled tanks and double-walled piping and the incremental difference in cost between double-walled tanks and single-walled tanks. | 2015-09-09 | 34108.66 | 100
19371 | T1 | 7-Eleven Inc | Store #36518 | 4706 S Expressway 83 | Harlingen | TX | 78552 | Cameron | CN600240329 | RN102402906 | secondary containment monitoring equipment installed in interstitial space of double-walled tanks and double-walled piping and the incremental difference in cost between double-walled tanks and single-walled tanks. | The following property is used 100% for pollution control and is installed to meet or exceed federal or state regulations: secondary containment monitoring equipment installed in interstitial space of double-walled tanks and double-walled piping and the incremental difference in cost between double-walled tanks and single-walled tanks. | 2015-09-09 | 86212.59 | 100
19372 | T1 | 7-Eleven Inc | Store #36541 | 1758 Boca Chica Blvd | Brownsville | TX | 78520 | Cameron | CN600240329 | RN102392974 | secondary containment monitoring equipment installed in interstitial space of double-walled tanks and double-walled piping and the incremental difference in cost between double-walled tanks and single-walled tanks. | The following property is used 100% for pollution control and is installed to meet or exceed federal or state regulations: secondary containment monitoring equipment installed in interstitial space of double-walled tanks and double-walled piping and the incremental difference in cost between double-walled tanks and single-walled tanks. | 2015-09-09 | 55725.68 | 100
19373 | T1 | 7-Eleven Inc | Store #36542 | 745 W Elizabeth St | Brownsville | TX | 78520 | Cameron | CN600240329 | RN102395209 | secondary containment monitoring equipment installed in interstitial space of double-walled tanks and double-walled piping and the incremental difference in cost between double-walled tanks and single-walled tanks. | The following property is used 100% for pollution control and is installed to meet or exceed federal or state regulations: secondary containment monitoring equipment installed in interstitial space of double-walled tanks and double-walled piping and the incremental difference in cost between double-walled tanks and single-walled tanks. | 2015-09-09 | 41307.7 | 100
19374 | T1 | 7-Eleven Inc | Store #36545 | 865 N Expressway | Brownsville | TX | 78520 | Cameron | CN600240329 | RN102401312 | secondary containment monitoring equipment installed in interstitial space of double-walled tanks and double-walled piping; the incremental difference in cost between double-walled tanks and single-walled tanks; and backflow preventer valve that prevents overfilling of underground storage tanks. | The following property is used 100% for pollution control and is installed to meet or exceed federal or state regulations: secondary containment monitoring equipment installed in interstitial space of double-walled tanks and double-walled piping; the incremental difference in cost between double-walled tanks and single-walled tanks; and backflow preventer valve that prevents overfilling of underground storage tanks. | 2015-09-09 | 28562.28 | 100
19375 | T1 | 7-Eleven Inc | Store #36547 | 6780 W Expressway 83 | Harlingen | TX | 78552 | Cameron | CN600240329 | RN102397973 | secondary containment monitoring equipment installed in interstitial space of double-walled tanks and double-walled piping and the incremental difference in cost between double-walled tanks and single-walled tanks. | The following property is used 100% for pollution control and is installed to meet or exceed federal or state regulations: secondary containment monitoring equipment installed in interstitial space of double-walled tanks and double-walled piping and the incremental difference in cost between double-walled tanks and single-walled tanks. | 2015-09-09 | 53137.8 | 100
19376 | T1 | 7-Eleven Inc | Store #36550 | 1725 International Blvd | Brownsville | TX | 78520 | Cameron | CN600240329 | RN102396330 | secondary containment monitoring equipment installed in interstitial space of double-walled tanks and double-walled piping and the incremental difference in cost between double-walled tanks and single-walled tanks. | The following property is used 100% for pollution control and is installed to meet or exceed federal or state regulations: secondary containment monitoring equipment installed in interstitial space of double-walled tanks and double-walled piping and the incremental difference in cost between double-walled tanks and single-walled tanks. | 2015-09-09 | 81262.65 | 100
19377 | T1 | 7-Eleven Inc | Store #36554 | 1524 N Ed Carey Dr | Harlingen | TX | 78550 | Cameron | CN600240329 | RN102403433 | secondary containment monitoring equipment installed in interstitial space of double-walled tanks and double-walled piping and the incremental difference in cost between double-walled tanks and single-walled tanks. | The following property is used 100% for pollution control and is installed to meet or exceed federal or state regulations: secondary containment monitoring equipment installed in interstitial space of double-walled tanks and double-walled piping and the incremental difference in cost between double-walled tanks and single-walled tanks. | 2015-09-09 | 43461.66 | 100
19378 | T1 | 7-Eleven Inc | Store #30423 | 103 S Cedar Ridge Rd | Duncanville | TX | 75116 | Dallas | CN600240329 | RN102435831 | Automatic leak detectors, the incremental difference in cost between double-walled tanks and single-walled tanks, and gas overfill/overspill buckets. | The following property is used 100% for pollution control and is installed to meet or exceed federal or state regulations: Automatic leak detectors, the incremental difference in cost between double-walled tanks and single-walled tanks, and gas overfill/overspill buckets. | 2015-09-09 | 105122.77 | 100
19379 | T1 | 7-Eleven Inc | Store #30421 | 1428 Oates | Mesquite | TX | 75150 | Dallas | CN600240329 | RN100676055 | Gas tank monitor, overfill/overspill buckets, the incremental difference in cost between double-walled tanks and single-walled tanks. | The following property is used 100% for pollution control and is installed to meet or exceed federal or state regulations: Gas tank monitor, overfill/overspill buckets, the incremental difference in cost between double-walled tanks and single-walled tanks. | 2015-09-09 | 122796.59 | 100
19380 | T1 | 7-Eleven Inc | Store #33697 | 3975 S Lake Forest | McKinney | TX | 75070 | Collin | CN600240329 | RN105113294 | secondary containment monitoring equipment installed in interstitial space of double-walled tanks and double-walled piping; the incremental difference in cost between double-walled tanks and single-walled tanks; automatic leak detectors; gas overfill/overspill manhole; and the incremental difference in cost between the concrete paving covering underground tanks/pipes and the other paving at the service station calculated using the difference in cost per square foot. | The following property is used 100% for pollution control and is installed to meet or exceed federal or state regulations: secondary containment monitoring equipment installed in interstitial space of double-walled tanks and double-walled piping; the incremental difference in cost between double-walled tanks and single-walled tanks; automatic leak detectors; gas overfill/overspill manhole; and the incremental difference in cost between the concrete paving covering underground tanks/pipes and the other paving at the service station calculated using the difference in cost per square foot. | 2015-09-09 | 146918.05 | 100
19381 | T1 | 7-Eleven Inc | Store #34085 | 10820 Eldorado Pkwy | Frisco | TX | 75035 | Collin | CN600240329 | RN105989156 | secondary containment monitoring equipment installed in interstitial space of double-walled tanks and double-walled piping; the incremental difference in cost between double-walled tanks and single-walled tanks; automatic leak detectors; gas overfill/overspill buckets; gas tank probes; vapor recovery system; and the incremental difference in cost between the concrete paving covering underground tanks/pipes and the other paving at the service station calculated using the difference in cost per square foot. | Withdrawn/Returned | 2015-11-04 | 162510 | 100
19382 | T1 | 7-Eleven Inc | Store #34088 | 3330 Legacy Drive | Frisco | TX | 75034 | Collin | CN600240329 | RN105736524 | secondary containment monitoring equipment installed in interstitial space of double-walled tanks and double-walled piping; the incremental difference in cost between double-walled tanks and single-walled tanks; automatic leak detectors; gas overfill/overspill buckets; gas overfill/overspill manhole; and the incremental difference in cost between the concrete paving covering underground tanks/pipes and the other paving at the service station calculated using the difference in cost per square foot. | The following property is used 100% for pollution control and is installed to meet or exceed federal or state regulations: secondary containment monitoring equipment installed in interstitial space of double-walled tanks and double-walled piping; the incremental difference in cost between double-walled tanks and single-walled tanks; automatic leak detectors; gas overfill/overspill buckets; gas overfill/overspill manhole; and the incremental difference in cost between the concrete paving covering underground tanks/pipes and the other paving at the service station calculated using the difference in cost per square foot. | 2015-09-09 | 190004.27 | 100
19383 | T1 | 7-Eleven Inc | Store #34108 | 1814 North Central Expressway | McKinney | TX | 75070 | Collin | CN600240329 | RN102793163 | secondary containment monitoring equipment installed in interstitial space of double-walled tanks and double-walled piping; incremental difference in cost between double-walled piping and single-walled piping; the incremental difference in cost between double-walled tanks and single-walled tanks; gas overfill/overspill buckets; and tank probes. | The following property is used 100% for pollution control and is installed to meet or exceed federal or state regulations: secondary containment monitoring equipment installed in interstitial space of double-walled tanks and double-walled piping; incremental difference in cost between double-walled piping and single-walled piping; the incremental difference in cost between double-walled tanks and single-walled tanks; gas overfill/overspill buckets; and tank probes. | 2015-09-09 | 140045.28 | 100
19384 | T1 | 7-Eleven Inc | Store #34109 | 1302 W. McDermott Dr | Allen | TX | 75013 | Collin | CN600240329 | RN102235066 | secondary containment monitoring equipment installed in interstitial space of double-walled tanks and double-walled piping; the incremental difference in cost between double-walled tanks and single-walled tanks; and gas overfill/overspill buckets. | The following property is used 100% for pollution control and is installed to meet or exceed federal or state regulations: secondary containment monitoring equipment installed in interstitial space of double-walled tanks and double-walled piping; the incremental difference in cost between double-walled tanks and single-walled tanks; and gas overfill/overspill buckets. | 2015-09-09 | 87340.25 | 100
19385 | T1 | 7-Eleven Inc | Store #34110 | 6925 Independence Parkway | Plano | TX | 75023 | Collin | CN600240329 | RN102154341 | secondary containment monitoring equipment installed in interstitial space of double-walled tanks and double-walled piping; gas tank probes; the incremental difference in cost between double-walled tanks and single-walled tanks; the incremental difference in cost between double-walled pipes and single-walled pipes; automatic shut-off valves installed in storage tank fill pipe; gas overfill/overspill buckets; and the incremental difference in cost between the concrete paving covering underground tanks/pipes and the other paving at the service station calculated using the difference in cost per square foot. | The following property is used 100% for pollution control and is installed to meet or exceed federal or state regulations: secondary containment monitoring equipment installed in interstitial space of double-walled tanks and double-walled piping; gas tank probes; the incremental difference in cost between double-walled tanks and single-walled tanks; the incremental difference in cost between double-walled pipes and single-walled pipes; automatic shut-off valves installed in storage tank fill pipe; gas overfill/overspill buckets; and the incremental difference in cost between the concrete paving covering underground tanks/pipes and the other paving at the service station calculated using the difference in cost per square foot. | 2015-09-09 | 117839.44 | 100
19386 | T1 | 7-Eleven Inc | Store #12132 | 2120 Abrams Rd | Dallas | TX | 75214 | Dallas | CN600240329 | RN102020914 | Gas tank monitors, overfill/overspill buckets, vapor recovery system, gas tank probes, automatic leak detectors, overfill/overspill protection, and the incremental difference in cost between double-walled tanks and single-walled tanks. | Withdrawn/Returned | 2015-11-04 | 186180.99 | 100
19387 | T1 | 7-Eleven Inc | Store #22788 | 5365 Spring Valley | Dallas | TX | 75240 | Dallas | CN600240329 | RN102353455 | Gas tank monitors, overfill/overspill buckets, vapor recovery system, overfill/overspill protection, and the incremental difference in cost between double-walled pipes and single-walled pipes. This positive use determination does not apply to any property taxable on or before January 1, 1994. | Withdrawn/Returned | 2015-11-04 | 85469.36 | 100
19388 | T1 | 7-Eleven Inc | Store #34101 | 3985 Beltline Road | Grand Prairie | TX | 75052 | Dallas | CN600240329 | RN103086377 | Gas tank monitors, overfill/overspill buckets, vapor recovery system, gas tank probes, automatic leak detectors, overfill/overspill protection, and the incremental difference in cost between double-walled tanks and single-walled tanks. | Withdrawn/Returned | 2015-11-04 | 129481.01 | 100
19389 | T1 | 7-Eleven Inc | Store #24584 | 4201 Travis Street | Dallas | TX | 75205 | Dallas | CN600240329 | RN102259769 | Gas tank monitors, overfill/overspill protection, vapor recovery system, gas tank probes, and the incremental difference in cost between double-walled tanks and single-walled tanks. This positive use determination does not apply to any property taxable on or before January 1, 1994. | Withdrawn/Returned | 2015-11-04 | 25463.14 | 100
19390 | T1 | 7-Eleven Inc | Store #24579 | 3733 W Northwest Highway | Dallas | TX | 75220 | Dallas | CN600240329 | RN102260908 | Gas overfill/overspill manhole, overfill/overspill protection, gas tank probes, and vapor recovery system. This positive use determination does not apply to any property taxable on or before January 1, 1994. | Withdrawn/Returned | 2015-11-04 | 41100.62 | 100
19391 | T1 | 7-Eleven Inc | Store #24499 | 9804 Ferguson Rd | Dallas | TX | 75228 | Dallas | CN600240329 | RN102233822 | Gas tank monitor, vapor recovery system, and overfill/overspill buckets. This positive use determination does not apply to any property taxable on or before January 1, 1994. | Withdrawn/Returned | 2015-11-04 | 27201.39 | 100
19392 | T1 | 7-Eleven Inc | Store #24466 | 10100 Burton Rd | Dallas | TX | 75217 | Dallas | CN600240329 | RN102231808 | Gas tank monitors, overfill/overspill buckets, and vapor recovery system. This positive use determination does not apply to any property taxable on or before January 1, 1994. | Withdrawn/Returned | 2015-11-04 | 52186.74 | 100
19393 | T1 | 7-Eleven Inc | Store #24409 | 3001 North Beltline | Irving | TX | 75062 | Dallas | CN600240329 | RN10219221 | Gas tank monitors, overfill/overspill buckets, vapor recovery system, and gas tank drop tubes. This positive use determination does not apply to any property taxable on or before January 1, 1994. | Withdrawn/Returned | 2015-11-04 | 35909.17 | 100
19394 | T1 | 7-Eleven Inc | Store #24092 | 9750 Walnut Hill | Dallas | TX | 75238 | Dallas | CN600240329 | RN102230257 | Gas overfill/overspill protection, vapor recovery system, and overfill/overspill buckets. | Withdrawn/Returned | 2015-11-04 | 26613.88 | 100
19395 | T1 | 7-Eleven Inc | Store #24039 | 615 South Main | Duncanville | TX | 75116 | Dallas | CN600240329 | RN102047024 | Gas overfill/overspill protection, gas tank probes, vapor recovery system, automatic leak detectors, and backflow preventer valve. | Withdrawn/Returned | 2015-11-04 | 13044.46 | 100
19396 | T1 | 7-Eleven Inc | Store #23989 | 11803 Preston Rd | Dallas | TX | 75230 | Dallas | CN600240329 | RN102039567 | Gas overfill/overspill manhole, overfill/overspill protection, gas tank monitors, gas tank probes, vapor recovery system, the incremental difference in cost between double-walled tanks and single-walled tanks, and the incremental difference in cost between the concrete paving covering underground tanks/pipes and the other paving at the service station calculated using the difference in cost per square foot. | Withdrawn/Returned | 2015-11-04 | 238348.39 | 100
19397 | T1 | 7-Eleven Inc | Store #22948 | 5403 Arapaho Rd | Dallas | TX | 75248 | Dallas | CN600240329 | RN102432952 | Gas overfill/overspill manhole, gas overfill/overspill protection, gas tank monitor, gas tank probes, vapor recovery system, overfill/overspill buckets, the incremental difference in cost between double-walled pipes and single-walled pipes, the incremental difference in cost between double-walled tanks and single-walled tanks, and the incremental difference in cost between the concrete paving covering underground tanks/pipes and the other paving at the service station calculated using the difference in cost per square foot. | Withdrawn/Returned | 2015-11-04 | 180135.95 | 100
19398 | T1 | 7-Eleven Inc | Store #18688 | 1023 S Hampton Rd | Dallas | TX | 75208 | Dallas | CN600240329 | RN102429859 | Gas tank monitor, vapor recovery system, cathodic protection, , the incremental difference in cost between double-walled tanks and single-walled tanks, and overfill/overspill buckets. | Withdrawn/Returned | 2015-11-04 | 40864.73 | 100
19399 | T1 | 7-Eleven Inc | Store #25567 | 1155 E Redbird | Dallas | TX | 75241 | Dallas | CN600240329 | RN102256815 | Gas tank monitors, overfill/overspill protection, vapor recovery system, and the incremental difference in cost between double-walled tanks and single-walled tanks. | Withdrawn/Returned | 2015-11-04 | 86611.23 | 100
19400 | T1 | 7-Eleven Inc | Store #25764 | 10690 Walnut Hill | Dallas | TX | 75238 | Dallas | CN600240329 | RN102061801 | Gas tank monitor, overfill/overspill buckets, vapor recovery system, automatic leak detectors, the incremental difference in cost between double-walled tanks and single-walled tanks, and the incremental difference in cost between the concrete paving covering underground tanks/pipes and the other paving at the service station calculated using the difference in cost per square foot. | Withdrawn/Returned | 2015-11-04 | 103094.29 | 100
19401 | T1 | 7-Eleven Inc | Store #29380 | 1501 North Beckley | De Soto | TX | 75115 | Dallas | CN600240329 | RN102253630 | Gas tank monitor, overfill/overspill buckets, vapor recovery system, and the incremental difference in cost between double-walled tanks and single-walled tanks. This positive use determination does not apply to any property taxable on or before January 1, 1994. | Withdrawn/Returned | 2015-11-04 | 32683.46 | 100
19402 | T1 | 7-Eleven Inc | Store #27528 | 2145 Josey Lane | Carrollton | TX | 75006 | Dallas | CN600240329 | RN102258670 | Gas tank monitors, vapor recovery system, backflow preventer valve, overfill/overspill buckets, and the incremental difference in cost between double-walled tanks and single-walled tanks. This positive use determination does not apply to any property taxable on or before January 1, 1994. | Withdrawn/Returned | 2015-11-04 | 54431.26 | 100
19403 | T1 | 7-Eleven Inc | Store #27441 | 1803 N Galloway | Mesquite | TX | 75149 | Dallas | CN600240329 | RN102028933 | Gas overfill/overspill protection, gas tank monitors, vapor recovery system, the incremental difference in cost between double-walled tanks and single-walled tanks, the incremental difference in cost between double-walled pipes and single-walled pipes, and overfill/overspill buckets. This positive use determination does not apply to any property taxable on or before January 1, 1994. | Withdrawn/Returned | 2015-11-04 | 49130.12 | 100
19404 | T1 | 7-Eleven Inc | Store #27206 | 13601 CF Hawn Frwy | Dallas | TX | 75253 | Dallas | CN600240329 | RN102230182 | Gas tank monitors, gas tank probes, liquid sensor, vapor recovery system, automatic leak detectors, , the incremental difference in cost between double-walled tanks and single-walled tanks, and overfill/overspill buckets. | Withdrawn/Returned | 2015-11-04 | 244055.7 | 100
19405 | T1 | 7-Eleven | Store #26776 | 757 E Beltline Rd | Desoto | TX | 75115 | Dallas | CN600240329 | RN102021961 | Gas overfill/overspill protection, gas tank monitor, vapor recovery system, the incremental difference in cost between double-walled tanks and single-walled tanks, and the incremental difference in cost between the concrete paving covering underground tanks/pipes and the other paving at the service station calculated using the difference in cost per square foot. This positive use determination does not apply to any property taxable on or before January 1, 1994. | Withdrawn/Returned | 2015-11-04 | 42995.86 | 100
19406 | T1 | 7-Eleven Inc | Store #26721 | 2750 West Northwest Highway | Dallas | TX | 75220 | Dallas | CN600240329 | RN102256757 | Gas overfill/overspill protection, gas tank monitor, vapor recovery system, the incremental difference in cost between double-walled tanks and single-walled tanks, and overfill/overspill buckets. This positive use determination does not apply to any property taxable on or before January 1, 1994. | Withdrawn/Returned | 2015-11-04 | 59057.94 | 100
19407 | T1 | 7-Eleven Inc | Store #25842 | 3640 Gus Thomasson | Mesquite | TX | 75150 | Dallas | CN600240329 | RN102235629 | Gas overfill/overspill manhole, gas tank probes, vapor recovery system, gas drop tubes, and overfill/overspill buckets. This positive use determination does not apply to any property taxable on or before January 1, 1994. | Withdrawn/Returned | 2015-11-04 | 47081.34 | 100
19408 | T1 | 7-Eleven Inc | Store #25298 | 1865 Rosemeade | Carrollton | TX | 75007 | Dallas | CN600240329 | RN102432754 | Gas tank probes, vapor recovery system, overfill/overspill buckets, and the incremental difference in cost between the concrete paving covering underground tanks/pipes and the other paving at the service station calculated using the difference in cost per square foot. This positive use determination does not apply to any property taxable on or before January 1, 1994. | Withdrawn/Returned | 2015-11-04 | 44459.22 | 100
19409 | T1 | 7-Eleven Inc | Store #34197 | 1301 Preston Rd | Plano | TX | 75093 | Collin | CN600240329 | RN102358850 | secondary containment monitoring equipment installed in interstitial space of double-walled tanks and double-walled piping and the incremental difference in cost between double-walled tanks and single-walled tanks. | The following property is used 100% for pollution control and is installed to meet or exceed federal or state regulations: secondary containment monitoring equipment installed in interstitial space of double-walled tanks and double-walled piping and the incremental difference in cost between double-walled tanks and single-walled tanks. | 2015-09-09 | 60224.62 | 100
19410 | T1 | 7-Eleven Inc | Store #34222 | 8885 W University Dr | McKinney | TX | 75071 | Collin | CN600240329 | RN105871370 | secondary containment monitoring equipment installed in interstitial space of double-walled tanks and double-walled piping; the incremental difference in cost between double-walled tanks and single-walled tanks; automatic leak detectors; and gas tank probes. | The following property is used 100% for pollution control and is installed to meet or exceed federal or state regulations: secondary containment monitoring equipment installed in interstitial space of double-walled tanks and double-walled piping; the incremental difference in cost between double-walled tanks and single-walled tanks; automatic leak detectors; and gas tank probes. | 2015-09-09 | 231217.04 | 100
19411 | T1 | 7-Eleven Inc | Store #36557 | 553 Louis Henna Blvd | Round Rock | TX | 78664 | Williamson | CN600240329 | RN101644698 | secondary containment monitoring equipment installed in interstitial space of double-walled tanks and double-walled piping and the incremental difference in cost between double-walled tanks and single-walled tanks. | The following property is used 100% for pollution control and is installed to meet or exceed federal or state regulations: secondary containment monitoring equipment installed in interstitial space of double-walled tanks and double-walled piping and the incremental difference in cost between double-walled tanks and single-walled tanks. | 2015-09-09 | 95329.98 | 100
19412 | T1 | 7-Eleven Inc | Store #36573 | 2607 S Highway 183 | Leander | TX | 78641 | Williamson | CN600240329 | RN101499192 | secondary containment monitoring equipment installed in interstitial space of double-walled tanks and double-walled piping and the incremental difference in cost between double-walled tanks and single-walled tanks. | The following property is used 100% for pollution control and is installed to meet or exceed federal or state regulations: secondary containment monitoring equipment installed in interstitial space of double-walled tanks and double-walled piping and the incremental difference in cost between double-walled tanks and single-walled tanks. | 2015-09-09 | 9961.43 | 100
19413 | T1 | 7-Eleven Inc | Store #36581 | 1900 Bagdad Rd | Cedar Park | TX | 78613 | Williamson | CN600240329 | RN104004858 | secondary containment monitoring equipment installed in interstitial space of double-walled tanks and double-walled piping and the incremental difference in cost between double-walled tanks and single-walled tanks. | The following property is used 100% for pollution control and is installed to meet or exceed federal or state regulations: secondary containment monitoring equipment installed in interstitial space of double-walled tanks and double-walled piping and the incremental difference in cost between double-walled tanks and single-walled tanks. | 2015-09-09 | 83691.22 | 100
19414 | T1 | 7-Eleven Inc | Store #36589 | 10207 Lake Creek Pkwy | Austin | TX | 78729 | Williamson | CN600240329 | RN102137148 | secondary containment monitoring equipment installed in interstitial space of double-walled tanks and double-walled piping and the incremental difference in cost between double-walled tanks and single-walled tanks. | The following property is used 100% for pollution control and is installed to meet or exceed federal or state regulations: secondary containment monitoring equipment installed in interstitial space of double-walled tanks and double-walled piping and the incremental difference in cost between double-walled tanks and single-walled tanks. | 2015-09-09 | 91837.8 | 100
19415 | T1 | 7-Eleven Inc | Store #36596 | 1801 S Lakeline Blvd | Cedar Park | TX | 78613 | Williamson | CN600240329 | RN102931862 | secondary containment monitoring equipment installed in interstitial space of double-walled tanks and double-walled piping and the incremental difference in cost between double-walled tanks and single-walled tanks. | The following property is used 100% for pollution control and is installed to meet or exceed federal or state regulations: secondary containment monitoring equipment installed in interstitial space of double-walled tanks and double-walled piping and the incremental difference in cost between double-walled tanks and single-walled tanks. | 2015-09-09 | 138065.12 | 100
19416 | T1 | 7-Eleven Inc | Store #36599 | 11613 N FM 620 | Austin | TX | 78750 | Williamson | CN600240329 | RN102136991 | secondary containment monitoring equipment installed in interstitial space of double-walled tanks and double-walled piping and the incremental difference in cost between double-walled tanks and single-walled tanks. | The following property is used 100% for pollution control and is installed to meet or exceed federal or state regulations: secondary containment monitoring equipment installed in interstitial space of double-walled tanks and double-walled piping and the incremental difference in cost between double-walled tanks and single-walled tanks. | 2015-09-09 | 137914.84 | 100
19417 | T1 | 7-Eleven Inc | Store #36603 | 2801 LaFrontera Blvd | Round Rock | TX | 78681 | Williamson | CN600240329 | RN102724788 | secondary containment monitoring equipment installed in interstitial space of double-walled tanks and double-walled piping and the incremental difference in cost between double-walled tanks and single-walled tanks. | The following property is used 100% for pollution control and is installed to meet or exceed federal or state regulations: secondary containment monitoring equipment installed in interstitial space of double-walled tanks and double-walled piping and the incremental difference in cost between double-walled tanks and single-walled tanks. | 2015-09-09 | 136892.73 | 100
19418 | T1 | 7-Eleven Inc | Store #36977 | 16310 N Ranch Road 620 | Round Rock | TX | 78681 | Williamson | CN600240329 | RN102480555 | secondary containment monitoring equipment installed in interstitial space of double-walled tanks and double-walled piping; incremental difference in cost between double-walled piping and single-walled piping; and gas overfill/overspill buckets. | The following property is used 100% for pollution control and is installed to meet or exceed federal or state regulations: secondary containment monitoring equipment installed in interstitial space of double-walled tanks and double-walled piping; incremental difference in cost between double-walled piping and single-walled piping; and gas overfill/overspill buckets. | 2015-09-09 | 74557.96 | 100
19419 | T1 | 7-Eleven Inc | Store #36257 | 19185 Stone Oak Pkwy | San Antonio | TX | 78258 | Bexar | CN600240329 | RN102456787 | secondary containment monitoring equipment installed in interstitial space of double-walled tanks and double-walled piping, and the incremental difference in cost between double-walled tanks and single-walled tanks. | The following property is used 100% for pollution control and is installed to meet or exceed federal or state regulations: secondary containment monitoring equipment installed in interstitial space of double-walled tanks and double-walled piping, and the incremental difference in cost between double-walled tanks and single-walled tanks. | 2015-09-09 | 59299.76 | 100
19420 | T1 | 7-Eleven Inc | Store #36059 | 2225 W University Dr | Denton | TX | 76201 | Denton | CN600240329 | RN106600760 | secondary containment monitoring equipment installed in interstitial space of double-walled tanks and double-walled piping. | The following property is used 100% for pollution control and is installed to meet or exceed federal or state regulations: secondary containment monitoring equipment installed in interstitial space of double-walled tanks and double-walled piping. | 2015-09-09 | 17313.7 | 100
19421 | T1 | Freeport LNG Development, LP | Freeport LNG Pretreatment Facility | 2363 County Road 690 | Oyster Creek | TX | 77541 | Brazoria | CN601720345 | RN106481500 | pretreatment facility ground flare system consisting of a radiation fence; a warm flare (68Z-70) including associated collection headers and scrubbers; and a cold flare (68Z-71) including associated collection headers, scrubbers, and heater. | The following property is used 100% for pollution control and is installed to meet or exceed federal or state regulations: pretreatment facility ground flare system consisting of a radiation fence; a warm flare (68Z-70) including associated collection headers and scrubbers; and a cold flare (68Z-71) including associated collection headers, scrubbers, and heater. | 2015-09-18 | 65497107 | 100
19422 | T1 | The Lubrizol Corporation | Bayport Facility | 12801 Bay Area Blvd. | Pasadena | TX | 77507 | Harris | CN600269617 | RN101058410 | continuous emission monitoring system for Boiler #1 consisting of analyzer equipment, shelter, and related electrical support equipment. | Returned for failure to respond to a deficiency letter. | 2015-10-14 | 463802.84 | 100
19423 | T1 | 7-Eleven Inc | Store #33688 | 7990 Eldorado Pkwy | McKinney | TX | 75070 | Collin | CN600240329 | RN105324313 | secondary containment monitoring equipment installed in interstitial space of double-walled tanks and double-walled piping; gas tank probes; the incremental difference in cost between double-walled tanks and single-walled tanks; gas overfill/overspill manhole; and the incremental difference in cost between the concrete paving covering underground tanks/pipes and the other paving at the service station calculated using the difference in cost per square foot. | The following property is used 100% for pollution control and is installed to meet or exceed federal or state regulations: secondary containment monitoring equipment installed in interstitial space of double-walled tanks and double-walled piping; gas tank probes; the incremental difference in cost between double-walled tanks and single-walled tanks; gas overfill/overspill manhole; and the incremental difference in cost between the concrete paving covering underground tanks/pipes and the other paving at the service station calculated using the difference in cost per square foot. | 2015-09-09 | 54136.69 | 100
19424 | T1 | 7-Eleven Inc | Store #36585 | 1000 N Bell Blvd | Cedar Park | TX | 78613 | Williamson | CN600240329 | RN102041688 | secondary containment monitoring equipment installed in interstitial space of double-walled tanks and double-walled piping and the incremental difference in cost between double-walled tanks and single-walled tanks. | The following property is used 100% for pollution control and is installed to meet or exceed federal or state regulations: secondary containment monitoring equipment installed in interstitial space of double-walled tanks and double-walled piping and the incremental difference in cost between double-walled tanks and single-walled tanks. | 2015-09-09 | 47718.39 | 100
19425 | T1 | The Lubrizol Corporation | Bayport Facility | 12801 Bay Area Blvd. | Pasadena | TX | 77507 | Harris | CN600269617 | RN101058410 | concrete containment surrounding the Process 2 C tank farm. | Returned for failure to respond to a deficiency letter. | 2015-10-14 | 388397.25 | 100
19426 | T1 | The Lubrizol Corporation | Deer Park Facility | 41 Tidal Road | Deer Park | TX | 77536 | Harris | CN600269617 | RN100221589 | sump and trenches installed for AB11 track unloading spot. | Returned for failure to respond to a deficiency letter. | 2015-10-14 | 427182.2 | 100
19427 | T1 | The Lubrizol Corporation | Deer Park Facility | 41 Tidal Road | Deer Park | TX | 77536 | Harris | CN600269617 | RN100221589 | J-26XC pump at #1 Lift Station and associated piping. | Returned for failure to respond to a deficiency letter. | 2015-10-14 | 198137.1 | 100
19428 | T1 | The Lubrizol Corporation | Deer Park Facility | 41 Tidal Road | Deer Park | TX | 77536 | Harris | CN600269617 | RN100221589 | Acroline lining for new trench system in 156 unit. | Returned for failure to respond to a deficiency letter. | 2015-10-14 | 390159.14 | 100
19429 | T1 | The Lubrizol Corporation | Deer Park Facility | 41 Tidal Road | Deer Park | TX | 77536 | Harris | CN600269617 | RN100221589 | stormwater capture and containment area with sump pump near T/T unloading spot D-2 tankage. | Returned for failure to respond to a deficiency letter. | 2015-10-14 | 44722.47 | 100
19430 | T1 | The Lubrizol Corporation | Deer Park Facility | 41 Tidal Road | Deer Park | TX | 77536 | Harris | CN600269617 | RN100221589 | concrete retention dike around tanks SL-2 and SL-3. | Returned for failure to respond to a deficiency letter. | 2015-10-14 | 219299.84 | 100
19431 | T1 | The Lubrizol Corporation | Deer Park Facility | 41 Tidal Road | Deer Park | TX | 77536 | Harris | CN600269617 | RN100221589 | Johnson 16PS pump and associated motor at #4 outfall. | Returned for failure to respond to a deficiency letter. | 2015-10-14 | 78876.11 | 100
19432 | T1 | The Lubrizol Corporation | Deer Park Facility | 41 Tidal Road | Deer Park | TX | 77536 | Harris | CN600269617 | RN100221589 | vent lines, seal pot and associated equipment in 116 unit. | Returned for failure to respond to a deficiency letter. | 2015-10-14 | 143344.56 | 100
19433 | T1 | The Lubrizol Corporation | Deer Park Facility | 41 Tidal Road | Deer Park | TX | 77536 | Harris | CN600269617 | RN100221589 | integrated controls, pressure transmitters, flow meter, and flow control valves for the waste gas incinerator at the Main Manufacturing Building. | Returned for failure to respond to a deficiency letter. | 2015-10-14 | 1102455.69 | 100
19434 | T1 | The Lubrizol Corporation | Deer Park Facility | 41 Tidal Road | Deer Park | TX | 77536 | Harris | CN600269617 | RN100221589 | vent piping modifications and 7.5 HP blower in duct system associated with incinerator at the Main Manufacturing Building. | Returned for failure to respond to a deficiency letter. | 2015-10-14 | 115247.53 | 100
19435 | T1 | The Lubrizol Corporation | Deer Park Facility | 41 Tidal Road | Deer Park | TX | 77536 | Harris | CN600269617 | RN100221589 | natural gas flow control valve for main manufacturing building backup flare. | Returned for failure to respond to a deficiency letter. | 2015-10-14 | 66236.35 | 100
19436 | T1 | The Lubrizol Corporation | Deer Park Facility | 41 Tidal Road | Deer Park | TX | 77536 | Harris | CN600269617 | RN100221589 | vent piping and seal pot for tank SS-27. | Returned for failure to respond to a deficiency letter. | 2015-10-14 | 40530.72 | 100
19437 | T1 | The Lubrizol Corporation | Deer Park Facility | 41 Tidal Road | Deer Park | TX | 77536 | Harris | CN600269617 | RN100221589 | vent piping and seal pots for tanks B-51, B-52, and B-62 in 116 unit. | Returned for failure to respond to a deficiency letter. | 2015-10-14 | 254971.92 | 100
19438 | T1 | The Lubrizol Corporation | Deer Park Facility | 41 Tidal Road | Deer Park | TX | 77536 | Harris | CN600269617 | RN100221589 | S-34 scrubber including piping and blower. | Withdrawn/Returned | 2015-10-14 | 67944.87 | 100
19439 | T1 | The Lubrizol Corporation | Deer Park Facility | 41 Tidal Road | Deer Park | TX | 77536 | Harris | CN600269617 | RN100221589 | seal pot and venting system for Poly plant tank P-25A to flare. | Returned for failure to respond to a deficiency letter. | 2015-10-14 | 78743.28 | 100
19440 | T1 | The Lubrizol Corporation | Deer Park Facility | 41 Tidal Road | Deer Park | TX | 77536 | Harris | CN600269617 | RN100221589 | S-25A, S-25B scrubber system with associated venturi and tank. | Returned for failure to respond to a deficiency letter. | 2015-10-14 | 222858.12 | 100
19441 | T1 | The Lubrizol Corporation | Deer Park Facility | 41 Tidal Road | Deer Park | TX | 77536 | Harris | CN600269617 | RN100221589 | upgrade to FI-08 incinerator including firebox brick, insulation, arch support tray, quench tanks, and instrumentation. | Returned for failure to respond to a deficiency letter. | 2015-10-14 | 618803.23 | 100
19442 | T1 | The Lubrizol Corporation | Deer Park Facility | 41 Tidal Road | Deer Park | TX | 77536 | Harris | CN600269617 | RN100221589 | tail gas scrubber for FI-08 incinerator. | Returned for failure to respond to a deficiency letter. | 2015-10-14 | 149446.25 | 100
19443 | T1 | The Lubrizol Corporation | Deer Park Facility | 41 Tidal Road | Deer Park | TX | 77536 | Harris | CN600269617 | RN100221589 | storm sewer drain lines along 3rd street at D and E streets. | Returned for failure to respond to a deficiency letter. | 2015-10-14 | 100651.32 | 100
19444 | T1 | The Lubrizol Corporation | Deer Park Facility | 41 Tidal Road | Deer Park | TX | 77536 | Harris | CN600269617 | RN100221589 | three Innomag 3600 rpm pumps for scrubbers in unit 156. | Returned for failure to respond to a deficiency letter. | 2015-10-14 | 37009.56 | 100
19445 | T1 | The Lubrizol Corporation | Deer Park Facility | 41 Tidal Road | Deer Park | TX | 77536 | Harris | CN600269617 | RN100221589 | oxidizer outlet ductwork for FI-08 incinerator. | Returned for failure to respond to a deficiency letter. | 2015-10-14 | 85706.07 | 100
19446 | T1 | The Lubrizol Corporation | Deer Park Facility | 41 Tidal Road | Deer Park | TX | 77536 | Harris | CN600269617 | RN100221589 | Callidus FR-2 flare pilots installed on 156 unit flare. | Returned for failure to respond to a deficiency letter. | 2015-10-14 | 106395.76 | 100
19447 | T1 | The Lubrizol Corporation | Deer Park Facility | 41 Tidal Road | Deer Park | TX | 77536 | Harris | CN600269617 | RN100221589 | approximately 425 linear feet of water conveyance trenches in the North Blend Deck area. | Returned for failure to respond to a deficiency letter. | 2015-10-14 | 51706.01 | 100
19448 | T1 | The Lubrizol Corporation | Deer Park Facility | 41 Tidal Road | Deer Park | TX | 77536 | Harris | CN600269617 | RN100221589 | flow meter , piping and instrumentation on vent line between 177 clarifier and Poly Plant flare. | Returned for failure to respond to a deficiency letter. | 2015-10-14 | 156094.19 | 100
19449 | T1 | ELG Metals, Inc. | ELG Metals, Inc. Scrap Metal Reclaiming Facility | 15135 Jacintoport Boulevard | Houston | TX | 77015 | Harris | CN601181027 | RN102185733 | Stormwater Treatment System | The following property is used 100% for pollution control and is installed to meet or exceed federal or state regulations: Stormwater Treatment System. The qualifying land included on the application as pollution control property is not eligible for a positive use determination because it was acquired before January 1, 1994, according to information provided on the application. Per Texas Tax Code §11.31(b), the applicant is not eligible for a property tax exemption for the land included in the application because the land was acquired after January 1, 1994. | 2016-07-14 | 1316308 | 100
19450 | T1 | ELG Metals, Inc. | ELG Metals, Inc. Scrap Metal Reclaiming Facility | 15135 Jacintoport Boulevard | Houston | TX | 77015 | Harris | CN601181027 | RN102185733 | Radiation Detection System | The following property is used 100% for pollution control and is installed to meet or exceed federal or state regulations: Radiation Detection System consisting of: Cricket Radiation Detection System, Cricket radiation detector, Radcomm RC2 portable radiation detector, Spare Cricket 2 Radiation Detector, Cricket LR Detection System (Grapple mounted), RC4138-2 Radiation Detection System, Cricket Radiation Detector for Unit #17, Cricket Grapple system on 934HD crane Unit # 98, RadComm Bucket Detector (33015), and Portable Detection unit – Eberline. | 2015-09-21 | 226118 | 100
19451 | T1 | ELG Metals, Inc. | ELG Metals, Inc. Scrap Metal Reclaiming Facility | 15135 Jacintoport Boulevard | Houston | TX | 77015 | Harris | CN601181027 | RN102185733 | Tanks, piping, and pumps used contain cutting fluids from metal turnings. | A negative use determination is issued for the roofs, walls, foundations and floors of the Turnings Facility. The Turnings Facility is used as part of the production process at this facility and is not a pollution control device. The eligible portion of the facility is those items that are installed and used to control, monitor, or prevent air, water, or land pollution. Additionally, buildings are not included under Item S-20 of the Tier I Table. A negative use determination is issued for the qualifying land included on the application as pollution control property because it is not eligible for a positive use determination because it was acquired before January 1, 1994, according to information provided on the application. Per Texas Tax Code §11.31(b), the applicant is not eligible for a property tax exemption for the land included in the application because the land was acquired after January 1, 1994.The following property is used 100% for pollution control and is installed to meet or exceed federal or state regulations: tanks, piping, and pumps used contain cutting fluids from metal turnings. | 2016-06-08 | 748452 | 100
19452 | T1 | Freeport LNG Development, LP | Freeport LNG Pretreatment Facility | 2363 County Road 690 | Oyster Creek | TX | 77541 | Brazoria | CN601720345 | RN106481500 | Regenerative Thermal Oxidizer (Tag# 63-B20) and associated Electrostatic precipitators and scrubbers | The following property is used 100% for pollution control and is installed to meet or exceed federal or state regulations: Regenerative Thermal Oxidizer and associated Electrostatic precipitators and scrubbers. | 2015-09-18 | 32478523 | 100
19453 | T1 | Freeport LNG Development, LP | Freeport LNG Pretreatment Facility | 2363 County Road 690 | Oyster Creek | TX | 77541 | Brazoria | CN601720345 | RN106481500 | Regenerative Thermal Oxidizer (Tag# 62-B20) and associated Electrostatic precipitators and scrubbers | The following property is used 100% for pollution control and is installed to meet or exceed federal or state regulations: Regenerative Thermal Oxidizer and associated Electrostatic precipitators and scrubbers. | 2015-09-18 | 32478523 | 100
19454 | T1 | Freeport LNG Development, LP | Freeport LNG Pretreatment Facility | 2363 County Road 690 | Oyster Creek | TX | 77541 | Brazoria | CN601720345 | RN106481500 | Selective Catalytic Reduction and Catalytic Oxidizer Reduction System for the Gas Turbine Generator Waste Heat Recovery Unit | The following property is used 100% for pollution control and is installed to meet or exceed federal or state regulations: Selective Catalytic Reduction and Catalytic Oxidizer Reduction System for the Gas Turbine Generator Waste Heat Recovery Unit | 2015-09-25 | 25941000 | 100
19455 | T1 | Occidental Chemical Corporation | OxyChem Ingleside Ethylene Plant | 4133 Hwy 361 | Gregory | TX | 78362 | San Patricio | CN600125256 | RN100211176 | selective catalytic reduction systems for ethane cracking furnaces #1 through #5. | The following property is used 100% for pollution control and is installed to meet or exceed federal or state regulations: selective catalytic reduction systems for ethane cracking furnaces #1 through #5. | 2015-10-09 | 6095795 | 100
19456 | T1 | Alcoa, Inc. | Howmet Wichita Falls Casting | 6200 Central Freeway North | Wichita Falls | TX | 76305 | Wichita | CN600130884 | RN100638071 | wastewater pretreatment equipment including tanks and other equipment used for equalization, flocculation, coagulation, settling, and filtration of solids; and associated pumps, lift stations, and piping. | The following property is used 100% for pollution control and is installed to meet or exceed federal or state regulations: wastewater pretreatment equipment including tanks and other equipment used for equalization, flocculation, coagulation, settling, and filtration of solids; and associated pumps, lift stations, and piping. | 2016-02-23 | 560516 | 100
19457 | T1 | Occidental Chemical Corporation | OxyChem Ingleside Ethylene Plant | 4133 Hwy 361 | Gregory | TX | 78362 | San Patricio | CN600125256 | RN100211176 | thermal oxidizer #2. | The following property is used 100% for pollution control and is installed to meet or exceed federal or state regulations: thermal oxidizer #2. | 2015-10-08 | 17154530 | 100
19458 | T1 | Ingleside Ethylene LLC | Ingleside Ethylene Pipeline-Matagorda County | 13.8 Mile 8" ethylene pipeline | Matagorda County | TX | 0 | Matagorda | CN604698472 | RN108022526 | Intelligent Pipeline Inspection Gauge ("PIG") Launcher/Receiver | The following property is used 100% for pollution control and is installed to meet or exceed federal or state regulations: Intelligent Pipeline Inspection Gauge ("PIG") Launcher/Receiver. | 2015-10-09 | 699289 | 100
19459 | T1 | Ingleside Ethylene LLC | Ingleside Ethylene Pipeline-San Patricio County | 15.4 Mile 8" Ethylene Pipeline | San Patricio County | TX | 0 | San Patricio | CN604698472 | RN108022526 | Intelligent Pipeline Inspection Gauge ("PIG") Launcher/Receiver | The following property is used 100% for pollution control and is installed to meet or exceed federal or state regulations: Intelligent Pipeline Inspection Gauge ("PIG") Launcher/Receiver. | 2015-10-09 | 699289 | 100
19460 | T1 | Occidental Chemical Corporation | OxyChem Ingleside Ethylene Plant | 4133 Hwy 361 | Gregory | TX | 78362 | San Patricio | CN600125256 | RN100211176 | thermal oxidizer #1. | The following property is used 100% for pollution control and is installed to meet or exceed federal or state regulations: thermal oxidizer #1. | 2015-10-08 | 17154530 | 100
19461 | T1 | Ingleside Ethylene LLC | Ingleside Ethylene Pipeline-San Patricio County | 15.4 Mile 8" Ethylene Pipeline | San Patricio County | TX | 0 | San Patricio | CN604698472 | RN108022526 | Protective Dielectric Coatings and Cathodic Protection | The following property is used 100% for pollution control and is installed to meet or exceed federal or state regulations: Protective Dielectric Coatings and Cathodic Protection. | 2015-10-09 | 104000 | 100
19462 | T1 | Ingleside Ethylene LLC | Ingleside Ethylene Pipeline-Refugio County | 38.1 Mile 8" Ethylene Pipeline | Refugio County | TX | 0 | Refugio | CN604698472 | RN108022526 | Protective Dielectric Coatings and Cathodic Protection | The following property is used 100% for pollution control and is installed to meet or exceed federal or state regulations: Protective Dielectric Coatings and Cathodic Protection. | 2015-10-09 | 258000 | 100
19463 | T1 | Ingleside Ethylene LLC | Ingleside Ethylene Pipeline-Calhoun County | 16.5 Mile 8" Ethylene Pipeline | Calhoun County | TX | 0 | Calhoun | CN604698472 | RN108022526 | Protective Dielectric Coatings and Cathodic Protection | The following property is used 100% for pollution control and is installed to meet or exceed federal or state regulations: Protective Dielectric Coatings and Cathodic Protection. | 2015-10-09 | 112000 | 100
19464 | T1 | Ingleside Ethylene LLC | Ingleside Ethylene Pipeline-Jackson County | 26 Mile 8" Ethylene Pipeline | Jackson County | TX | 0 | Jackson | CN604698472 | RN108022526 | Protective Dielectric Coatings and Cathodic Protection | The following property is used 100% for pollution control and is installed to meet or exceed federal or state regulations: Protective Dielectric Coatings and Cathodic Protection. | 2015-10-09 | 176000 | 100
19465 | T1 | Ingleside Ethylene LLC | Ingleside Ethylene Pipeline-Matagorda County | 13.8 Mile 8" ethylene pipeline | Matagorda County | TX | 0 | Matagorda | CN604698472 | RN108022526 | Protective Dielectric Coatings and Cathodic Protection | The following property is used 100% for pollution control and is installed to meet or exceed federal or state regulations: Protective Dielectric Coatings and Cathodic Protection. | 2015-10-09 | 93000 | 100
19466 | T1 | Occidental Chemical Corporation | Markham Storage Facility | FM 1468 | Markham | TX | 77456 | Matagorda | CN600125256 | RN102349560 | Flare System | The following property is used 100% for pollution control and is installed to meet or exceed federal or state regulations: Flare System. | 2015-10-09 | 10594945 | 100
19467 | T1 | Occidental Chemical Corporation | OxyChem Ingleside Ethylene Plant | 4133 Hwy 361 | Gregory | TX | 78362 | San Patricio | CN600125256 | RN100211176 | continuous emission monitoring systems for ethane cracking furnaces #1 through #5. | The following property is used 100% for pollution control and is installed to meet or exceed federal or state regulations: continuous emission monitoring systems for ethane cracking furnaces #1 through #5. | 2015-10-09 | 1947664 | 100
19468 | T1 | Occidental Chemical Corporation | OxyChem Ingleside Ethylene Plant | 4133 Hwy 361 | Gregory | TX | 78362 | San Patricio | CN600125256 | RN100211176 | stormwater conveyances including surface drainage pumps; ethane cracking furnace #3 storage area surface drainage pump; ethane cracking furnace #3 remote impoundment sump pumps; and stormwater tanks. | The following property is used 100% for pollution control and is installed to meet or exceed federal or state regulations: stormwater conveyances including surface drainage pumps; ethane cracking furnace #3 storage area surface drainage pump; ethane cracking furnace #3 remote impoundment sump pumps; and stormwater tanks. | 2015-10-09 | 11719844 | 100
19469 | T1 | Occidental Chemical Corporation | OxyChem Ingleside Ethylene Plant | 4133 Hwy 361 | Gregory | TX | 78362 | San Patricio | CN600125256 | RN100211176 | high pressure flare system. | The following property is used 100% for pollution control and is installed to meet or exceed federal or state regulations: high pressure flare system. | 2015-10-08 | 27712895 | 100
19470 | T1 | Occidental Chemical Corporation | OxyChem Ingleside Ethylene Plant | 4133 Hwy 361 | Gregory | TX | 78362 | San Patricio | CN600125256 | RN100211176 | wet air oxidation wastewater treatment system including air compressor; feed pumps; heat exchanger; reaction relief valve discharge separator; reactor; process cooler; and effluent separator. | The following property is used 100% for pollution control and is installed to meet or exceed federal or state regulations: wet air oxidation wastewater treatment system including air compressor; feed pumps; heat exchanger; reaction relief valve discharge separator; reactor; process cooler; and effluent separator. | 2015-11-24 | 37067360 | 100
19471 | T1 | Ingleside Ethylene LLC | Ingleside Ethylene Pipeline-San Patricio County | 15.4 Mile 8" Ethylene Pipeline | San Patricio County | TX | 0 | San Patricio | CN604698472 | RN108022526 | sedimentation and erosion controls including slope breakers, silt fences, staked hay or straw bales, matting, and diking. | The following property is used 100% for pollution control and is installed to meet or exceed federal or state regulations: sedimentation and erosion controls including slope breakers, silt fences, staked hay or straw bales, matting, and diking. | 2015-10-09 | 89000 | 100
19472 | T1 | Ingleside Ethylene LLC | Ingleside Ethylene Pipeline-Refugio County | 38.1 Mile 8" Ethylene Pipeline | Refugio County | TX | 0 | Refugio | CN604698472 | RN108022526 | sedimentation and erosion controls including slope breakers, silt fences, staked hay or straw bales, matting, and diking. | The following property is used 100% for pollution control and is installed to meet or exceed federal or state regulations: sedimentation and erosion controls including slope breakers, silt fences, staked hay or straw bales, matting, and diking. | 2015-10-09 | 219000 | 100
19473 | T1 | Ingleside Ethylene LLC | Ingleside Ethylene Pipeline-Calhoun County | 16.5 Mile 8" Ethylene Pipeline | Calhoun County | TX | 0 | Calhoun | CN604698472 | RN108022526 | sedimentation and erosion controls including slope breakers, silt fences, staked hay or straw bales, matting, and diking. | The following property is used 100% for pollution control and is installed to meet or exceed federal or state regulations: sedimentation and erosion controls including slope breakers, silt fences, staked hay or straw bales, matting, and diking. | 2015-10-09 | 95000 | 100
19474 | T1 | Ingleside Ethylene LLC | Ingleside Ethylene Pipeline-Jackson County | 26 Mile 8" Ethylene Pipeline | Jackson County | TX | 0 | Jackson | CN604698472 | RN108022526 | sedimentation and erosion controls including slope breakers, silt fences, staked hay or straw bales, matting, and diking. | The following property is used 100% for pollution control and is installed to meet or exceed federal or state regulations: sedimentation and erosion controls including slope breakers, silt fences, staked hay or straw bales, matting, and diking. | 2015-10-09 | 150000 | 100
19475 | T1 | Ingleside Ethylene LLC | Ingleside Ethylene Pipeline-Matagorda County | 13.8 Mile 8" ethylene pipeline | Matagorda County | TX | 0 | Matagorda | CN604698472 | RN108022526 | sedimentation and erosion controls including slope breakers, silt fences, staked hay or straw bales, matting, and diking. | The following property is used 100% for pollution control and is installed to meet or exceed federal or state regulations: sedimentation and erosion controls including slope breakers, silt fences, staked hay or straw bales, matting, and diking. | 2015-10-09 | 79000 | 100
19476 | T1 | Occidental Chemical Corporation | OxyChem Ingleside Ethylene Plant | 4133 Hwy 361 | Gregory | TX | 78362 | San Patricio | CN600125256 | RN100211176 | wastewater treatment system addition of VCM clarifier. | The following property is used 100% for pollution control and is installed to meet or exceed federal or state regulations: wastewater treatment system addition of VCM clarifier. | 2016-01-27 | 3905000 | 100
19477 | T1 | Occidental Chemical Corporation | OxyChem Ingleside Ethylene Plant | 4133 Hwy 361 | Gregory | TX | 78362 | San Patricio | CN600125256 | RN100211176 | two fiberglass reinforced plastic storage tanks and associated transfer pumps that transfer and store wastewater from demineralizer. | The following property is used 100% for pollution control and is installed to meet or exceed federal or state regulations: two fiberglass reinforced plastic storage tanks and associated transfer pumps that transfer and store wastewater from demineralizer. | 2015-10-13 | 953900 | 100
19478 | T1 | Occidental Chemical Corporation | OxyChem Ingleside Ethylene Plant | 4133 Hwy 361 | Gregory | TX | 78362 | San Patricio | CN600125256 | RN100211176 | DMDS injection system | Applicant requested withdrawal. | 2016-01-14 | 1380000 | 100
19479 | T1 | E I Du Pont De Nemours & Co Inc | DuPont La Porte Plant | 12501 Strang Road | La Porte | TX | 77571 | Harris | CN600128284 | RN100225085 | caustic addition system including modification of caustic piping, a pH probe/transmitter, two automatic valves, and solenoid valves. | The following property is used 100% for pollution control and is installed to meet or exceed federal or state regulations: caustic addition system including modification of caustic piping, a pH probe/transmitter, two automatic valves, and solenoid valves. | 2015-10-19 | 60200 | 100
19480 | T1 | Freeport LNG Development, LP | Freeport LNG Liquefaction Plant | 1500 Lamar Street | Quintana | TX | 77541 | Brazoria | CN601720345 | RN103196689 | single staged multi-point ground flare (17Z-5) including piping, pilots, flare tips, common dry gas header, cold drain drums, and ground flare knockout drum. | The following property is used 100% for pollution control and is installed to meet or exceed federal or state regulations: single staged multi-point ground flare (17Z-5) including piping, pilots, flare tips, common dry gas header, cold drain drums, and ground flare knockout drum. | 2015-10-19 | 165488019 | 100
19481 | T1 | Occidental Chemical Corporation | OxyChem Ingleside Ethylene Plant | 4133 Hwy 361 | Gregory | TX | 78362 | San Patricio | CN600125256 | RN100211176 | Fugitive Emissions Monitors | Withdrawn/Returned | 2015-11-06 | 329742 | 100
19482 | T1 | TC Terminals LLC | Houston Tank Terminal | 7101 Miller Rd 2 | Houston | TX | 77049 | Harris | CN603827155 | RN106655957 | internal floating roofs, including gaskets and socks for roof fittings and two wall seals, installed on Tanks 1 and 2. | The following property is used 100% for pollution control and is installed to meet or exceed federal or state regulations: internal floating roofs, including gaskets and socks for roof fittings and two wall seals, installed on Tanks 1 and 2. | 2016-01-15 | 2057744 | 100
19483 | T3 | Delek Refining Ltd | Delek Tyler Refinery | 1702 East Commerce St | Tyler | TX | 75702 | Smith | CN602831232 | RN100222512 | modifications to flares 1, 2, 3, and 5; flare gas recovery equipment including compressors, controls, motors, and caustic scrubbing system; piping; pumps; and other ancillary equipment. | The following property is used 100% for pollution control and is installed to meet or exceed federal or state regulations: modifications to flares 1, 2, 3, and 5; flare gas recovery equipment including compressors, controls, motors, and caustic scrubbing system; piping; pumps; and other ancillary equipment. | 2016-02-12 | 31500000 | 100
19484 | T2 | Seaway Crude Pipeline Company LLC | Echo Crude Station | 6849 1/2 E. Sam Houston Pkwy S | Houston | TX | 77034 | Harris | CN603281544 | RN106812027 | Tank SW1 and SW2 Geodesic Dome Roofs | The following property is used 100% for pollution control and is installed to meet or exceed federal or state regulations: Geodesic Dome Roofs for Tanks SW1 and SW2. | 2015-12-16 | 2550000 | 100
19485 | T1 | Seaway Crude Pipeline Company LLC | Echo Crude Station | 6849 1/2 E. Sam Houston Pkwy S | Houston | TX | 77034 | Harris | CN603281544 | RN106812027 | Tank SW1 and SW2 External Floating Roofs, Mechanical Shoe Primary Seals, and Rim Mounted Secondary Seals | The following property is used 100% for pollution control and is installed to meet or exceed federal or state regulations: Pontoon style external floating roofs and mechanical shoe primary seals and rim mounted secondary seals on two 400,000 bbl crude oil storage tanks (SW1 and SW2). | 2015-12-16 | 4819752 | 100
19486 | T1 | Phillips 66 Pipeline LLC | Clemens Terminal | 2140 CR 510 | Brazoria | TX | 77422 | Brazoria | CN600134761 | RN107468530 | Emergency Flare System. | The following property is used 100% for pollution control and is installed to meet or exceed federal or state regulations: Emergency flare system. | 2016-04-06 | 544802 | 100
19487 | T1 | Phillips 66 Pipeline LLC | Clemens Terminal | 2140 CR 510 | Brazoria | TX | 77422 | Brazoria | CN600134761 | RN107468530 | Clemens Terminal Brine Disposal System consisting of noncommercial saltwater injection wells including associated pipelines, pumps, wellheads and casings. | The following property is used 100% for pollution control and is installed to meet or exceed federal or state regulations: Clemens Terminal Brine Disposal System consisting of noncommercial saltwater injection wells including associated pipelines, pumps, wellheads and casings. | 2016-06-10 | 51000000 | 100
19488 | T1 | Phillips 66 Company | Phillips 66 Freeport Terminal | Intersection of 1495 and Levee | Freeport | TX | 77541 | Brazoria | CN604065912 | RN100221134 | Freeport Terminal Propane Tank Low Pressure Flare Stack. | The following property is used 100% for pollution control and is installed to meet or exceed federal or state regulations: Freeport Terminal Propane Tank Low Pressure Flare Stack. | 2016-04-06 | 2378438 | 100
19489 | T1 | Phillips 66 Company | Phillips 66 Freeport Terminal | Intersection of 1495 and Levee | Freeport | TX | 77541 | Brazoria | CN604065912 | RN100221134 | three Certified Ultra-Low Emissions Burners (CEBs) used to control storage tanks containing natural gasoline (C5+). | The following property is used 100% for pollution control and is installed to meet or exceed federal or state regulations: three Certified Ultra-Low Emissions Burners (CEBs) used to control storage tanks containing natural gasoline (C5+). | 2016-04-15 | 3499497 | 100
19490 | T1 | Phillips 66 Company | Phillips 66 Freeport Terminal | Intersection of 1495 and Levee | Freeport | TX | 77541 | Brazoria | CN604065912 | RN100221134 | propane tank boil-off gas compressor. | Returned for failure to respond to a deficiency letter. | 2016-02-02 | 7311457 | 100
19491 | T1 | Phillips 66 Company | Fractionator I | 8189 Old FM 524 Rd | Old Ocean | TX | 77463 | Brazoria | CN604065912 | RN106603970 | thermal oxidizer. | The following property is used 100% for pollution control and is installed to meet or exceed federal or state regulations: thermal oxidizer. | 2016-04-15 | 4823885 | 100
19492 | T1 | Phillips 66 Company | Fractionator I | 8189 Old FM 524 Rd | Old Ocean | TX | 77463 | Brazoria | CN604065912 | RN106603970 | Emergency Flare System EPN N-FLR | The following property is used 100% for pollution control and is installed to meet or exceed federal or state regulations: Fractionator 1 Emergency Flare System. | 2016-04-06 | 4075282 | 100
19493 | T1 | Phillips 66 Company | Phillips 66 Freeport Terminal | Intersection of 1495 and Levee | Freeport | TX | 77541 | Brazoria | CN604065912 | RN100221134 | LPG Ship Loading Dock Flare. | The following property is used 100% for pollution control and is installed to meet or exceed federal or state regulations: LPG Ship Loading Dock Flare. | 2016-04-06 | 637120 | 100
19494 | T1 | Phillips 66 Company | Phillips 66 Freeport Terminal | Intersection of 1495 and Levee | Freeport | TX | 77541 | Brazoria | CN604065912 | RN100221134 | Freeport Terminal Emergency Flare System | The following property is used 100% for pollution control and is installed to meet or exceed federal or state regulations: Freeport Terminal Emergency Flare System. | 2016-04-06 | 2562160 | 100
19495 | T1 | Niagara Bottling LLC | Niagara Bottling Fort Bend Plant | 14810 Fairway Pines Drive | Missouri City | TX | 77459 | Fort Bend | CN604164285 | RN106555261 | wastewater treatment equipment including the gallon line storage tank; syrup room storage tank; sludge storage tank; two wet well tanks; pH neutralization system; two bioreactor tanks; dissolved air flotation unit (DAF); and associated pumps, blowers, piping, mixers, skimmers, monitors, and alarms that are integral to the wastewater treatment. | The following property is used 100% for pollution control and is installed to meet or exceed federal or state regulations: wastewater treatment equipment including the T-3000 gallon line storage tank; T-3400 syrup room storage tank; T-8000 sludge storage tank; T-1000 and T-1400 wet well tanks; pH neutralization system; two bioreactor tanks; dissolved air flotation unit (DAF); and associated pumps, blowers, piping, mixers, skimmers, monitors, and alarms that are integral to the wastewater treatment. | 2016-01-26 | 1130297 | 100
19496 | T2 | Enterprise Products Operating, LLC | Appelt Terminal | 2500 Appelt Road | Houston | TX | 77015 | Harris | CN603211277 | RN106128457 | Geodesic dome roofs on Tanks 390-125, 390-126, 390-127, 390-128, 210-129, 390-130, 127-131, 390-132, 390-133, and 390-134 | The following property is used 100% for pollution control and is installed to meet or exceed federal or state regulations: Geodesic dome roofs on Tanks 390-125, 390-126, 390-127, 390-128, 210-129, 390-130, 127-131, 390-132, 390-133, and 390-134. | 2016-01-21 | 11355960 | 100
19497 | T2 | Golden Spread Electric Cooperative, Inc. | Antelope-Elk Energy Center - Elk Station Unit 1 | 1454 County Road 315 | Abernathy | TX | 79311 | Hale | CN602663387 | RN105862510 | Dry Low Nitrogen Oxide System - Unit 1 | The following property is used 100% for pollution control and is installed to meet or exceed federal or state regulations: Unit 1 Dry Low NOx Combustion System including fuel nozzle assemblies, transition piece assemblies, cap assemblies, combustion liners, inner crossfire tubes, and outer crossfire tubes. | 2015-12-10 | 9141741 | 100
19498 | T2 | Golden Spread Electric Cooperative, Inc. | Antelope-Elk Energy Center - Elk Station Unit 2-3 | 1454 County Road 315 | Abernathy | TX | 79311 | Hale | CN602663387 | RN105862510 | Dry Low Nitrogen Oxide System - Unit 2-3 | The following property is used 100% for pollution control and is installed to meet or exceed federal or state regulations: Unit 2-3 Dry Low NOx Combustion System including fuel nozzle assemblies, transition piece assemblies, cap assemblies, combustion liners, inner crossfire tubes, and outer crossfire tubes. | 2015-12-10 | 19059763 | 100
19499 | T1 | Golden Spread Electric Cooperative, Inc. | Antelope-Elk Energy Center - Elk Station Unit 1 | 1454 County Road 315 | Abernathy | TX | 79311 | Hale | CN602663387 | RN105862510 | 143,661 total square feet of asphalt paving consisting of 95,085 square feet of 2" asphalt and 48,576 square feet of 4" asphalt for vehicular traffic areas. | The following property is used 100% for pollution control and is installed to meet or exceed federal or state regulations: 143,661 total square feet of asphalt paving consisting of 95,085 square feet of 2" asphalt and 48,576 square feet of 4" asphalt for vehicular traffic areas. | 2015-12-10 | 368863 | 100
19500 | T1 | Golden Spread Electric Cooperative, Inc. | Antelope-Elk Energy Center - Elk Station Unit 1 | 1454 County Road 315 | Abernathy | TX | 79311 | Hale | CN602663387 | RN105862510 | wash down wastewater collection system including pumps, drains, and piping which convey wastewater to evaporation ponds. | The following property is used 100% for pollution control and is installed to meet or exceed federal or state regulations: wash down wastewater collection system including pumps, drains, and piping which convey wastewater to evaporation ponds. | 2015-12-11 | 69408 | 100
19501 | T1 | Golden Spread Electric Cooperative, Inc. | Antelope-Elk Energy Center - Elk Station Unit 2-3 | 1454 County Road 315 | Abernathy | TX | 79311 | Hale | CN602663387 | RN105862510 | wash down wastewater collection system including pumps, drains, and piping which convey wastewater to evaporation ponds. | The following property is used 100% for pollution control and is installed to meet or exceed federal or state regulations: wash down wastewater collection system including pumps, drains, and piping which convey wastewater to evaporation ponds. | 2015-12-11 | 144711 | 100
19502 | T1 | Golden Spread Electric Cooperative, Inc. | Antelope-Elk Energy Center - Elk Station | 1454 County Road 315 | Abernathy | TX | 79311 | Hale | CN602663387 | RN105862510 | concrete stormwater containment structures for Unit 1 Main Generator Step-Up (GSU) Transformer, Unit 2 Main GSU Transformer, and Unit 3 Main GSU Transformer; three oil-water separators; and three evaporation ponds. | The following property is used 100% for pollution control and is installed to meet or exceed federal or state regulations: concrete stormwater containment structures for Unit 1 Main Generator Step-Up (GSU) Transformer, Unit 2 Main GSU Transformer, and Unit 3 Main GSU Transformer; three oil-water separators; and three evaporation ponds. | 2016-02-25 | 5556580 | 100
19503 | T1 | Golden Spread Electric Cooperative, Inc. | Antelope-Elk Energy Center - Elk Station Unit 2-3 | 1454 County Road 315 | Abernathy | TX | 79311 | Hale | CN602663387 | RN105862510 | continuous emission monitoring system (CEMS) including analyzers, sampling systems, temperature monitors, flow monitors, and opacity monitors. | The following property is used 100% for pollution control and is installed to meet or exceed federal or state regulations: continuous emission monitoring system (CEMS) including analyzers, sampling systems, temperature monitors, flow monitors, and opacity monitors. | 2015-12-11 | 1350972 | 100
19504 | T1 | Golden Spread Electric Cooperative, Inc. | Antelope-Elk Energy Center - Elk Station Unit 1 | 1454 County Road 315 | Abernathy | TX | 79311 | Hale | CN602663387 | RN105862510 | New Stack Construction and Sampling Ports - Unit 1 | The following property is used 100% for pollution control and is installed to meet or exceed federal or state regulations: New Stack Construction and Sampling Ports Unit 1. | 2015-12-10 | 1600807 | 100
19505 | T1 | Golden Spread Electric Cooperative, Inc. | Antelope-Elk Energy Center - Elk Station Unit 2-3 | 1454 County Road 315 | Abernathy | TX | 79311 | Hale | CN602663387 | RN105862510 | New Stack Construction and Sampling Ports Unit 2-3 | The following property is used 100% for pollution control and is installed to meet or exceed federal or state regulations: New Stack Construction and Sampling Ports Unit 2-3. | 2015-12-10 | 3337547 | 100
19506 | T1 | Golden Spread Electric Cooperative, Inc. | Antelope-Elk Energy Center - Elk Station Unit 1 | 1454 County Road 315 | Abernathy | TX | 79311 | Hale | CN602663387 | RN105862510 | continuous emission monitoring system (CEMS) including analyzers, sampling systems, temperature monitors, flow monitors, and opacity monitors. | The following property is used 100% for pollution control and is installed to meet or exceed federal or state regulations: continuous emission monitoring system (CEMS) including analyzers, sampling systems, temperature monitors, flow monitors, and opacity monitors. | 2015-12-11 | 647974 | 100
19507 | T1 | National Oilwell Varco LP | Sheldon North Coating Plant | 10222 Sheldon Rd | Houston | TX | 77049 | Harris | CN602962334 | RN106201171 | two oil/water separators with 525 GL Cap Water Tanks (Model SVG120). | The following property is used 100% for pollution control and is installed to meet or exceed federal or state regulations: two oil/water separators with 525 GL Cap Water Tanks (Model SVG120). | 2015-12-11 | 23172 | 100
19508 | T1 | National Oilwell Varco LP | Sheldon North Coating Plant | 10222 Sheldon Rd | Houston | TX | 77049 | Harris | CN602962334 | RN106201171 | wastewater system EMF 40 AD and four electric water drains all located in the “inbound rack” area. | The following property is used 100% for pollution control and is installed to meet or exceed federal or state regulations: wastewater system EMF 40 AD and four electric water drains all located in the “inbound rack” area. | 2015-12-11 | 59970 | 100
19509 | T1 | Freescale Semiconductor Inc. | Freescale - Oak Hill | 6501 West William Cannon Drive | Austin | TX | 78735 | Travis | CN602689218 | RN102752763 | 1062595 filter press and associated piping and controls. | The following property is used 100% for pollution control and is installed to meet or exceed federal or state regulations: 1062595 filter press and associated piping and controls. | 2015-12-28 | 299981 | 100
19510 | T1 | Enterprise Products Operating, LLC | Appelt Terminal | 2500 Appelt Blvd | Houston | TX | 77210 | Harris | CN603211277 | RN106128457 | external floating roofs and associated mechanical shoes with rim mounted secondary seals installed on Tanks 390-125, 390-126, 390-127, 390-128, 210-129, 390-130, 127-131, 390-132, 390-133, and 390-134. | The following property is used 100% for pollution control and is installed to meet or exceed federal or state regulations: external floating roofs and associated mechanical shoes with rim mounted secondary seals installed on Tanks 390-125, 390-126, 390-127, 390-128, 210-129, 390-130, 127-131, 390-132, 390-133, and 390-134. | 2016-01-27 | 13584162 | 100
19511 | T1 | Freescale Semiconductor Inc. | Freescale - Oak Hill | 6501 West William Cannon Drive | Austin | TX | 78735 | Travis | CN602689218 | RN102752763 | four catalytic destruction bed equipment systems with end-point detectors and enclosures. | The following property is used 100% for pollution control and is installed to meet or exceed federal or state regulations: four catalytic destruction bed equipment systems with end-point detectors and enclosures. | 2015-12-28 | 104000 | 100
19512 | T1 | Eastman Chemical Company | Tyler Storage Terminal | 3041 NNE Loop 323 | Tyler | TX | 75708 | Smith | CN601214406 | RN102386810 | Saltwater Vapor Disengaging Flare System consisting of piping, instrumentation, an air blower, and a flare. | The following property is used 100% for pollution control and is installed to meet or exceed federal or state regulations: Saltwater Vapor Disengaging Flare System consisting of piping, instrumentation, an air blower, and a flare. | 2015-12-11 | 2525000 | 100
19513 | T1 | Hewlett Holdings Ltd | Hewlett Car Dealerships | 7801 IH 35 S | Georgetown | TX | 78626 | Williamson | CN601460207 | RN104850425 | stormwater detention pond with sedimentation basins and overflow package sedimentation basin; water quality channel improvements with riparian controls, straight drop structure stilling basin, and water quality weir for both sedimentation basins. | The following property is used 100% for pollution control and is installed to meet or exceed federal or state regulations: stormwater detention pond with sedimentation basins and overflow package sedimentation basin; water quality channel improvements with riparian controls, straight drop structure stilling basin, and water quality weir for both sedimentation basins. | 2016-01-07 | 4743500 | 100
19514 | T1 | Freeport LNG Development, LP | Freeport LNG Pretreatment Facility | 2363 County Road 690 | Oyster Creek | TX | 77541 | Brazoria | CN601720345 | RN106481500 | oily water collection system including 25 paved and curbed containment areas with gravity drains; cathodically protected closed collection system consisting of steel and HDPE pipe; 6 stormceptors; and detention pond. | The following property is used 100% for pollution control and is installed to meet or exceed federal or state regulations: oily water collection system including 25 paved and curbed containment areas with gravity drains; cathodically protected closed collection system consisting of steel and HDPE pipe; 6 stormceptors; and detention pond. | 2016-03-23 | 41908952 | 100
19515 | T1 | Chevron Phillips Chemical Company LP | Cedar Bayou Chemical Complex | 9500 I-10 East, Exit 796 | Baytown | TX | 77521 | Harris | CN600303614 | RN103919817 | A low pressure flare seal drum at Unit – 1797, including a vessel and isolation valve | The following property is used 100% for pollution control and is installed to meet or exceed federal or state regulations: A low pressure flare seal drum at Unit – 1797, including a vessel and isolation valve. | 2016-01-13 | 700000 | 100
19516 | T1 | Chevron Phillips Chemical Company LP | Sweeny Chemical Complex | 21441 Loop 419 | Sweeny | TX | 77480 | Brazoria | CN600303614 | RN100825249 | Flare valve before flare U22 | The following property is used 100% for pollution control and is installed to meet or exceed federal or state regulations: flare valve before flare U22. | 2016-01-13 | 600000 | 100
19517 | T1 | Chevron Phillips Chemical Company LP | Cedar Bayou Chemical Complex | 9500 I-10 East, Exit 796 | Baytown | TX | 77521 | Harris | CN600303614 | RN103919817 | leak detection instruments for NAOU vent line. | The following property is used 100% for pollution control and is installed to meet or exceed federal or state regulations: leak detection instruments for NAOU vent line. | 2016-01-15 | 495000 | 100
19518 | T1 | Chevron Phillips Chemical Company LP | Sweeny Chemical Complex | 21441 Loop 419 | Sweeny | TX | 77480 | Brazoria | CN600303614 | RN100825249 | U10ABC Flare System. | The following property is used 100% for pollution control and is installed to meet or exceed federal or state regulations: U10ABC Flare System. | 2016-01-15 | 2780000 | 100
19519 | T1 | Chevron Phillips Chemical Company LP | Cedar Bayou Chemical Complex | 9500 I-10 East, Exit 796 | Baytown | TX | 77521 | Harris | CN600303614 | RN103919817 | 1798 flare knockout drum including vessel and isolation valve. | The following property is used 100% for pollution control and is installed to meet or exceed federal or state regulations: 1798 flare knockout drum including vessel and isolation valve. | 2016-01-14 | 2738000 | 100
19520 | T1 | Chevron Phillips Chemical Company LP | Sweeny Chemical Complex | 21441 Loop 419 | Sweeny | TX | 77480 | Brazoria | CN600303614 | RN100825249 | four temperature indicators installed on Flare 14. | The following property is used 100% for pollution control and is installed to meet or exceed federal or state regulations: four temperature indicators installed on Flare 14. | 2016-01-14 | 715000 | 100
19521 | T1 | DCP Southern Hills Pipeline, LLC | DCP Southern Hills Pipeline – Montague County | Natural Gas Liquids Pipeline | Montague County | TX | 0 | Montague | CN604984823 | RN108852948 | Sedimentation and erosion controls including slope breakers, silt fences, staked hay or straw bales, matting, and diking | The following property is used 100% for pollution control and is installed to meet or exceed federal or state regulations: Sedimentation and erosion controls including slope breakers, silt fences, staked hay or straw bales, matting, and diking. | 2015-12-23 | 167495 | 100
19522 | T1 | DCP Southern Hills Pipeline, LLC | DCP Southern Hills Pipeline – Wise County | Natural Gas Liquids Pipeline | Wise County | TX | 0 | Wise | CN604984823 | RN108852948 | Sedimentation and erosion controls including slope breakers, silt fences, staked hay or straw bales, matting, and diking | The following property is used 100% for pollution control and is installed to meet or exceed federal or state regulations: Sedimentation and erosion controls including slope breakers, silt fences, staked hay or straw bales, matting, and diking. | 2015-12-23 | 164190 | 100
19523 | T1 | DCP Southern Hills Pipeline, LLC | DCP Southern Hills Pipeline – Jack County | Natural Gas Liquids Pipeline | Jack County | TX | 0 | Jack | CN604984823 | RN108852948 | Sedimentation and erosion controls including slope breakers, silt fences, staked hay or straw bales, matting, and diking | The following property is used 100% for pollution control and is installed to meet or exceed federal or state regulations: Sedimentation and erosion controls including slope breakers, silt fences, staked hay or straw bales, matting, and diking. | 2015-12-23 | 474923 | 100
19524 | T1 | DCP Southern Hills Pipeline, LLC | DCP Southern Hills Pipeline – Parker County | Natural Gas Liquids Pipeline | Parker County | TX | 0 | Parker | CN604984823 | RN108852948 | Sedimentation and erosion controls including slope breakers, silt fences, staked hay or straw bales, matting, and diking | The following property is used 100% for pollution control and is installed to meet or exceed federal or state regulations: Sedimentation and erosion controls including slope breakers, silt fences, staked hay or straw bales, matting, and diking. | 2015-12-23 | 140187 | 100
19525 | T1 | DCP Southern Hills Pipeline, LLC | DCP Southern Hills Pipeline – Tarrant County | Natural Gas Liquids Pipeline | Tarrant County | TX | 0 | Tarrant | CN604984823 | RN108852948 | Sedimentation and erosion controls including slope breakers, silt fences, staked hay or straw bales, matting, and diking | The following property is used 100% for pollution control and is installed to meet or exceed federal or state regulations: Sedimentation and erosion controls including slope breakers, silt fences, staked hay or straw bales, matting, and diking. | 2015-12-23 | 23320 | 100
19526 | T1 | DCP Southern Hills Pipeline, LLC | DCP Southern Hills Pipeline – Johnson County | Natural Gas Liquids Pipeline | Johnson County | TX | 0 | Johnson | CN604984823 | RN108852948 | Sedimentation and erosion controls including slope breakers, silt fences, staked hay or straw bales, matting, and diking | The following property is used 100% for pollution control and is installed to meet or exceed federal or state regulations: Sedimentation and erosion controls including slope breakers, silt fences, staked hay or straw bales, matting, and diking. | 2015-12-23 | 112944 | 100
19527 | T1 | DCP Southern Hills Pipeline, LLC | DCP Southern Hills Pipeline – Ellis County | Natural Gas Liquids Pipeline | Ellis County | TX | 0 | Ellis | CN604984823 | RN108852948 | Sedimentation and erosion controls including slope breakers, silt fences, staked hay or straw bales, matting, and diking | The following property is used 100% for pollution control and is installed to meet or exceed federal or state regulations: Sedimentation and erosion controls including slope breakers, silt fences, staked hay or straw bales, matting, and diking. | 2015-12-23 | 68230 | 100
19528 | T1 | DCP Southern Hills Pipeline, LLC | DCP Southern Hills Pipeline – Navarro County | Natural Gas Liquids Pipeline | Navarro County | TX | 0 | Navarro | CN604984823 | RN108852948 | Sedimentation and erosion controls including slope breakers, silt fences, staked hay or straw bales, matting, and diking | The following property is used 100% for pollution control and is installed to meet or exceed federal or state regulations: Sedimentation and erosion controls including slope breakers, silt fences, staked hay or straw bales, matting, and diking. | 2015-12-23 | 110447 | 100
19529 | T1 | DCP Southern Hills Pipeline, LLC | DCP Southern Hills Pipeline – Limestone County | Natural Gas Liquids Pipeline | Limestone County | TX | 0 | Limestone | CN604984823 | RN108852948 | Sedimentation and erosion controls including slope breakers, silt fences, staked hay or straw bales, matting, and diking | The following property is used 100% for pollution control and is installed to meet or exceed federal or state regulations: Sedimentation and erosion controls including slope breakers, silt fences, staked hay or straw bales, matting, and diking. | 2015-12-23 | 3172 | 100
19530 | T1 | DCP Southern Hills Pipeline, LLC | DCP Southern Hills Pipeline – Freestone County | Natural Gas Liquids Pipeline | Freestone County | TX | 0 | Freestone | CN604984823 | RN108852948 | Sedimentation and erosion controls including slope breakers, silt fences, staked hay or straw bales, matting, and diking | The following property is used 100% for pollution control and is installed to meet or exceed federal or state regulations: Sedimentation and erosion controls including slope breakers, silt fences, staked hay or straw bales, matting, and diking. | 2015-12-23 | 120926 | 100
19531 | T1 | DCP Southern Hills Pipeline, LLC | DCP Southern Hills Pipeline – Leon County | Natural Gas Liquids Pipeline | Leon County | TX | 0 | Leon | CN604984823 | RN108852948 | Sedimentation and erosion controls including slope breakers, silt fences, staked hay or straw bales, matting, and diking | The following property is used 100% for pollution control and is installed to meet or exceed federal or state regulations: Sedimentation and erosion controls including slope breakers, silt fences, staked hay or straw bales, matting, and diking. | 2015-12-23 | 107315 | 100
19532 | T1 | DCP Southern Hills Pipeline, LLC | DCP Southern Hills Pipeline – Madison County | Natural Gas Liquids Pipeline | Madison County | TX | 0 | Madison | CN604984823 | RN108852948 | Sedimentation and erosion controls including slope breakers, silt fences, staked hay or straw bales, matting, and diking | The following property is used 100% for pollution control and is installed to meet or exceed federal or state regulations: Sedimentation and erosion controls including slope breakers, silt fences, staked hay or straw bales, matting, and diking. | 2015-12-23 | 62654 | 100
19533 | T1 | DCP Southern Hills Pipeline, LLC | DCP Southern Hills Pipeline – Walker County | Natural Gas Liquids Pipeline | Walker County | TX | 0 | Walker | CN604984823 | RN108852948 | Sedimentation and erosion controls including slope breakers, silt fences, staked hay or straw bales, matting, and diking | The following property is used 100% for pollution control and is installed to meet or exceed federal or state regulations: Sedimentation and erosion controls including slope breakers, silt fences, staked hay or straw bales, matting, and diking. | 2015-12-23 | 89727 | 100
19534 | T1 | DCP Southern Hills Pipeline, LLC | DCP Southern Hills Pipeline – Montgomery County | Natural Gas Liquids Pipeline | Montgomery County | TX | 0 | Montgomery | CN604984823 | RN108852948 | Sedimentation and erosion controls including slope breakers, silt fences, staked hay or straw bales, matting, and diking | The following property is used 100% for pollution control and is installed to meet or exceed federal or state regulations: Sedimentation and erosion controls including slope breakers, silt fences, staked hay or straw bales, matting, and diking. | 2015-12-23 | 126719 | 100
19535 | T1 | DCP Southern Hills Pipeline, LLC | DCP Southern Hills Pipeline – Harris County | Natural Gas Liquids Pipeline | Harris County | TX | 0 | Harris | CN604984823 | RN108852948 | Sedimentation and erosion controls including slope breakers, silt fences, staked hay or straw bales, matting, and diking | The following property is used 100% for pollution control and is installed to meet or exceed federal or state regulations: Sedimentation and erosion controls including slope breakers, silt fences, staked hay or straw bales, matting, and diking. | 2015-12-23 | 673278 | 100
19536 | T2 | DCP Southern Hills Pipeline, LLC | DCP Southern Hills Pipeline – Harris County | Natural Gas Liquids Pipeline | Harris County | TX | 0 | Harris | CN604984823 | RN108852948 | nondestructive pipeline testing expenditures – radiography. | The following property is used 100% for pollution control and is installed to meet or exceed federal or state regulations: nondestructive pipeline testing expenditures – radiography. | 2015-12-23 | 705234 | 100
19537 | T1 | DCP Southern Hills Pipeline, LLC | DCP Southern Hills Pipeline – Montague County | Natural Gas Liquids Pipeline | Montague County | TX | 0 | Montague | CN604984823 | RN108852948 | four 16 inch automatic shut-off valves for natural gas liquids pipeline. | The following property is used 100% for pollution control and is installed to meet or exceed federal or state regulations: four 16 inch automatic shut-off valves for natural gas liquids pipeline. | 2015-12-23 | 461117 | 100
19538 | T1 | DCP Southern Hills Pipeline, LLC | DCP Southern Hills Pipeline – Wise County | Natural Gas Liquids Pipeline | Wise County | TX | 0 | Wise | CN604984823 | RN108852948 | three 8 inch automatic shut-off valves for natural gas liquids pipeline. | The following property is used 100% for pollution control and is installed to meet or exceed federal or state regulations: three 8 inch automatic shut-off valves for natural gas liquids pipeline. | 2016-02-08 | 540809 | 100
19539 | T1 | DCP Southern Hills Pipeline, LLC | DCP Southern Hills Pipeline – Jack County | Natural Gas Liquids Pipeline | Jack County | TX | 0 | Jack | CN604984823 | RN108852948 | seven 16 inch automatic shut-off valves for natural gas liquids pipeline. | The following property is used 100% for pollution control and is installed to meet or exceed federal or state regulations: seven 16 inch automatic shut-off valves for natural gas liquids pipeline. | 2015-12-23 | 806954 | 100
19540 | T1 | DCP Southern Hills Pipeline, LLC | DCP Southern Hills Pipeline – Parker County | Natural Gas Liquids Pipeline | Parker County | TX | 0 | Parker | CN604984823 | RN108852948 | four 16 inch automatic shut-off valves for natural gas liquids pipeline. | The following property is used 100% for pollution control and is installed to meet or exceed federal or state regulations: four 16 inch automatic shut-off valves for natural gas liquids pipeline. | 2015-12-23 | 461117 | 100
19541 | T1 | DCP Southern Hills Pipeline, LLC | DCP Southern Hills Pipeline – Tarrant County | Natural Gas Liquids Pipeline | Tarrant County | TX | 0 | Tarrant | CN604984823 | RN108852948 | 16 inch automatic shut-off valve for natural gas liquids pipeline. | The following property is used 100% for pollution control and is installed to meet or exceed federal or state regulations: 16 inch automatic shut-off valve for natural gas liquids pipeline. | 2015-12-23 | 115279 | 100
19542 | T1 | DCP Southern Hills Pipeline, LLC | DCP Southern Hills Pipeline – Montague County | Natural Gas Liquids Pipeline | Montague County | TX | 0 | Montague | CN604984823 | RN108852948 | cathodic protection; fusion-bonded epoxy (FBE) on the pipe surface; adhesive for top coat; and top coat consisting of polyethylene or polypropylene. | The following property is used 100% for pollution control and is installed to meet or exceed federal or state regulations: cathodic protection; fusion-bonded epoxy (FBE) on the pipe surface; adhesive for top coat; and top coat consisting of polyethylene or polypropylene. | 2015-12-23 | 65506 | 100
19543 | T1 | DCP Southern Hills Pipeline, LLC | DCP Southern Hills Pipeline – Wise County | Natural Gas Liquids Pipeline | Wise County | TX | 0 | Wise | CN604984823 | RN108852948 | cathodic protection; fusion-bonded epoxy (FBE) on the pipe surface; adhesive for top coat; and top coat consisting of polyethylene or polypropylene. | The following property is used 100% for pollution control and is installed to meet or exceed federal or state regulations: cathodic protection; fusion-bonded epoxy (FBE) on the pipe surface; adhesive for top coat; and top coat consisting of polyethylene or polypropylene. | 2016-02-08 | 372963 | 100
19544 | T1 | DCP Southern Hills Pipeline, LLC | DCP Southern Hills Pipeline – Jack County | Natural Gas Liquids Pipeline | Jack County | TX | 0 | Jack | CN604984823 | RN108852948 | cathodic protection; fusion-bonded epoxy (FBE) on the pipe surface; adhesive for top coat; and top coat consisting of polyethylene or polypropylene. | The following property is used 100% for pollution control and is installed to meet or exceed federal or state regulations: cathodic protection; fusion-bonded epoxy (FBE) on the pipe surface; adhesive for top coat; and top coat consisting of polyethylene or polypropylene. | 2015-12-23 | 823410 | 100
19545 | T1 | DCP Southern Hills Pipeline, LLC | DCP Southern Hills Pipeline – Parker County | Natural Gas Liquids Pipeline | Parker County | TX | 0 | Parker | CN604984823 | RN108852948 | cathodic protection; fusion-bonded epoxy (FBE) on the pipe surface; adhesive for top coat; and top coat consisting of polyethylene or polypropylene. | The following property is used 100% for pollution control and is installed to meet or exceed federal or state regulations: cathodic protection; fusion-bonded epoxy (FBE) on the pipe surface; adhesive for top coat; and top coat consisting of polyethylene or polypropylene. | 2015-12-23 | 54826 | 100
19546 | T1 | DCP Southern Hills Pipeline, LLC | DCP Southern Hills Pipeline – Tarrant County | Natural Gas Liquids Pipeline | Tarrant County | TX | 0 | Tarrant | CN604984823 | RN108852948 | cathodic protection; fusion-bonded epoxy (FBE) on the pipe surface; adhesive for top coat; and top coat consisting of polyethylene or polypropylene. | The following property is used 100% for pollution control and is installed to meet or exceed federal or state regulations: cathodic protection; fusion-bonded epoxy (FBE) on the pipe surface; adhesive for top coat; and top coat consisting of polyethylene or polypropylene. | 2015-12-23 | 9120 | 100
19547 | T1 | DCP Southern Hills Pipeline, LLC | DCP Southern Hills Pipeline – Johnson County | Natural Gas Liquids Pipeline | Johnson County | TX | 0 | Johnson | CN604984823 | RN108852948 | cathodic protection; fusion-bonded epoxy (FBE) on the pipe surface; adhesive for top coat; and top coat consisting of polyethylene or polypropylene. | The following property is used 100% for pollution control and is installed to meet or exceed federal or state regulations: cathodic protection; fusion-bonded epoxy (FBE) on the pipe surface; adhesive for top coat; and top coat consisting of polyethylene or polypropylene. | 2015-12-23 | 44172 | 100
19548 | T1 | DCP Southern Hills Pipeline, LLC | DCP Southern Hills Pipeline – Johnson County | Natural Gas Liquids Pipeline | Johnson County | TX | 0 | Johnson | CN604984823 | RN108852948 | three 16 inch automatic shut-off valves for natural gas liquids pipeline. | The following property is used 100% for pollution control and is installed to meet or exceed federal or state regulations: three 16 inch automatic shut-off valves for natural gas liquids pipeline. | 2015-12-23 | 345837 | 100
19549 | T1 | DCP Southern Hills Pipeline, LLC | DCP Southern Hills Pipeline – Ellis County | Natural Gas Liquids Pipeline | Ellis County | TX | 0 | Ellis | CN604984823 | RN108852948 | two 16 inch automatic shut-off valves for natural gas liquids pipeline. | The following property is used 100% for pollution control and is installed to meet or exceed federal or state regulations: two 16 inch automatic shut-off valves for natural gas liquids pipeline. | 2015-12-23 | 230558 | 100
19550 | T2 | DCP Southern Hills Pipeline, LLC | DCP Southern Hills Pipeline – Montague County | Natural Gas Liquids Pipeline | Montague County | TX | 0 | Montague | CN604984823 | RN108852948 | Nondestructive pipeline testing expenditures – radiography. | The following property is used 100% for pollution control and is installed to meet or exceed federal or state regulations: Nondestructive pipeline testing expenditures – radiography. | 2015-12-23 | 144706 | 100
19551 | T2 | DCP Southern Hills Pipeline, LLC | DCP Southern Hills Pipeline – Wise County | Natural Gas Liquids Pipeline | Wise County | TX | 0 | Wise | CN604984823 | RN108852948 | Nondestructive pipeline testing expenditures – radiography. | The following property is used 100% for pollution control and is installed to meet or exceed federal or state regulations: Nondestructive pipeline testing expenditures – radiography. | 2016-02-08 | 322299 | 100
19552 | T2 | DCP Southern Hills Pipeline, LLC | DCP Southern Hills Pipeline – Jack County | Natural Gas Liquids Pipeline | Jack County | TX | 0 | Jack | CN604984823 | RN108852948 | Nondestructive pipeline testing expenditures – radiography. | The following property is used 100% for pollution control and is installed to meet or exceed federal or state regulations: Nondestructive pipeline testing expenditures – radiography. | 2015-12-23 | 782992 | 100
19553 | T1 | DCP Southern Hills Pipeline, LLC | DCP Southern Hills Pipeline – Ellis County | Natural Gas Liquids Pipeline | Ellis County | TX | 0 | Ellis | CN604984823 | RN108852948 | cathodic protection; fusion-bonded epoxy (FBE) on the pipe surface; adhesive for top coat; and top coat consisting of polyethylene or polypropylene. | The following property is used 100% for pollution control and is installed to meet or exceed federal or state regulations: cathodic protection; fusion-bonded epoxy (FBE) on the pipe surface; adhesive for top coat; and top coat consisting of polyethylene or polypropylene. | 2015-12-23 | 26684 | 100
19554 | T1 | DCP Southern Hills Pipeline, LLC | DCP Southern Hills Pipeline – Navarro County | Natural Gas Liquids Pipeline | Navarro County | TX | 0 | Navarro | CN604984823 | RN108852948 | cathodic protection; fusion-bonded epoxy (FBE) on the pipe surface; adhesive for top coat; and top coat consisting of polyethylene or polypropylene. | The following property is used 100% for pollution control and is installed to meet or exceed federal or state regulations: cathodic protection; fusion-bonded epoxy (FBE) on the pipe surface; adhesive for top coat; and top coat consisting of polyethylene or polypropylene. | 2015-12-23 | 43195 | 100
19555 | T1 | DCP Southern Hills Pipeline, LLC | DCP Southern Hills Pipeline – Limestone County | Natural Gas Liquids Pipeline | Limestone County | TX | 0 | Limestone | CN604984823 | RN108852948 | cathodic protection; fusion-bonded epoxy (FBE) on the pipe surface; adhesive for top coat; and top coat consisting of polyethylene or polypropylene. | The following property is used 100% for pollution control and is installed to meet or exceed federal or state regulations: cathodic protection; fusion-bonded epoxy (FBE) on the pipe surface; adhesive for top coat; and top coat consisting of polyethylene or polypropylene. | 2015-12-23 | 1241 | 100
19556 | T1 | DCP Southern Hills Pipeline, LLC | DCP Southern Hills Pipeline – Navarro County | Natural Gas Liquids Pipeline | Navarro County | TX | 0 | Navarro | CN604984823 | RN108852948 | three 16 inch automatic shut-off valves for natural gas liquids pipeline. | The following property is used 100% for pollution control and is installed to meet or exceed federal or state regulations: three 16 inch automatic shut-off valves for natural gas liquids pipeline. | 2015-12-23 | 345837 | 100
19557 | T1 | DCP Southern Hills Pipeline, LLC | DCP Southern Hills Pipeline – Freestone County | Natural Gas Liquids Pipeline | Freestone County | TX | 0 | Freestone | CN604984823 | RN108852948 | cathodic protection; fusion-bonded epoxy (FBE) on the pipe surface; adhesive for top coat; and top coat consisting of polyethylene or polypropylene. | The following property is used 100% for pollution control and is installed to meet or exceed federal or state regulations: cathodic protection; fusion-bonded epoxy (FBE) on the pipe surface; adhesive for top coat; and top coat consisting of polyethylene or polypropylene. | 2015-12-23 | 47293 | 100
19558 | T1 | DCP Southern Hills Pipeline, LLC | DCP Southern Hills Pipeline – Leon County | Natural Gas Liquids Pipeline | Leon County | TX | 0 | Leon | CN604984823 | RN108852948 | cathodic protection; fusion-bonded epoxy (FBE) on the pipe surface; adhesive for top coat; and top coat consisting of polyethylene or polypropylene. | The following property is used 100% for pollution control and is installed to meet or exceed federal or state regulations: cathodic protection; fusion-bonded epoxy (FBE) on the pipe surface; adhesive for top coat; and top coat consisting of polyethylene or polypropylene. | 2015-12-23 | 41970 | 100
19559 | T1 | DCP Southern Hills Pipeline, LLC | DCP Southern Hills Pipeline – Madison County | Natural Gas Liquids Pipeline | Madison County | TX | 0 | Madison | CN604984823 | RN108852948 | cathodic protection; fusion-bonded epoxy (FBE) on the pipe surface; adhesive for top coat; and top coat consisting of polyethylene or polypropylene. | The following property is used 100% for pollution control and is installed to meet or exceed federal or state regulations: cathodic protection; fusion-bonded epoxy (FBE) on the pipe surface; adhesive for top coat; and top coat consisting of polyethylene or polypropylene. | 2015-12-23 | 24504 | 100
19560 | T1 | DCP Southern Hills Pipeline, LLC | DCP Southern Hills Pipeline – Freestone County | Natural Gas Liquids Pipeline | Freestone County | TX | 0 | Freestone | CN604984823 | RN108852948 | six 16 inch automatic shut-off valves for natural gas liquids pipeline. | The following property is used 100% for pollution control and is installed to meet or exceed federal or state regulations: six 16 inch automatic shut-off valves for natural gas liquids pipeline. | 2015-12-23 | 691675 | 100
19561 | T1 | DCP Southern Hills Pipeline, LLC | DCP Southern Hills Pipeline – Walker County | Natural Gas Liquids Pipeline | Walker County | TX | 0 | Walker | CN604984823 | RN108852948 | cathodic protection; fusion-bonded epoxy (FBE) on the pipe surface; adhesive for top coat; and top coat consisting of polyethylene or polypropylene. | The following property is used 100% for pollution control and is installed to meet or exceed federal or state regulations: cathodic protection; fusion-bonded epoxy (FBE) on the pipe surface; adhesive for top coat; and top coat consisting of polyethylene or polypropylene. | 2015-12-23 | 35091 | 100
19562 | T1 | DCP Southern Hills Pipeline, LLC | DCP Southern Hills Pipeline – Montgomery County | Natural Gas Liquids Pipeline | Montgomery County | TX | 0 | Montgomery | CN604984823 | RN108852948 | cathodic protection; fusion-bonded epoxy (FBE) on the pipe surface; adhesive for top coat; and top coat consisting of polyethylene or polypropylene. | The following property is used 100% for pollution control and is installed to meet or exceed federal or state regulations: cathodic protection; fusion-bonded epoxy (FBE) on the pipe surface; adhesive for top coat; and top coat consisting of polyethylene or polypropylene. | 2015-12-23 | 49559 | 100
19563 | T1 | DCP Southern Hills Pipeline, LLC | DCP Southern Hills Pipeline – Harris County | Natural Gas Liquids Pipeline | Harris County | TX | 0 | Harris | CN604984823 | RN108852948 | cathodic protection; fusion-bonded epoxy (FBE) on the pipe surface; adhesive for top coat; and top coat consisting of polyethylene or polypropylene. | The following property is used 100% for pollution control and is installed to meet or exceed federal or state regulations: cathodic protection; fusion-bonded epoxy (FBE) on the pipe surface; adhesive for top coat; and top coat consisting of polyethylene or polypropylene. | 2015-12-23 | 966852 | 100
19564 | T2 | DCP Southern Hills Pipeline, LLC | DCP Southern Hills Pipeline – Montgomery County | Natural Gas Liquids Pipeline | Montgomery County | TX | 0 | Montgomery | CN604984823 | RN108852948 | non-destructive pipeline testing expenditures. | The following property is used 100% for pollution control and is installed to meet or exceed federal or state regulations: non-destructive pipeline testing expenditures. | 2015-12-23 | 109478 | 100
19565 | T2 | DCP Southern Hills Pipeline, LLC | DCP Southern Hills Pipeline – Parker County | Natural Gas Liquids Pipeline | Parker County | TX | 0 | Parker | CN604984823 | RN108852948 | non-destructive pipeline testing expenditures. | The following property is used 100% for pollution control and is installed to meet or exceed federal or state regulations: non-destructive pipeline testing expenditures. | 2015-12-23 | 121114 | 100
19566 | T1 | DCP Southern Hills Pipeline, LLC | DCP Southern Hills Pipeline – Freestone County | Natural Gas Liquids Pipeline | Freestone County | TX | 0 | Freestone | CN604984823 | RN108852948 | non-destructive pipeline testing expenditures. | The following property is used 100% for pollution control and is installed to meet or exceed federal or state regulations: non-destructive pipeline testing expenditures. | 2015-12-23 | 104473 | 100
19567 | T1 | DCP Southern Hills Pipeline, LLC | DCP Southern Hills Pipeline – Leon County | Natural Gas Liquids Pipeline | Leon County | TX | 0 | Leon | CN604984823 | RN108852948 | three 16 inch automatic shut-off valves for natural gas liquids pipeline. | The following property is used 100% for pollution control and is installed to meet or exceed federal or state regulations: three 16 inch automatic shut-off valves for natural gas liquids pipeline. | 2015-12-23 | 345837 | 100
19568 | T1 | DCP Southern Hills Pipeline, LLC | DCP Southern Hills Pipeline – Madison County | Natural Gas Liquids Pipeline | Madison County | TX | 0 | Madison | CN604984823 | RN108852948 | 16 inch automatic shut-off valve for natural gas liquids pipeline. | The following property is used 100% for pollution control and is installed to meet or exceed federal or state regulations: 16 inch automatic shut-off valve for natural gas liquids pipeline. | 2015-12-23 | 115279 | 100
19569 | T1 | DCP Southern Hills Pipeline, LLC | DCP Southern Hills Pipeline – Walker County | Natural Gas Liquids Pipeline | Walker County | TX | 0 | Walker | CN604984823 | RN108852948 | three 16 inch automatic shut-off valves for natural gas liquids pipeline. | The following property is used 100% for pollution control and is installed to meet or exceed federal or state regulations: three 16 inch automatic shut-off valves for natural gas liquids pipeline. | 2015-12-23 | 345837 | 100
19570 | T1 | DCP Southern Hills Pipeline, LLC | DCP Southern Hills Pipeline – Montgomery County | Natural Gas Liquids Pipeline | Montgomery County | TX | 0 | Montgomery | CN604984823 | RN108852948 | four 16 inch automatic shut-off valves for natural gas liquids pipeline. | The following property is used 100% for pollution control and is installed to meet or exceed federal or state regulations: four 16 inch automatic shut-off valves for natural gas liquids pipeline. | 2015-12-23 | 527368 | 100
19571 | T1 | DCP Southern Hills Pipeline, LLC | DCP Southern Hills Pipeline – Harris County | Natural Gas Liquids Pipeline | Harris County | TX | 0 | Harris | CN604984823 | RN108852948 | one 20 inch automatic shut-off valve, three 18 inch automatic shut-off valves, and four 16 inch automatic shut-off valves for natural gas liquids pipeline. | The following property is used 100% for pollution control and is installed to meet or exceed federal or state regulations: one 20 inch automatic shut-off valve, three 18 inch automatic shut-off valves, and four 16 inch automatic shut-off valves for natural gas liquids pipeline. | 2015-12-23 | 1241756 | 100
19572 | T1 | DCP Southern Hills Pipeline, LLC | DCP Southern Hills Pipeline – Jack County | Natural Gas Liquids Pipeline | Jack County | TX | 0 | Jack | CN604984823 | RN108852948 | two 16 inch and one 8 inch intelligent pipeline inspection gauge (PIG) receiver. | The following property is used 100% for pollution control and is installed to meet or exceed federal or state regulations: two 16 inch and one 8 inch intelligent pipeline inspection gauge (PIG) receiver. | 2015-12-23 | 839218 | 100
19573 | T1 | DCP Southern Hills Pipeline, LLC | DCP Southern Hills Pipeline – Freestone County | Natural Gas Liquids Pipeline | Freestone County | TX | 0 | Freestone | CN604984823 | RN108852948 | one 16 inch intelligent pipeline inspection gauge (PIG) launcher. | The following property is used 100% for pollution control and is installed to meet or exceed federal or state regulations: one 16 inch intelligent pipeline inspection gauge (PIG) launcher. | 2015-12-23 | 405552 | 100
19574 | T1 | DCP Southern Hills Pipeline, LLC | DCP Southern Hills Pipeline – Harris County | Natural Gas Liquids Pipeline | Harris County | TX | 0 | Harris | CN604984823 | RN108852948 | one 18 inch and one 20 inch intelligent pipeline inspection gauge (PIG) receivers and one 18 inch PIG launcher. | The following property is used 100% for pollution control and is installed to meet or exceed federal or state regulations: one 18 inch and one 20 inch intelligent pipeline inspection gauge (PIG) receivers and one 18 inch PIG launcher. | 2015-12-23 | 1706700 | 100
19575 | T1 | DCP Southern Hills Pipeline, LLC | DCP Southern Hills Pipeline – Wise County | Natural Gas Liquids Pipeline | Wise County | TX | 0 | Wise | CN604984823 | RN108852948 | one 8 inch intelligent pipeline inspection gauge (PIG) receiver and two 8 inch PIG launchers. | The following property is used 100% for pollution control and is installed to meet or exceed federal or state regulations: one 8 inch intelligent pipeline inspection gauge (PIG) receiver and two 8 inch PIG launchers. | 2016-04-05 | 392743 | 100
19576 | T1 | Eastman Chemical Company | Texas Operations | 300 Kodak Blvd | Longview | TX | 75602 | Harrison | CN601214406 | RN100219815 | upgrades to primary flare consisting of a replacement flare gas flowmeter and modifications to the air assist system and upgrades to secondary flare consisting of a replacement flare tip and the installation of an air assist system. | The following property is used 100% for pollution control and is installed to meet or exceed federal or state regulations: upgrades to primary flare consisting of a replacement flare gas flowmeter and modifications to the air assist system and upgrades to secondary flare consisting of a replacement flare tip and the installation of an air assist system. | 2015-12-23 | 758000 | 100
19577 | T1 | Kinder Morgan Crude & Condensate, LLC | Galena Park Terminal Condensate Splitter | 407 Clinton Dr | Galena Park | TX | 77547 | Harris | CN603935248 | RN100237452 | flare including flare stack and burner tips. | The following property is used 100% for pollution control and is installed to meet or exceed federal or state regulations: flare including flare stack and burner tips. | 2016-01-08 | 5176535 | 100
19578 | T1 | Kinder Morgan Crude & Condensate, LLC | Galena Park Terminal Condensate Splitter | 407 Clinton Dr | Galena Park | TX | 77547 | Harris | CN603935248 | RN100237452 | continuous emission monitoring systems consisting of analyzers, sampling systems, temperature monitors, and flow monitors installed for Hot Oil Heaters #1 and #2. | The following property is used 100% for pollution control and is installed to meet or exceed federal or state regulations: continuous emission monitoring systems consisting of analyzers, sampling systems, temperature monitors, and flow monitors installed for Hot Oil Heaters #1 and #2. | 2016-01-08 | 1330058 | 100
19579 | T1 | NRG Texas Power, LLC | Limestone Generating Plant | Route 1, Box 85 | Jewett | TX | 75846 | Limestone | CN603207218 | RN100542927 | two submersible pumps for the K pond. | The following property is used 100% for pollution control and is installed to meet or exceed federal or state regulations: two submersible pumps for the K pond. | 2016-01-08 | 155353 | 100
19580 | T1 | NRG Texas Power, LLC | Limestone Generating Plant | Route 1, Box 85 | Jewett | TX | 75846 | Limestone | CN603207218 | RN100542927 | service water pumps A, B, and C used for ash/water sluicing. | The following property is used 100% for pollution control and is installed to meet or exceed federal or state regulations: service water pumps A, B, and C used for ash/water sluicing. | 2016-01-08 | 381757 | 100
19581 | T1 | Commerce Equities | Bayou on the Bend Apartments | 5201 Memorial Drive | Houston | TX | 77007 | Harris | CN604140830 | None | stormwater quality backslope drainage areas (126,002 sq ft), stormwater outfall interceptor, and riparian filtered staircased retention land as infrastructure. | The application contains only property for which a negative use determination has been previously issued. The application was returned to the applicant. | 2016-06-03 | 2145000 | 100
19582 | T1 | Fairway Methanol LLC | Fairway Methanol LLC | 9502 Bayport Blvd | Pasadena | TX | 77507 | Harris | CN604543223 | CN604543223 | Flare System, Scrubber (55T9801ST) and Vent Collection System in Tank Farm, Floating Tank Roof and Nozzle Modifications (3), NOx Reduction System, Stack Difference between Production height and Emissions Height on the Methanol Reformer, Reformer CEMS Analyzer, Natural Gas HDS (Desulfurizer) Reactor, Vent Gas Compressor Package, Vent Wash Column (T-9504), Vent Wash Column Demister with Distributor and Tacking (T-9504). | Withdrawn/Returned | 2016-05-10 | 33521202 | 100
19583 | T1 | Fairway Methanol LLC | Fairway Methanol LLC | 9502 Bayport Blvd | Pasadena | TX | 77507 | Harris | CN604543223 | CN604543223 | Clean Retention Pond #3 except for real property. | Withdrawn/Returned | 2016-05-10 | 3268885 | 100
19584 | T1 | Fairway Methanol LLC | Fairway Methanol LLC | 9502 Bayport Blvd | Pasadena | TX | 77507 | Harris | CN604543223 | RN100227016 | Methanol sump system including sumps and pumps used to collect rain water and process runoff and send the water to the water treatment facility. | The following property is used 100% for pollution control and is installed to meet or exceed federal or state regulations: Methanol sump system including sumps and pumps used to collect rain water and process runoff and send the water to the water treatment facility. | 2016-03-10 | 2988966 | 100
19585 | T1 | Celanese LTD | Clear Lake | 9502 Bayport Blvd | Pasadena | TX | 77507 | Harris | CN600130850 | RN100227016 | Thermal Oxidizer. | The following property is used 100% for pollution control and is installed to meet or exceed federal or state regulations: Thermal Oxidizer. | 2016-04-01 | 5686660 | 100
19586 | T1 | WMCI Austin III LLC | Bexley at Tech Ridge | 1200 E Parmer Ln | Austin | TX | 78753 | Travis | CN604869974 | RN104792296 | stormwater controls include an 81,021 square foot detention pond, a 55,521 square foot sedimentation and filtration pond, a 20’ by 3’ weir structure, a 42” outfall, and a 26” orifice. | The following property is used 100% for pollution control and is installed to meet or exceed federal or state regulations: stormwater controls include an 81,021 square foot detention pond, a 55,521 square foot sedimentation and filtration pond, a 20’ by 3’ weir structure, a 42” outfall, and a 26” orifice. | 2016-01-08 | 1430460 | 100
19587 | T1 | Kinder Morgan Crude & Condensate, LLC | KMCC Splitter Facility | 407 Clinton Dr | Galena Park | TX | 77547 | Harris | CN603935248 | RN107573230 | stormwater control, collection, and treatment system including containment drainage valves in storage tank containment areas; stormwater drainage conduits; manholes for access to stormwater management system; catch basins with grating; and stormwater management pond. | The following property is used 100% for pollution control and is installed to meet or exceed federal or state regulations: stormwater control, collection, and treatment system including containment drainage valves in storage tank containment areas; stormwater drainage conduits; manholes for access to stormwater management system; catch basins with grating; and stormwater management pond. | 2016-03-04 | 342188 | 100
19588 | T1 | Buffalo Marine Service, Inc. | Buffalo Marine Service, Inc. | 8201 East Erath | Houston | TX | 77012 | Harris | CN600307524 | RN100597723 | the incremental cost difference between a single-hulled barge and a double hulled barge; spill response/cleanup equipment pre-positioned and stored for addressing future emergencies; tight fill fittings; spill containers; and overfill alarms on Tank/Barges Shamrock 502, 904 and 905. | The following property is used 100% for pollution control and is installed to meet or exceed federal or state regulations: the incremental cost difference between a single-hulled barge and a double hulled barge; spill response/cleanup equipment pre-positioned and stored for addressing future emergencies; tight fill fittings; spill containers; and overfill alarms on Tank/Barges Shamrock 502, 904 and 905. | 2016-01-15 | 3600000 | 100
19589 | T1 | TPCO America | TPCO America Corporation | 5431 Hwy 35 | Gregory | TX | 78359 | San Patricio | CN603957036 | RN106224447 | Stormwater Retention Pond | The following property is used 100% for pollution control and is installed to meet or exceed federal or state regulations: Stormwater retention pond. | 2016-02-23 | 4010600 | 100
19590 | T1 | TPCO America | TPCO America Corporation | 5431 Hwy 35 | Gregory | TX | 78359 | San Patricio | CN603957036 | RN106224447 | 582,827 square feet of hot mix asphalt pavement and 28,004 square feet of two-course pavement around main plant roads, high traffic areas, and parking areas. | The following property is used 100% for pollution control and is installed to meet or exceed federal or state regulations: 582,827 square feet of hot mix asphalt pavement and 28,004 square feet of two-course pavement around main plant roads, high traffic areas, and parking areas. | 2016-02-23 | 3017505 | 100
19591 | T1 | Kinder Morgan Crude & Condensate, LLC | KMCC Splitter Facility | 407 Clinton Dr | Galena Park | TX | 77547 | Harris | CN603935248 | RN107573230 | 19,436 sq ft of asphalt paving and 121,636 sq ft of concrete paving of vehicular traffic areas. | The following property is used 100% for pollution control and is installed to meet or exceed federal or state regulations: 19,436 sq ft of asphalt paving and 121,636 sq ft of concrete paving of vehicular traffic areas. | 2016-04-08 | 714427 | 100
19592 | T1 | East Texas Electric Cooperatives, Inc. | Woodville Renewable Power Project | 1580 County Road 1020 | Woodville | TX | 75979 | Tyler | CN602932527 | RN105878797 | Stormwater containment systems consisting of drop structures to convey stormwater from drainage areas to the detention ponds; two storm water detention ponds each with its own outfall to Magnus Branch; and two drop structures and associated discharge channels. | The following property is used 100% for pollution control and is installed to meet or exceed federal or state regulations: Stormwater containment systems consisting of drop structures to convey stormwater from drainage areas to the detention ponds; two storm water detention ponds each with its own outfall to Magnus Branch; and two drop structures and associated discharge channels. | 2016-06-01 | 700000 | 100
19593 | T1 | East Texas Electric Cooperatives, Inc. | Woodville Renewable Power Project | 1580 County Road 1020 | Woodville | TX | 75979 | Tyler | CN602932527 | RN105878797 | integrated air pollution control equipment consisting of dust collection systems including conveyor covers, ductwork, mechanical dust collectors, baghouse fabric filters and support cages, mechanical conveyors, stationary vents, and ash storage silo fitted with two pug mill conditioners and a bin vent filter; fugitive emission monitor for ammonia storage and feed system; continuous emission monitoring systems; stack sampling ports, platforms and ladders; selective catalytic reduction system including ammonia storage and feed system; and dry sorbent injection system including sorbent storage silo, limestone handling system and dust collector. | The following property is used 100% for pollution control and is installed to meet or exceed federal or state regulations: integrated air pollution control equipment consisting of dust collection systems including conveyor covers, ductwork, mechanical dust collectors, baghouse fabric filters and support cages, mechanical conveyors, stationary vents, and ash storage silo fitted with two pug mill conditioners and a bin vent filter; fugitive emission monitor for ammonia storage and feed system; continuous emission monitoring systems; stack sampling ports, platforms and ladders; selective catalytic reduction system including ammonia storage and feed system; and dry sorbent injection system including sorbent storage silo, limestone handling system and dust collector. | 2016-01-29 | 5715000 | 100
19594 | T1 | Kinder Morgan Crude & Condensate, LLC | Galena Park Terminal Condensate Splitter | 407 Clinton Dr | Galena Park | TX | 77547 | Harris | CN603935248 | RN100237452 | cathodic protection installed on 16 storage tanks. | Withdrawn/Returned | 2016-04-01 | 828416 | 100
19595 | T1 | Kinder Morgan Crude & Condensate, LLC | Galena Park Terminal Condensate Splitter | 407 Clinton Dr | Galena Park | TX | 77547 | Harris | CN603935248 | RN100237452 | internal floating roofs installed on storage tanks 200-1, 200-2, 200-3, 150-10, 100-11, 100-12, 100-20, 100-21, 120-22, 120-23, 100-13, 100-14, 100-15, 100-24, 100-25, and 5-0. | The following property is used 100% for pollution control and is installed to meet or exceed federal or state regulations: internal floating roofs installed on storage tanks 200-1, 200-2, 200-3, 150.10, 100-11, 100-12, 100-20, 100-21, 120-22, 120-23, 100-13, 100-14, 100-15, 100-24, 100-25, 5-0. | 2016-02-25 | 3803839 | 100
19596 | T1 | Kinder Morgan Crude & Condensate, LLC | Galena Park Terminal Condensate Splitter | 407 Clinton Dr | Galena Park | TX | 77547 | Harris | CN603935248 | RN100237452 | Selective catalytic reduction system (SCR) installed on hot oil heaters #1 and #2. | The following property is used 100% for pollution control and is installed to meet or exceed federal or state regulations: Selective catalytic reduction system (SCR) installed on hot oil heaters #1 and #2. | 2016-02-25 | 1253411 | 100
19597 | T1 | National Oilwell Varco LP | Sheldon North Coating Plant | 10222 Sheldon Rd | Houston | TX | 77049 | Harris | CN602962334 | RN106201171 | regenerative thermal oxidizers (RTOs); fume incinerators; particulate matter filters; ductwork that routes emissions to control devices; oven enclosures not including heating elements; paint booth enclosures with associated capture hoods and mixing booth enclosures that are controlled by RTOs. | The following property is used 100% for pollution control and is installed to meet or exceed federal or state regulations: regenerative thermal oxidizers (RTOs); fume incinerators; particulate matter filters; ductwork that routes emissions to control devices; oven enclosures not including heating elements; paint booth enclosures with associated capture hoods and mixing booth enclosures that are controlled by RTOs. | 2016-04-13 | 3393834.95 | 100
19598 | T1 | Intercontinental Terminals Company, LLC | Intercontinental Terminals Company, LLC, Pasadena Bulk Liquid Storage | 1030 Ethyl Road | Pasadena | TX | 77503 | Harris | CN601470222 | RN107804122 | Internal floating roofs on the following tanks P12-002, P12-003, P100-12, P100-13, P110-001, P110-002, P110-003, P110-004, P120-001, P120-002, P120-003, P120-004, P165-001, P165-002, P165-003, P165-004, P165-005, and P165-006; two vapor combustion units; and process wastewater sumps, conveyance, and instrumentation | The following property is used 100% for pollution control and is installed to meet or exceed federal or state regulations: Internal floating roofs on the following tanks P12-002, P12-003, P100-12, P100-13, P110-001, P110-002, P110-003, P110-004, P120-001, P120-002, P120-003, P120-004, P165-001, P165-002, P165-003, P165-004, P165-005, and P165-006; two vapor combustion units; and process wastewater sumps, conveyance, and instrumentation | 2016-03-03 | 13801772 | 100
19599 | T1 | National Oilwell Varco LP | Sheldon North Coating Plant | 10222 Sheldon Rd | Houston | TX | 77049 | Harris | CN602962334 | CN602962334 | control devices for abrasive blast cleaning . | Withdrawn/Returned | 2016-03-14 | 1935986 | 100
19600 | T1 | Motiva Enterprises, LLC | Motiva Port Arthur Refinery | 2555 Savannah Avenue | Port Arthur | TX | 77640 | Jefferson | CN600124051 | RN100209451 | equipment installed to provide continuous emission monitoring of sulfur and H2S pollutants from existing flares including sulfur and H2S analyzers for each flare head; sample probes to the analyzers; new analyzer buildings, sensor and monitoring system for analyzer building back to DCS; and installation of new flowmeters and upgrades on existing flowmeters for existing flares. | The following property is used 100% for pollution control and is installed to meet or exceed federal or state regulations: equipment installed to provide continuous emission monitoring of sulfur and H2S pollutants from existing flares including sulfur and H2S analyzers for each flare head; sample probes to the analyzers; new analyzer buildings, sensor and monitoring system for analyzer building back to DCS; and installation of new flowmeters and upgrades on existing flowmeters for existing flares. | 2016-02-29 | 11872000 | 100
19601 | T1 | Enterprise Crude Pipeline LLC | Echo Crude Terminal | 6849 1/2 E. Sam Houston Pkwy S | Houston | TX | 77034 | Harris | CN603272592 | RN106070816 | external floating roof, mechanical shoe primary seal, and rim-mounted secondary seal installed on Tanks 3907, 3908, 3909, 3910, 3911, 3912, 3913, 3914, and 3915. | The following property is used 100% for pollution control and is installed to meet or exceed federal or state regulations: external floating roof, mechanical shoe primary seal, and rim-mounted secondary seal installed on Tanks 3907, 3908, 3909, 3910, 3911, 3912, 3913, 3914, and 3915. | 2016-02-12 | 20791053 | 100
19602 | T1 | Eco Services Operations LLC | Houston Plant Dock | 8615 Manchester Street | Houston | TX | 77012 | Harris | CN604683482 | RN100220581 | incremental cost difference between double-hulled barges and single-hulled barges. | The following property is used 100% for pollution control and is installed to meet or exceed federal or state regulations: incremental cost difference between double-hulled barges and single-hulled barges. | 2016-02-11 | 965908.13 | 100
19603 | T1 | Genesis Marine LLC | Genesis Marine, LLC | 7438 Airport Blvd | Houston | TX | 77061 | Harris | CN604608802 | RN107489924 | The incremental cost difference between a single-hulled barge and a double hulled barge, perimeter deck spill rails, high level overflow alarms, and closed gauging for Barges GM 1008, GM 1009, GM 1010, and GM 1011. | The incremental cost difference between a single-hulled barge and a double hulled barge, perimeter deck spill rails, high level overflow alarms, and closed gauging for Barges GM 1008, GM 1009, GM 1010, and GM 1011. | 2016-03-03 | 5831323.56 | 100
19604 | T1 | Kirby Inland Marine | Channelview Operations | 16538 De Zavalla | Channelview | TX | 77530 | Harris | CN600611206 | RN104352265 | The incremental cost difference between a single-hulled barge and a double hulled barge, perimeter deck spill rails, high level overflow alarms, and closed gauging for Barges Kirby 10055, Kirby 10056, Kirby 10057, Kirby 10058, Kirby 10059, Kirby 10060, Kirby 10061, Kirby 10062, Kirby 10063, Kirby 10064, Kirby 10122, Kirby 10123, Kirby 10124, Kirby 10125, Kirby 10126, Kirby 10127, Kirby 10128, Kirby 10129, Kirby 10130, Kirby 10131, Kirby 10132, Kirby 10133, Kirby 10134, Kirby 10135, Kirby 10136, Kirby 10440, Kirby 10441, Kirby 10442, Kirby 10443, Kirby 10444, Kirby 28710, Kirby 29127, Kirby 29128, Kirby 29129, Kirby 29130, and Kirby 29131. | The following property is used 100% for pollution control and is installed to meet or exceed federal or state regulations: The incremental cost difference between a single-hulled barge and a double hulled barge, perimeter deck spill rails, high level overflow alarms, and closed gauging for Barges Kirby 10055, Kirby 10056, Kirby 10057, Kirby 10058, Kirby 10059, Kirby 10060, Kirby 10061, Kirby 10062, Kirby 10063, Kirby 10064, Kirby 10122, Kirby 10123, Kirby 10124, Kirby 10125, Kirby 10126, Kirby 10127, Kirby 10128, Kirby 10129, Kirby 10130, Kirby 10131, Kirby 10132, Kirby 10133, Kirby 10134, Kirby 10135, Kirby 10136, Kirby 10440, Kirby 10441, Kirby 10442, Kirby 10443, Kirby 10444, Kirby 28710, Kirby 29127, Kirby 29128, Kirby 29129, Kirby 29130, and Kirby 29131. | 2016-03-03 | 21297207 | 100
19605 | T1 | Canal Barge Co Inc | CBC apportioned boat and barge operations @ San Jacinto River Fleet LLC operations, Channelview, TX | 18001 East Frwy | Channelview | TX | 77530 | Harris | CN604603126 | RN107490120 | The incremental cost difference between a single-hulled barge and a double hulled barge, perimeter deck spill rails, high level overflow alarms, and closed gauging for Barges CBC 1380, CBC 1381, CBC 1382, CBC 1383, CBC 1384, CBC 1385, CBC 1386, CBC 1387, CBC 1388, CBC 1389, CBC 397, and CBC 398 | The incremental cost difference between a single-hulled barge and a double hulled barge, perimeter deck spill rails, high level overflow alarms, and closed gauging for Barges CBC 1380, CBC 1381, CBC 1382, CBC 1383, CBC 1384, CBC 1385, CBC 1386, CBC 1387, CBC 1388, CBC 1389, CBC 397, and CBC 398 | 2016-03-03 | 7799689 | 100
19606 | T1 | Agrium U.S., Inc. | Borger Nitrogen Operations | 9201 Farm Road 1551 | Borger | TX | 79007 | Hutchinson | CN600128227 | RN101865715 | SB-5 and SB-4A Wastewater Line located in the ammonia section of the production process. | Withdrawn/Returned | 2016-04-25 | 100618 | 100
19607 | T1 | Agrium U.S., Inc. | Borger Nitrogen Operations | 9201 Farm Road 1551 | Borger | TX | 79007 | Hutchinson | CN600128227 | RN101865715 | Secondary Containment for Caustic Tank -2031UF | Withdrawn/Returned | 2016-04-25 | 61536 | 100
19608 | T1 | Agrium U.S., Inc. | Borger Nitrogen Operations | 9201 Farm Road 1551 | Borger | TX | 79007 | Hutchinson | CN600128227 | RN101865715 | Secondary Containment for Sulfuric Acid Tank-2008F | Withdrawn/Returned | 2016-04-25 | 33835 | 100
19609 | T1 | EBL Marine III, LLC | EBL Marine III Peninsula Location | 16530 Peninsula Blvd. | Houston | TX | 77015 | Harris | CN604775403 | RN108175985 | for EBL 2975 and 2976 the incremental cost difference between a single-hulled barge and a double hulled barge; and the tight fill fittings, spill containers, automatic shut-off valves, overfill alarms, vent restriction devices, and automatic tank gauging. | The following property is used 100% for pollution control and is installed to meet or exceed federal or state regulations: for EBL 2975 and 2976 the incremental cost difference between a single-hulled barge and a double hulled barge; and the tight fill fittings, spill containers, automatic shut-off valves, overfill alarms, vent restriction devices, and automatic tank gauging. | 2016-02-05 | 675336 | 100
19610 | T1 | Eco Services Operations Corp | Houston Plant | 8615 Manchester Street | Houston | TX | 77012 | Harris | CN605004464 | RN100220581 | boom deployment boat. | The following property is used 100% for pollution control and is installed to meet or exceed federal or state regulations: boom deployment boat. | 2016-04-13 | 48438.39 | 100
19611 | T1 | Eco Services Operations Corp | Houston Plant | 8615 Manchester Street | Houston | TX | 77012 | Harris | CN605004464 | RN100220581 | roof with skirt walls installed over the 90-day drum storage area used to store drums or other storage vessels containing oils or hazardous waste materials prior to disposal. | The following property is used 100% for pollution control and is installed to meet or exceed federal or state regulations: roof with skirt walls installed over the 90-day drum storage area used to store drums or other storage vessels containing oils or hazardous waste materials prior to disposal. | 2016-03-23 | 99574.88 | 100
19612 | T1 | EBL Marine II LLC | EBL II Peninsula Location | 16530 Peninsula Blvd. | Houston | TX | 77015 | Harris | CN604775387 | RN108175985 | for EBL 2971 and 2972 the incremental cost difference between a single-hulled barge and a double hulled barge; and the tight fill fittings, spill containers, automatic shut-off valves, overfill alarms, vent restriction devices, and automatic tank gauging. | The following property is used 100% for pollution control and is installed to meet or exceed federal or state regulations: for EBL 2971 and 2972 the incremental cost difference between a single-hulled barge and a double hulled barge; and the tight fill fittings, spill containers, automatic shut-off valves, overfill alarms, vent restriction devices, and automatic tank gauging. | 2016-02-05 | 1432215 | 100
19613 | T1 | EBL Marine I LLC | EBL I Peninsula Location | 16530 Peninsula Blvd. | Houston | TX | 77015 | Harris | CN604775387 | RN108175985 | for EBL 2973 and 2974 the incremental cost difference between a single-hulled barge and a double hulled barge; and the tight fill fittings, spill containers, automatic shut-off valves, overfill alarms, vent restriction devices, and automatic tank gauging. | The following property is used 100% for pollution control and is installed to meet or exceed federal or state regulations: for EBL 2973 and 2974 the incremental cost difference between a single-hulled barge and a double hulled barge; and the tight fill fittings, spill containers, automatic shut-off valves, overfill alarms, vent restriction devices, and automatic tank gauging. | 2016-02-05 | 676479 | 100
19614 | T1 | Higman Marine Services, Inc. | Peninsula Location | 16530 Peninsula Blvd. | Houston | TX | 77015 | Harris | CN602756108 | RN104481460 | for EBL 2995, HTCO 3005, 3134, 3135, 3136, 3137, 3138, 3139, 3140, 3141, 3142, 3143, 3146, 3147, 3148, 3149 and 2996 the incremental cost difference between a single-hulled barge and a double hulled barge; and the tight fill fittings, spill containers, automatic shut-off valves, overfill alarms, vent restriction devices, and automatic tank gauging. | The following property is used 100% for pollution control and is installed to meet or exceed federal or state regulations: for EBL 2995, HTCO 3005, 3134, 3135, 3136, 3137, 3138, 3139, 3140, 3141, 3142, 3143, 3146, 3147, 3148, 3149 and 2996 the incremental cost difference between a single-hulled barge and a double hulled barge; and the tight fill fittings, spill containers, automatic shut-off valves, overfill alarms, vent restriction devices, and automatic tank gauging. | 2016-02-05 | 13421730.29 | 100
19615 | T1 | Oncor Electric Delivery Company, LLC | Andrews County South Substation | 5795 SW 7401 | Andrews | TX | 79714 | Andrews | CN603313842 | RN109632729 | Leaker management and secondary containment comprised of a concrete pad poured around the transformer and extending approximately 4 feet outside of the transformer radiators; an oil water separator incorporated into the concrete pad; and a metal railing installed around the concrete pad to channel leaked oil to the oil water separator. | The following property is used 100% for pollution control and is installed to meet or exceed federal or state regulations: Leaker management and secondary containment comprised of a concrete pad poured around the transformer and extending approximately 4 feet outside of the transformer radiators; an oil water separator incorporated into the concrete pad; and a metal railing installed around the concrete pad to channel leaked oil to the oil water separator. | 2016-02-18 | 29467 | 100
19616 | T1 | Oncor Electric Delivery Company, LLC | Shafter Lake Substation | 6827 NW 2001 | Andrews | TX | 79714 | Andrews | CN603313842 | RN109632737 | Leaker management and secondary containment comprised of a concrete pad poured around the transformer and extending approximately 4 feet outside of the transformer radiators; an oil water separator incorporated into the concrete pad; and a metal railing installed around the concrete pad to channel leaked oil to the oil water separator. | The following property is used 100% for pollution control and is installed to meet or exceed federal or state regulations: Leaker management and secondary containment comprised of a concrete pad poured around the transformer and extending approximately 4 feet outside of the transformer radiators; an oil water separator incorporated into the concrete pad; and a metal railing installed around the concrete pad to channel leaked oil to the oil water separator. The following property is used 100% for pollution control and is installed to meet or exceed federal or state regulations: Leaker management and secondary containment comprised of a concrete pad poured around the transformer and extending approximately 4 feet outside of the transformer radiators; an oil water separator incorporated into the concrete pad; and a metal railing installed around the concrete pad to channel leaked oil to the oil water separator. | 2016-02-18 | 29467 | 100
19617 | T1 | Oncor Electric Delivery Company, LLC | Big Spring Airpark Substation | 601 North Warehouse Rd | Big Spring | TX | 79720 | Howard | CN603313842 | RN109632745 | Leaker management and secondary containment comprised of a concrete pad poured around the transformer and extending approximately 4 feet outside of the transformer radiators; an oil water separator incorporated into the concrete pad; and a metal railing installed around the concrete pad to channel leaked oil to the oil water separator. | The following property is used 100% for pollution control and is installed to meet or exceed federal or state regulations: Leaker management and secondary containment comprised of a concrete pad poured around the transformer and extending approximately 4 feet outside of the transformer radiators; an oil water separator incorporated into the concrete pad; and a metal railing installed around the concrete pad to channel leaked oil to the oil water separator. | 2016-02-18 | 27477 | 100
19618 | T1 | Oncor Electric Delivery Company, LLC | Chandler West Substation | 600 FM 2010 | Chandler | TX | 75758 | Henderson | CN603313842 | RN109632752 | Secondary containment system consisting of an earthen berm sized to contain all of the oil in the largest piece of equipment and an oil water separator installed within the bermed area. | The following property is used 100% for pollution control and is installed to meet or exceed federal or state regulations: secondary containment system consisting of an earthen berm sized to contain all of the oil in the largest piece of equipment and an oil water separator installed within the bermed area. | 2016-02-18 | 71137 | 100
19619 | T1 | Oncor Electric Delivery Company, LLC | Chandler West Substation | 600 FM 2010 | Chandler | TX | 75758 | Henderson | CN603313842 | RN109632752 | Leaker management and secondary containment comprised of a concrete pad poured around the transformer and extending approximately 4 feet outside of the transformer radiators; an oil water separator incorporated into the concrete pad; and a metal railing installed around the concrete pad to channel leaked oil to the oil water separator. | The following property is used 100% for pollution control and is installed to meet or exceed federal or state regulations: Leaker management and secondary containment comprised of a concrete pad poured around the transformer and extending approximately 4 feet outside of the transformer radiators; an oil water separator incorporated into the concrete pad; and a metal railing installed around the concrete pad to channel leaked oil to the oil water separator. | 2016-02-18 | 24690 | 100
19620 | T1 | Oncor Electric Delivery Company, LLC | Camp Wisdom Substation | 530 E Camp Wisdom | Dallas | TX | 75241 | Dallas | CN603313842 | RN109632760 | Secondary containment system consisting of an earthen berm sized to contain all of the oil in the largest piece of equipment and an oil water separator installed within the bermed area. | The following property is used 100% for pollution control and is installed to meet or exceed federal or state regulations: secondary containment system consisting of an earthen berm sized to contain all of the oil in the largest piece of equipment and an oil water separator installed within the bermed area. | 2016-02-18 | 74217 | 100
19621 | T1 | Oncor Electric Delivery Company, LLC | Camp Wisdom Substation | 530 E Camp Wisdom | Dallas | TX | 75241 | Dallas | CN603313842 | RN109632760 | Leaker management and secondary containment comprised of a concrete pad poured around the transformer and extending approximately 4 feet outside of the transformer radiators; an oil water separator incorporated into the concrete pad; and a metal railing installed around the concrete pad to channel leaked oil to the oil water separator. | The following property is used 100% for pollution control and is installed to meet or exceed federal or state regulations: Leaker management and secondary containment comprised of a concrete pad poured around the transformer and extending approximately 4 feet outside of the transformer radiators; an oil water separator incorporated into the concrete pad; and a metal railing installed around the concrete pad to channel leaked oil to the oil water separator. | 2016-02-18 | 37770 | 100
19622 | T1 | Oncor Electric Delivery Company, LLC | DFW Airport Southwest Substation | 2101 S Airfield | Euless | TX | 76039 | Tarrant | CN603313842 | RN109632778 | Leaker management and secondary containment comprised of a concrete pad poured around the transformer and extending approximately 4 feet outside of the transformer radiators; an oil water separator incorporated into the concrete pad; and a metal railing installed around the concrete pad to channel leaked oil to the oil water separator. | The following property is used 100% for pollution control and is installed to meet or exceed federal or state regulations: Leaker management and secondary containment comprised of a concrete pad poured around the transformer and extending approximately 4 feet outside of the transformer radiators; an oil water separator incorporated into the concrete pad; and a metal railing installed around the concrete pad to channel leaked oil to the oil water separator. | 2016-02-18 | 25883 | 100
19623 | T1 | Oncor Electric Delivery Company, LLC | Grapevine Texan Trail | 1095 Texan Trl | Grapevine | TX | 76051 | Tarrant | CN603313842 | RN109632786 | Secondary containment system consisting of an earthen berm sized to contain all of the oil in the largest piece of equipment and an oil water separator installed within the bermed area. | The following property is used 100% for pollution control and is installed to meet or exceed federal or state regulations: secondary containment system consisting of an earthen berm sized to contain all of the oil in the largest piece of equipment and an oil water separator installed within the bermed area. | 2016-02-18 | 67429 | 100
19624 | T1 | Oncor Electric Delivery Company, LLC | Grapevine Texan Trail | 1095 Texan Trl | Grapevine | TX | 76051 | Tarrant | CN603313842 | RN109632786 | Leaker management and secondary containment comprised of a concrete pad poured around the transformer and extending approximately 4 feet outside of the transformer radiators; an oil water separator incorporated into the concrete pad; and a metal railing installed around the concrete pad to channel leaked oil to the oil water separator. | The following property is used 100% for pollution control and is installed to meet or exceed federal or state regulations: Leaker management and secondary containment comprised of a concrete pad poured around the transformer and extending approximately 4 feet outside of the transformer radiators; an oil water separator incorporated into the concrete pad; and a metal railing installed around the concrete pad to channel leaked oil to the oil water separator. | 2016-02-18 | 21620 | 100
19625 | T1 | Oncor Electric Delivery Company, LLC | Hutchins Substation | 401 W Wintergreen Rd | Dallas | TX | 75141 | Dallas | CN603313842 | RN109632794 | Leaker management and secondary containment comprised of a concrete pad poured around the transformer and extending approximately 4 feet outside of the transformer radiators; an oil water separator incorporated into the concrete pad; and a metal railing installed around the concrete pad to channel leaked oil to the oil water separator. | The following property is used 100% for pollution control and is installed to meet or exceed federal or state regulations: Leaker management and secondary containment comprised of a concrete pad poured around the transformer and extending approximately 4 feet outside of the transformer radiators; an oil water separator incorporated into the concrete pad; and a metal railing installed around the concrete pad to channel leaked oil to the oil water separator. The following property is used 100% for pollution control and is installed to meet or exceed federal or state regulations: Leaker management and secondary containment comprised of a concrete pad poured around the transformer and extending approximately 4 feet outside of the transformer radiators; an oil water separator incorporated into the concrete pad; and a metal railing installed around the concrete pad to channel leaked oil to the oil water separator. | 2016-02-18 | 25770 | 100
19626 | T1 | Oncor Electric Delivery Company, LLC | Vest Substation | 7 MI S of Kermit on 18 2 MI E | Kermit | TX | 79745 | Winkler | CN603313842 | RN109632802 | Leaker management and secondary containment comprised of a concrete pad poured around the transformer and extending approximately 4 feet outside of the transformer radiators; an oil water separator incorporated into the concrete pad; and a metal railing installed around the concrete pad to channel leaked oil to the oil water separator. | The following property is used 100% for pollution control and is installed to meet or exceed federal or state regulations: Leaker management and secondary containment comprised of a concrete pad poured around the transformer and extending approximately 4 feet outside of the transformer radiators; an oil water separator incorporated into the concrete pad; and a metal railing installed around the concrete pad to channel leaked oil to the oil water separator. | 2016-02-18 | 29467 | 100
19627 | T1 | Oncor Electric Delivery Company, LLC | Killeen Park Street Substation | 800 N Park ST | Killeen | TX | 76541 | Bell | CN603313842 | RN109632810 | Leaker management and secondary containment comprised of a concrete pad poured around the transformer and extending approximately 4 feet outside of the transformer radiators; an oil water separator incorporated into the concrete pad; and a metal railing installed around the concrete pad to channel leaked oil to the oil water separator. | The following property is used 100% for pollution control and is installed to meet or exceed federal or state regulations: Leaker management and secondary containment comprised of a concrete pad poured around the transformer and extending approximately 4 feet outside of the transformer radiators; an oil water separator incorporated into the concrete pad; and a metal railing installed around the concrete pad to channel leaked oil to the oil water separator. | 2016-02-18 | 27437 | 100
19628 | T1 | Oncor Electric Delivery Company, LLC | Lott Falls Road Substation | 116 Falls Rd | Lott | TX | 76656 | Falls | CN603313842 | RN109632828 | Secondary containment system consisting of an earthen berm sized to contain all of the oil in the largest piece of equipment and an oil water separator installed within the bermed area. | The following property is used 100% for pollution control and is installed to meet or exceed federal or state regulations: secondary containment system consisting of an earthen berm sized to contain all of the oil in the largest piece of equipment and an oil water separator installed within the bermed area. | 2016-02-18 | 41707 | 100
19629 | T1 | Oncor Electric Delivery Company, LLC | Lott Falls Road Substation | 116 Falls Rd | Lott | TX | 76656 | Falls | CN603313842 | RN109632828 | Leaker management and secondary containment comprised of a concrete pad poured around the transformer and extending approximately 4 feet outside of the transformer radiators; an oil water separator incorporated into the concrete pad; and a metal railing installed around the concrete pad to channel leaked oil to the oil water separator. | The following property is used 100% for pollution control and is installed to meet or exceed federal or state regulations: Leaker management and secondary containment comprised of a concrete pad poured around the transformer and extending approximately 4 feet outside of the transformer radiators; an oil water separator incorporated into the concrete pad; and a metal railing installed around the concrete pad to channel leaked oil to the oil water separator. | 2016-02-18 | 26733 | 100
19630 | T1 | Oncor Electric Delivery Company, LLC | Lufkin South Substation | 2401 Brentwood Dr | Lufkin | TX | 75901 | Angelina | CN603313842 | RN109632836 | Secondary containment system consisting of an earthen berm sized to contain all of the oil in the largest piece of equipment and an oil water separator installed within the bermed area. | The following property is used 100% for pollution control and is installed to meet or exceed federal or state regulations: secondary containment system consisting of an earthen berm sized to contain all of the oil in the largest piece of equipment and an oil water separator installed within the bermed area. | 2016-02-18 | 83880 | 100
19631 | T1 | Oncor Electric Delivery Company, LLC | McKinney South Substation | 4500 State Hwy 121 | McKinney | TX | 75071 | Collin | CN603313842 | RN109632844 | Leaker management and secondary containment comprised of a concrete pad poured around the transformer and extending approximately 4 feet outside of the transformer radiators; an oil water separator incorporated into the concrete pad; and a metal railing installed around the concrete pad to channel leaked oil to the oil water separator. | The following property is used 100% for pollution control and is installed to meet or exceed federal or state regulations: Leaker management and secondary containment comprised of a concrete pad poured around the transformer and extending approximately 4 feet outside of the transformer radiators; an oil water separator incorporated into the concrete pad; and a metal railing installed around the concrete pad to channel leaked oil to the oil water separator. | 2016-02-18 | 25343 | 100
19632 | T1 | Oncor Electric Delivery Company, LLC | Midland Airport Substation | 1788 1.5 Mi North of I-20 | Midland | TX | 79706 | Midland | CN603313842 | RN109631150 | Leaker management and secondary containment comprised of a concrete pad poured around the transformer and extending approximately 4 feet outside of the transformer radiators; an oil water separator incorporated into the concrete pad; and a metal railing installed around the concrete pad to channel leaked oil to the oil water separator. | The following property is used 100% for pollution control and is installed to meet or exceed federal or state regulations: Leaker management and secondary containment comprised of a concrete pad poured around the transformer and extending approximately 4 feet outside of the transformer radiators; an oil water separator incorporated into the concrete pad; and a metal railing installed around the concrete pad to channel leaked oil to the oil water separator. | 2016-02-18 | 28477 | 100
19633 | T1 | Oncor Electric Delivery Company, LLC | Texas Instruments Substation-Odessa | 1 MI S of I-20 Warfield | Midland | TX | 79706 | Midland | CN603313842 | RN109632869 | Leaker management and secondary containment comprised of a concrete pad poured around the transformer and extending approximately 4 feet outside of the transformer radiators; an oil water separator incorporated into the concrete pad; and a metal railing installed around the concrete pad to channel leaked oil to the oil water separator. | The following property is used 100% for pollution control and is installed to meet or exceed federal or state regulations: Leaker management and secondary containment comprised of a concrete pad poured around the transformer and extending approximately 4 feet outside of the transformer radiators; an oil water separator incorporated into the concrete pad; and a metal railing installed around the concrete pad to channel leaked oil to the oil water separator. | 2016-02-18 | 29719 | 100
19634 | T1 | Oncor Electric Delivery Company, LLC | Longlake Substation | 284 US 79 | Oakwood | TX | 75855 | Freestone | CN603313842 | RN109632877 | Leaker management and secondary containment comprised of a concrete pad poured around the transformer and extending approximately 4 feet outside of the transformer radiators; an oil water separator incorporated into the concrete pad; and a metal railing installed around the concrete pad to channel leaked oil to the oil water separator. | The following property is used 100% for pollution control and is installed to meet or exceed federal or state regulations: Leaker management and secondary containment comprised of a concrete pad poured around the transformer and extending approximately 4 feet outside of the transformer radiators; an oil water separator incorporated into the concrete pad; and a metal railing installed around the concrete pad to channel leaked oil to the oil water separator. | 2016-02-18 | 25157 | 100
19635 | T1 | Oncor Electric Delivery Company, LLC | Grandview Odessa Substation | 5400 N Grandview | Odessa | TX | 79762 | Ector | CN603313842 | RN109632885 | Leaker management and secondary containment comprised of a concrete pad poured around the transformer and extending approximately 4 feet outside of the transformer radiators; an oil water separator incorporated into the concrete pad; and a metal railing installed around the concrete pad to channel leaked oil to the oil water separator. | The following property is used 100% for pollution control and is installed to meet or exceed federal or state regulations: Leaker management and secondary containment comprised of a concrete pad poured around the transformer and extending approximately 4 feet outside of the transformer radiators; an oil water separator incorporated into the concrete pad; and a metal railing installed around the concrete pad to channel leaked oil to the oil water separator. | 2016-02-18 | 28709 | 100
19636 | T1 | Oncor Electric Delivery Company, LLC | Paris East Substation | East on Pine Mill Rd | Paris | TX | 75462 | Lamar | CN603313842 | RN109632893 | Secondary containment system consisting of an earthen berm sized to contain all of the oil in the largest piece of equipment and an oil water separator installed within the bermed area. | The following property is used 100% for pollution control and is installed to meet or exceed federal or state regulations: secondary containment system consisting of an earthen berm sized to contain all of the oil in the largest piece of equipment and an oil water separator installed within the bermed area. | 2016-02-18 | 39772 | 100
19637 | T1 | Oncor Electric Delivery Company, LLC | Paris North Substation | Loop 286, N on 271 | Paris | TX | 75460 | Lamar | CN603313842 | RN109632901 | Leaker management and secondary containment comprised of a concrete pad poured around the transformer and extending approximately 4 feet outside of the transformer radiators; an oil water separator incorporated into the concrete pad; and a metal railing installed around the concrete pad to channel leaked oil to the oil water separator. | The following property is used 100% for pollution control and is installed to meet or exceed federal or state regulations: Leaker management and secondary containment comprised of a concrete pad poured around the transformer and extending approximately 4 feet outside of the transformer radiators; an oil water separator incorporated into the concrete pad; and a metal railing installed around the concrete pad to channel leaked oil to the oil water separator. | 2016-02-18 | 27137 | 100
19638 | T1 | Oncor Electric Delivery Company, LLC | Paris East Substation | East on Pine Mill Rd | Paris | TX | 75462 | Lamar | CN603313842 | RN109632919 | Leaker management and secondary containment comprised of a concrete pad poured around the transformer and extending approximately 4 feet outside of the transformer radiators; an oil water separator incorporated into the concrete pad; and a metal railing installed around the concrete pad to channel leaked oil to the oil water separator. | The following property is used 100% for pollution control and is installed to meet or exceed federal or state regulations: Leaker management and secondary containment comprised of a concrete pad poured around the transformer and extending approximately 4 feet outside of the transformer radiators; an oil water separator incorporated into the concrete pad; and a metal railing installed around the concrete pad to channel leaked oil to the oil water separator. | 2016-02-18 | 1277 | 100
19639 | T1 | Oncor Electric Delivery Company, LLC | Preston Meadows Substation | 4310 Legacy Dr | Plano | TX | 75024 | Collin | CN603313842 | RN109632927 | Secondary containment system consisting of an earthen berm sized to contain all of the oil in the largest piece of equipment and an oil water separator installed within the bermed area. | The following property is used 100% for pollution control and is installed to meet or exceed federal or state regulations: secondary containment system consisting of an earthen berm sized to contain all of the oil in the largest piece of equipment and an oil water separator installed within the bermed area. | 2016-03-21 | 72062 | 100
19640 | T1 | Oncor Electric Delivery Company, LLC | Plano West Substation | 600 W Renner | Plano | TX | 75080 | Collin | CN603313842 | RN109632935 | Leaker management and secondary containment comprised of a concrete pad poured around the transformer and extending approximately 4 feet outside of the transformer radiators; an oil water separator incorporated into the concrete pad; and a metal railing installed around the concrete pad to channel leaked oil to the oil water separator. | The following property is used 100% for pollution control and is installed to meet or exceed federal or state regulations: Leaker management and secondary containment comprised of a concrete pad poured around the transformer and extending approximately 4 feet outside of the transformer radiators; an oil water separator incorporated into the concrete pad; and a metal railing installed around the concrete pad to channel leaked oil to the oil water separator. | 2016-02-18 | 4300 | 100
19641 | T1 | Oncor Electric Delivery Company, LLC | Duck Cove Substation | 33111 FM 429 | Quinlan | TX | 75474 | Hunt | CN603313842 | RN109632943 | Leaker management and secondary containment comprised of a concrete pad poured around the transformer and extending approximately 4 feet outside of the transformer radiators; an oil water separator incorporated into the concrete pad; and a metal railing installed around the concrete pad to channel leaked oil to the oil water separator. | The following property is used 100% for pollution control and is installed to meet or exceed federal or state regulations: Leaker management and secondary containment comprised of a concrete pad poured around the transformer and extending approximately 4 feet outside of the transformer radiators; an oil water separator incorporated into the concrete pad; and a metal railing installed around the concrete pad to channel leaked oil to the oil water separator. | 2016-04-13 | 38708 | 100
19642 | T1 | Oncor Electric Delivery Company, LLC | Rice Substation | 400 N Austin | Rice | TX | 75155 | Navarro | CN603313842 | RN109632950 | Leaker management and secondary containment comprised of a concrete pad poured around the transformer and extending approximately 4 feet outside of the transformer radiators; an oil water separator incorporated into the concrete pad; and a metal railing installed around the concrete pad to channel leaked oil to the oil water separator. | The following property is used 100% for pollution control and is installed to meet or exceed federal or state regulations: Leaker management and secondary containment comprised of a concrete pad poured around the transformer and extending approximately 4 feet outside of the transformer radiators; an oil water separator incorporated into the concrete pad; and a metal railing installed around the concrete pad to channel leaked oil to the oil water separator. | 2016-02-18 | 21070 | 100
19643 | T1 | Oncor Electric Delivery Company, LLC | Richland Hills Substation | 3010 Elm Park | Richland Hills | TX | 76118 | Tarrant | CN603313842 | RN109632968 | Leaker management and secondary containment comprised of a concrete pad poured around the transformer and extending approximately 4 feet outside of the transformer radiators; an oil water separator incorporated into the concrete pad; and a metal railing installed around the concrete pad to channel leaked oil to the oil water separator. | The following property is used 100% for pollution control and is installed to meet or exceed federal or state regulations: Leaker management and secondary containment comprised of a concrete pad poured around the transformer and extending approximately 4 feet outside of the transformer radiators; an oil water separator incorporated into the concrete pad; and a metal railing installed around the concrete pad to channel leaked oil to the oil water separator. | 2016-02-18 | 1767 | 100
19644 | T1 | Oncor Electric Delivery Company, LLC | Roanoke Substation | Henrietta Creek Rd | Fort Worth | TX | 76262 | Denton | CN603313842 | RN109632976 | Leaker management and secondary containment comprised of a concrete pad poured around the transformer and extending approximately 4 feet outside of the transformer radiators; an oil water separator incorporated into the concrete pad; and a metal railing installed around the concrete pad to channel leaked oil to the oil water separator. | The following property is used 100% for pollution control and is installed to meet or exceed federal or state regulations: Leaker management and secondary containment comprised of a concrete pad poured around the transformer and extending approximately 4 feet outside of the transformer radiators; an oil water separator incorporated into the concrete pad; and a metal railing installed around the concrete pad to channel leaked oil to the oil water separator. | 2016-02-18 | 24870 | 100
19645 | T1 | Oncor Electric Delivery Company, LLC | Stanton Substation | 1312 N Saint Peter | Stanton | TX | 79782 | Martin | CN603313842 | RN109632984 | Leaker management and secondary containment comprised of a concrete pad poured around the transformer and extending approximately 4 feet outside of the transformer radiators; an oil water separator incorporated into the concrete pad; and a metal railing installed around the concrete pad to channel leaked oil to the oil water separator. | The following property is used 100% for pollution control and is installed to meet or exceed federal or state regulations: Leaker management and secondary containment comprised of a concrete pad poured around the transformer and extending approximately 4 feet outside of the transformer radiators; an oil water separator incorporated into the concrete pad; and a metal railing installed around the concrete pad to channel leaked oil to the oil water separator. | 2016-02-18 | 28709 | 100
19646 | T1 | Oncor Electric Delivery Company, LLC | Larkin Road Substation | 405 Long Creek Rd | Sunnyvale | TX | 75182 | Dallas | CN603313842 | RN109632992 | Secondary containment system consisting of an earthen berm sized to contain all of the oil in the largest piece of equipment and an oil water separator installed within the bermed area. | The following property is used 100% for pollution control and is installed to meet or exceed federal or state regulations: secondary containment system consisting of an earthen berm sized to contain all of the oil in the largest piece of equipment and an oil water separator installed within the bermed area. | 2016-02-18 | 63711 | 100
19647 | T1 | Oncor Electric Delivery Company, LLC | Larkin Road Substation | 405 Long Creek Rd | Sunnyvale | TX | 75182 | Dallas | CN603313842 | RN109632992 | Leaker management and secondary containment comprised of a concrete pad poured around the transformer and extending approximately 4 feet outside of the transformer radiators; an oil water separator incorporated into the concrete pad; and a metal railing installed around the concrete pad to channel leaked oil to the oil water separator. | The following property is used 100% for pollution control and is installed to meet or exceed federal or state regulations: Leaker management and secondary containment comprised of a concrete pad poured around the transformer and extending approximately 4 feet outside of the transformer radiators; an oil water separator incorporated into the concrete pad; and a metal railing installed around the concrete pad to channel leaked oil to the oil water separator. | 2016-02-18 | 38771 | 100
19648 | T1 | Oncor Electric Delivery Company, LLC | Tyler Northwest Substation | 3708 Mineola Hwy | Tyler | TX | 75702 | Smith | CN603313842 | RN109633008 | Leaker management and secondary containment comprised of a concrete pad poured around the transformer and extending approximately 4 feet outside of the transformer radiators; an oil water separator incorporated into the concrete pad; and a metal railing installed around the concrete pad to channel leaked oil to the oil water separator. | The following property is used 100% for pollution control and is installed to meet or exceed federal or state regulations: Leaker management and secondary containment comprised of a concrete pad poured around the transformer and extending approximately 4 feet outside of the transformer radiators; an oil water separator incorporated into the concrete pad; and a metal railing installed around the concrete pad to channel leaked oil to the oil water separator. | 2016-02-18 | 41711 | 100
19649 | T1 | Oncor Electric Delivery Company, LLC | Sikes Substation | 6111 Lake Rd | Wichita Falls | TX | 76308 | Wichita | CN603313842 | RN109633016 | Leaker management and secondary containment comprised of a concrete pad poured around the transformer and extending approximately 4 feet outside of the transformer radiators; an oil water separator incorporated into the concrete pad; and a metal railing installed around the concrete pad to channel leaked oil to the oil water separator. | The following property is used 100% for pollution control and is installed to meet or exceed federal or state regulations: Leaker management and secondary containment comprised of a concrete pad poured around the transformer and extending approximately 4 feet outside of the transformer radiators; an oil water separator incorporated into the concrete pad; and a metal railing installed around the concrete pad to channel leaked oil to the oil water separator. | 2016-02-18 | 25137 | 100
19650 | T1 | Oncor Electric Delivery Company, LLC | Andrews North Switch Substation | 385 3 MI N Andrews | Andrews | TX | 79714 | Andrews | CN603313842 | RN109633024 | Leaker management and secondary containment comprised of a concrete pad poured around the transformer and extending approximately 4 feet outside of the transformer radiators; an oil water separator incorporated into the concrete pad; and a metal railing installed around the concrete pad to channel leaked oil to the oil water separator. | The following property is used 100% for pollution control and is installed to meet or exceed federal or state regulations: Leaker management and secondary containment comprised of a concrete pad poured around the transformer and extending approximately 4 feet outside of the transformer radiators; an oil water separator incorporated into the concrete pad; and a metal railing installed around the concrete pad to channel leaked oil to the oil water separator. | 2016-02-18 | 45117 | 100
19651 | T1 | Oncor Electric Delivery Company, LLC | Buzzard Draw Switching Substation | 109 W FM 1785 | Big Spring | TX | 79720 | Howard | CN603313842 | RN109633032 | Leaker management and secondary containment comprised of a concrete pad poured around the transformer and extending approximately 4 feet outside of the transformer radiators; an oil water separator incorporated into the concrete pad; and a metal railing installed around the concrete pad to channel leaked oil to the oil water separator. | The following property is used 100% for pollution control and is installed to meet or exceed federal or state regulations: Leaker management and secondary containment comprised of a concrete pad poured around the transformer and extending approximately 4 feet outside of the transformer radiators; an oil water separator incorporated into the concrete pad; and a metal railing installed around the concrete pad to channel leaked oil to the oil water separator. | 2016-02-18 | 28709 | 100
19652 | T1 | Oncor Electric Delivery Company, LLC | Morgan Creek Substation | 3177 Hwy 163 S | Colorado City | TX | 79512 | Mitchell | CN603313842 | RN109633040 | Leaker management and secondary containment comprised of a concrete pad poured around the transformer and extending approximately 4 feet outside of the transformer radiators; an oil water separator incorporated into the concrete pad; and a metal railing installed around the concrete pad to channel leaked oil to the oil water separator. | The following property is used 100% for pollution control and is installed to meet or exceed federal or state regulations: Leaker management and secondary containment comprised of a concrete pad poured around the transformer and extending approximately 4 feet outside of the transformer radiators; an oil water separator incorporated into the concrete pad; and a metal railing installed around the concrete pad to channel leaked oil to the oil water separator. | 2016-02-18 | 33719 | 100
19653 | T1 | Oncor Electric Delivery Company, LLC | Collin Switch Substation | 7786 County Rd 24 | Frisco | TX | 75033 | Collin | CN603313842 | RN109627380 | Secondary containment system consisting of an earthen berm sized to contain all of the oil in the largest piece of equipment and an oil water separator installed within the bermed area. | The following property is used 100% for pollution control and is installed to meet or exceed federal or state regulations: secondary containment system consisting of an earthen berm sized to contain all of the oil in the largest piece of equipment and an oil water separator installed within the bermed area. | 2016-02-18 | 42279 | 100
19654 | T1 | Oncor Electric Delivery Company, LLC | Norwood 345 KV Switch Substation | 124 N Wildwood Dr | Irving | TX | 75060 | Dallas | CN603313842 | RN109633065 | Leaker management and secondary containment comprised of a concrete pad poured around the transformer and extending approximately 4 feet outside of the transformer radiators; an oil water separator incorporated into the concrete pad; and a metal railing installed around the concrete pad to channel leaked oil to the oil water separator. | The following property is used 100% for pollution control and is installed to meet or exceed federal or state regulations: Leaker management and secondary containment comprised of a concrete pad poured around the transformer and extending approximately 4 feet outside of the transformer radiators; an oil water separator incorporated into the concrete pad; and a metal railing installed around the concrete pad to channel leaked oil to the oil water separator. | 2016-02-18 | 5871 | 100
19655 | T1 | Oncor Electric Delivery Company, LLC | Midland County Northwest Switching | 10104 W Hwy 158 | Midland | TX | 79707 | Midland | CN603313842 | RN109633073 | Leaker management and secondary containment comprised of a concrete pad poured around the transformer and extending approximately 4 feet outside of the transformer radiators; an oil water separator incorporated into the concrete pad; and a metal railing installed around the concrete pad to channel leaked oil to the oil water separator. | The following property is used 100% for pollution control and is installed to meet or exceed federal or state regulations: Leaker management and secondary containment comprised of a concrete pad poured around the transformer and extending approximately 4 feet outside of the transformer radiators; an oil water separator incorporated into the concrete pad; and a metal railing installed around the concrete pad to channel leaked oil to the oil water separator. | 2016-02-18 | 29467 | 100
19656 | T1 | Oncor Electric Delivery Company, LLC | Eskota Switch Substation | 3010 N I-20 | Trent | TX | 79561 | Nolan | CN603313842 | RN109633081 | Leaker management and secondary containment comprised of a concrete pad poured around the transformer and extending approximately 4 feet outside of the transformer radiators; an oil water separator incorporated into the concrete pad; and a metal railing installed around the concrete pad to channel leaked oil to the oil water separator. | The following property is used 100% for pollution control and is installed to meet or exceed federal or state regulations: Leaker management and secondary containment comprised of a concrete pad poured around the transformer and extending approximately 4 feet outside of the transformer radiators; an oil water separator incorporated into the concrete pad; and a metal railing installed around the concrete pad to channel leaked oil to the oil water separator. | 2016-02-18 | 29467 | 100
19657 | T1 | Flint Hills Resources Port Arthur, LLC | Port Arthur Chemicals | 4241 Savannah Avenue | Port Arthur | TX | 77640 | Jefferson | CN603743030 | RN100217389 | internal floating roof and vapor recovery system for Storage Tank 31T-104. | The following property is used 100% for pollution control and is installed to meet or exceed federal or state regulations: internal floating roof and vapor recovery system for Storage Tank 31T-104. | 2016-03-14 | 2530000 | 100
19658 | T1 | Southwestern Electric Power Company | Pirkey Power Plant | 2400 Farm Road 3251 | Hallsville | TX | 75650 | Harrison | CN600126767 | RN100214287 | Pirkey Area K Landfill Phase 2 and Sludge Disposal Project. | The following property is used 100% for pollution control and is installed to meet or exceed federal or state regulations: Pirkey Area K Landfill Phase 2 and Sludge Disposal Project. | 2016-03-16 | 3075194 | 100
19659 | T1 | Southwestern Electric Power Company | AEP-Welsh Power Plant | 1187 CR 4865 | Pittsburg | TX | 75686 | Titus | CN600126767 | RN100213370 | fabric filter baghouse installed downstream of unit’s ESP and Air Heater and activated carbon injection system installed downstream of air heater and upstream of fabric filter baghouse. | The following property is used 100% for pollution control and is installed to meet or exceed federal or state regulations: fabric filter baghouse installed downstream of unit’s ESP and Air Heater and activated carbon injection system installed downstream of air heater and upstream of fabric filter baghouse. | 2016-03-03 | 960353 | 100
19660 | T1 | American Electric Power | Oklaunion Power Station | 12567 FM 3430 | Vernon | TX | 76384 | Wilbarger | CN601572753 | RN101062255 | calcium bromide system consisting of a storage tank, test ports, metering pumps, and piping. | The following property is used 100% for pollution control and is installed to meet or exceed federal or state regulations: calcium bromide system consisting of a storage tank, test ports, metering pumps, and piping. | 2016-03-10 | 349501 | 100
19661 | T1 | American Electric Power | Oklaunion Power Station | 12567 FM 3430 | Vernon | TX | 76384 | Wilbarger | CN601572753 | RN101062255 | activated carbon system consisting of feeders, blowers, nozzles. | The following property is used 100% for pollution control and is installed to meet or exceed federal or state regulations: activated carbon system consisting of feeders, blowers, nozzles. | 2016-03-10 | 12983145 | 100
19662 | T1 | American Electric Power | Oklaunion Power Station | 12567 FM 3430 | Vernon | TX | 76384 | Wilbarger | CN601572753 | RN101062255 | replacement of continuous emission system CO2 monitors on the inlet and outlet monitors. | The following property is used 100% for pollution control and is installed to meet or exceed federal or state regulations: replacement of continuous emission system CO2 monitors on the inlet and outlet monitors. | 2016-03-10 | 25307 | 100
19663 | T1 | American Electric Power | Oklaunion Power Station | 12567 FM 3430 | Vernon | TX | 76384 | Wilbarger | CN601572753 | RN101062255 | back pressure valve (PV-065) for flue gas desulfurization make-up water system. | The following property is used 100% for pollution control and is installed to meet or exceed federal or state regulations: back pressure valve (PV-065) for flue gas desulfurization make-up water system. | 2016-03-10 | 20982 | 100
19664 | T1 | American Electric Power | Oklaunion Power Station | 12567 FM 3430 | Vernon | TX | 76384 | Wilbarger | CN601572753 | RN101062255 | evaporators #1 and #2 located in evaporation holding ponds #2 and #7. | The following property is used 100% for pollution control and is installed to meet or exceed federal or state regulations: evaporators #1 and #2 located in evaporation holding ponds #2 and #7. | 2016-03-10 | 65146 | 100
19665 | T1 | American Electric Power | Oklaunion Power Station | 12567 FM 3430 | Vernon | TX | 76384 | Wilbarger | CN601572753 | RN101062255 | replacement gearbox for limestone plowfeeder. | The following property is used 100% for pollution control and is installed to meet or exceed federal or state regulations: replacement gearbox for limestone plowfeeder. | 2016-03-10 | 14432 | 100
19666 | T1 | American Electric Power | Oklaunion Power Station | 12567 FM 3430 | Vernon | TX | 76384 | Wilbarger | CN601572753 | RN101062255 | replacement of bleed slurry sump pump. | The following property is used 100% for pollution control and is installed to meet or exceed federal or state regulations: replacement of bleed slurry sump pump. | 2016-03-10 | 32572 | 100
19667 | T1 | American Electric Power | Oklaunion Power Station | 12567 FM 3430 | Vernon | TX | 76384 | Wilbarger | CN601572753 | RN101062255 | replacement of mist eliminators for absorbers F102 and F103. | The following property is used 100% for pollution control and is installed to meet or exceed federal or state regulations: replacement of mist eliminators for absorbers F102 and F103. | 2016-03-10 | 40955 | 100
19668 | T1 | American Electric Power | Oklaunion Power Station | 12567 FM 3430 | Vernon | TX | 76384 | Wilbarger | CN601572753 | RN101062255 | replacement of suction valves for recycle pumps for absorber towers 101, 102 and 103 associated with boiler 1. | The following property is used 100% for pollution control and is installed to meet or exceed federal or state regulations: replacement of suction valves for recycle pumps for absorber towers 101, 102 and 103 associated with boiler 1. | 2016-03-10 | 33543 | 100
19669 | T1 | American Electric Power | Oklaunion Power Station | 12567 FM 3430 | Vernon | TX | 76384 | Wilbarger | CN601572753 | RN101062255 | replacement of failed expansion joint attached to precipitator. | The following property is used 100% for pollution control and is installed to meet or exceed federal or state regulations: replacement of failed expansion joint attached to precipitator. | 2016-03-10 | 34440 | 100
19670 | T1 | American Electric Power | Oklaunion Power Station | 12567 FM 3430 | Vernon | TX | 76384 | Wilbarger | CN601572753 | RN101062255 | replacement ball mill liner. | The following property is used 100% for pollution control and is installed to meet or exceed federal or state regulations: replacement ball mill liner. | 2016-03-10 | 63247 | 100
19671 | T1 | Calumet San Antonio Refining, LLC | San Antonio Refinery | 7811 S. Presa Street | San Antonio | TX | 78223 | Bexar | CN604256628 | RN101485183 | NGL piping modification and NSPS JA Compliance project. | Withdrawn/Returned | 2016-03-16 | 596377 | 100
19672 | T2 | Calumet San Antonio Refining, LLC | San Antonio Refinery | 7811 S. Presa Street | San Antonio | TX | 78223 | Bexar | CN604256628 | RN101485183 | the incremental cost difference between the cost of 70 sealless pumps for the new Aromatics Saturation unit, the new Solvents Fraction unit, and the new tank farm and the cost of similarly sized pumps with seals. | The following property is used 100% for pollution control and is installed to meet or exceed federal or state regulations: the incremental cost difference between the cost of 70 sealless pumps for the new Aromatics Saturation unit, the new Solvents Fraction unit, and the new tank farm and the cost of similarly sized pumps with seals. | 2016-06-13 | 2000000 | 100
19673 | T1 | Phillips 66 Company | Phillips 66 Freeport Terminal | Intersection of 1495 and Levee | Freeport | TX | 77541 | Brazoria | CN604065912 | RN100221134 | Three Certified Ultra-Low Emission Burner units. | The following property is used 100% for pollution control and is installed to meet or exceed federal or state regulations: Three Certified Ultra-Low Emission Burner units. | 2016-04-08 | 4410074 | 100
19674 | T1 | Calumet San Antonio Refining, LLC | San Antonio Refinery | 7811 S. Presa Street | San Antonio | TX | 78223 | Bexar | CN604256628 | RN101485183 | vapor destruction unit including the flare and the hose and piping that move vapors to the flare. | The following property is used 100% for pollution control and is installed to meet or exceed federal or state regulations: vapor destruction unit including the flare and the hose and piping that move vapors to the flare. | 2016-05-03 | 1250000 | 100
19675 | T1 | Calumet San Antonio Refining, LLC | San Antonio Refinery | 7811 S. Presa Street | San Antonio | TX | 78223 | Bexar | CN604256628 | RN101485183 | installed an electrical system surge protector. | Withdrawn/Returned | 2016-03-16 | 27003 | 100
19676 | T1 | Calumet San Antonio Refining, LLC | San Antonio Refinery | 7811 S. Presa Street | San Antonio | TX | 78223 | Bexar | CN604256628 | RN101485183 | loading dock secondary containment system consisting of concrete drainage, diversion and secondary containment. | The following property is used 100% for pollution control and is installed to meet or exceed federal or state regulations: loading dock secondary containment system consisting of concrete drainage, diversion and secondary containment. | 2016-03-23 | 4500000 | 100
19677 | T1 | Calumet San Antonio Refining, LLC | San Antonio Refinery | 7811 S. Presa Street | San Antonio | TX | 78223 | Bexar | CN604256628 | RN101485183 | slop system. | Withdrawn/Returned | 2016-03-16 | 903611 | 100
19678 | T1 | Calumet San Antonio Refining, LLC | San Antonio Refinery | 7811 S. Presa Street | San Antonio | TX | 78223 | Bexar | CN604256628 | RN101485183 | refurbishment of the distillate hydrotreater recycle compressor cylinders. | The following property is used 100% for pollution control and is installed to meet or exceed federal or state regulations: refurbishment of the distillate hydrotreater recycle compressor cylinders. | 2016-05-03 | 176508 | 100
19679 | T1 | Conecsus LLC | Conecsus Tejas | 106 Tejas Dr | Terrell | TX | 75160 | Kaufman | CN604058693 | RN100804467 | dust collection and control equipment consisting of rotary furnace cooling tank #1, Barron Fan Tech BH blower fans for blender dryer baghouse, clothes cleaning booth, and enclosure for shredder baghouse. | The following property is used 100% for pollution control and is installed to meet or exceed federal or state regulations: dust collection and control equipment consisting of rotary furnace cooling tank #1, Barron Fan Tech BH blower fans for blender dryer baghouse, clothes cleaning booth, and enclosure for shredder baghouse. | 2016-07-05 | 192081 | 100
19680 | T1 | Conecsus LLC | Conecsus Tejas | 106 Tejas Dr | Terrell | TX | 75160 | Kaufman | CN604058693 | RN100804467 | enclosed screw drive conveyor system for the shredder baghouse. | The following property is used 100% for pollution control and is installed to meet or exceed federal or state regulations: enclosed screw drive conveyor system for the shredder baghouse. | 2016-07-05 | 39525 | 100
19681 | T1 | Conecsus LLC | Conecsus Tejas | 106 Tejas Dr | Terrell | TX | 75160 | Kaufman | CN604058693 | RN100804467 | shredder rotary baghouse; ventilation including new baghouse, ducting, blowers, stack, and enclosure for the rotary furnace charging station; blender dryer area enclosure and ducting; new electrical panel for the baghouse listed above; and the baghouse project which installed new ducting; and wastewater collection system tank R1. | The following property is used 100% for pollution control and is installed to meet or exceed federal or state regulations: shredder rotary baghouse; ventilation including new baghouse, ducting, blowers, stack, and enclosure for the rotary furnace charging station; blender dryer area enclosure and ducting; new electrical panel for the baghouse listed above; and the baghouse project which installed new ducting; and wastewater collection system tank R1. | 2016-07-05 | 1891280.859 | 100
19682 |  | Lauren Concrete Inc | Brenham Ready-mix | 2200 Hwy 290 | Brenham | TX | 77833 | Washington | CN605061001 | RN100242288 | Tenant Sweeper Serial Number XXX-XXXXX | The following property is used 100% for pollution control and is installed to meet or exceed federal or state regulations: Tenant Sweeper Serial Number XXX-XXXXX. | 2016-07-05 | 15000 | 100
19683 | T1 | Conecsus LLC | Conecsus Apache Facility | 250 Apache Trl | Terrell | TX | 75160 | Kaufman | CN604058693 | RN105627459 | 300 NOx scrubber for Hydro #1; scrubber for Hydro #2; associated hoods and ductwork; and electrical panels and hookups. | The following property is used 100% for pollution control and is installed to meet or exceed federal or state regulations: 300 NOx scrubber for Hydro #1; scrubber for Hydro #2; associated hoods and ductwork; and electrical panels and hookups. | 2016-05-23 | 436941.82 | 100
19684 | T1 | Conecsus LLC | Conecsus Apache Facility | 250 Apache Trl | Terrell | TX | 75160 | Kaufman | CN604058693 | RN105627459 | Apache hydro. | Withdrawn/Returned | 2016-06-24 | 42545 | 100
19685 | T1 | Martin Marietta Materials Southwest Inc. | Medina Rock & Rail Crushing Plant | 2004 CR 421 | Hondo | TX | 78861 | Medina | CN603213315 | RN106636111 | water truck used for watering non-paved roads. | The following property is used 100% for pollution control and is installed to meet or exceed federal or state regulations: water truck used for watering non-paved roads. | 2016-03-28 | 13000 | 100
19686 | T1 | Martin Marietta Materials Southwest Inc. | Medina Rock & Rail Crushing Plant | 2004 CR 421 | Hondo | TX | 78861 | Medina | CN603213315 | RN106636111 | Dust control and suppression equipment including settling pond; Fresh Water (FW) pump 11; slurry pump 10; dust suppression water sprays for primary, secondary and loadout; thickener system; polymer system; and flocculation building. | The following property is used 100% for pollution control and is installed to meet or exceed federal or state regulations: dust control and suppression equipment including settling pond; Fresh Water (FW) pump 11; slurry pump 10; dust suppression water sprays for primary, secondary and loadout; thickener system; polymer system; and flocculation building. | 2016-05-17 | 7594000 | 100
19687 | T1 | Solvay USA Inc | Pasadena Plant | 5761 Underwood Rd | Pasadena | TX | 77507 | Harris | CN600125330 | RN106563935 | Vent collection system and scrubber. | The following property is used 100% for pollution control and is installed to meet or exceed federal or state regulations: Vent collection system and scrubber. | 2016-03-21 | 991920.93 | 100
19688 | T1 | Solvay USA Inc | Pasadena Plant | 5761 Underwood Rd | Pasadena | TX | 77507 | Harris | CN600125330 | RN106563935 | Waste Water Tank T80020 with mixers, circulating pump, heat exchanger, pH instrumentation, and reagent feed system. | The following property is used 100% for pollution control and is installed to meet or exceed federal or state regulations: Waste Water Tank T80020 with mixers, circulating pump, heat exchanger, pH instrumentation, and reagent feed system. | 2016-03-30 | 372387 | 100
19689 | T1 | Solvay USA Inc | Pasadena Plant | 5761 Underwood Rd | Pasadena | TX | 77507 | Harris | CN600125330 | RN106563935 | Concrete curbs or dikes installed around the raw material-product storage tanks area, propylene oxide storage tank area, truck load and unload area, tote storage area, filter cake bin area, and wastewater tank-vent scrubber area; drip catch system installed under tank car loading area; concrete slab installed under reactor-process equipment and surrounding area. | The following property is used 100% for pollution control and is installed to meet or exceed federal or state regulations: concrete curbs or dikes installed around the raw material-product storage tanks area, propylene oxide storage tank area, truck load and unload area, tote storage area, filter cake bin area, and wastewater tank-vent scrubber area; drip catch system installed under tank car loading area; concrete slab installed under reactor-process equipment and surrounding area. | 2016-03-30 | 318606.47 | 100
19690 | T1 | Solvay USA Inc | Pasadena Plant | 5761 Underwood Rd | Pasadena | TX | 77507 | Harris | CN600125330 | RN106563935 | Drainage sewers from contained areas; process equipment area/unit process sump and Biosan sump; and manually operated sump pumps. | The following property is used 100% for pollution control and is installed to meet or exceed federal or state regulations: drainage sewers from contained areas; process equipment area/unit process sump and Biosan sump; and manually operated sump pumps. | 2016-03-30 | 318889.26 | 100
19691 | T1 | Solvay USA Inc | Pasadena Plant | 5761 Underwood Rd | Pasadena | TX | 77507 | Harris | CN600125330 | RN106563935 | 32 Ambient detectors for ethylene oxide and propylene oxide. | The following property is used 100% for pollution control and is installed to meet or exceed federal or state regulations: 32 Ambient detectors for ethylene oxide and propylene oxide. | 2016-03-30 | 47726.44 | 100
19692 | T1 | MarkWest Energy South Texas Gas Company, LLC | CMWW B2 Compressor Station, Dimmit County | From RR 1916 / Palo Blanco Rd | Asherton | TX |  | Dimmit | CN604297911 | RN106735343 | two air/fuel ratio controllers and two catalytic converters. | The following property is used 100% for pollution control and is installed to meet or exceed federal or state regulations: two air/fuel ratio controllers and two catalytic converters. | 2016-03-14 | 156000 | 100
19693 | T1 | MarkWest Energy South Texas Gas Company, LLC | Moro Creek West Compressor Station | 2.6 mi SE on Palo Blanco Rd | Asherton | TX | 78839 | Dimmit | CN604297911 | RN106856347 | air/fuel ratio controller and catalytic converter. | The following property is used 100% for pollution control and is installed to meet or exceed federal or state regulations: air/fuel ratio controller and catalytic converter. | 2016-03-14 | 60000 | 100
19694 | T1 | MarkWest Pinnacle LLC | Rock Springs Compressor Station | 1 mi E of SH 377 & Caliche Rd | Rock Springs | TX | 75633 | Edwards | CN603348426 | RN102881729 | air/fuel ratio controller and catalytic converter. | The following property is used 100% for pollution control and is installed to meet or exceed federal or state regulations: air/fuel ratio controller and catalytic converter. | 2016-03-14 | 19000 | 100
19695 | T1 | Mark West Energy East Tx Gas Co LLC | Bethany Compressor Station | CR 327, 0.8 Mi E of the | Carthage | TX | 75633 | Panola | CN602694523 | RN104271531 | air/fuel ratio controller and catalytic converter. | The following property is used 100% for pollution control and is installed to meet or exceed federal or state regulations: air/fuel ratio controller and catalytic converter. | 2016-03-14 | 181000 | 100
19696 | T1 | Mark West Energy East Tx Gas Co LLC | Beckville Compressor Station | 0.4 Mi NE from FM 959 | Carthage | TX | 75633 | Panola | CN602694523 | RN104401930 | two air/fuel ratio controllers and two catalytic converters. | The following property is used 100% for pollution control and is installed to meet or exceed federal or state regulations: two air/fuel ratio controllers and two catalytic converters. | 2016-03-14 | 362000 | 100
19697 | T1 | Mark West Energy East Tx Gas Co LLC | Carthage Gas Plant | TX 149 take US 79 W 2.9 Mi | Carthage | TX | 75633 | Panola | CN602694523 | RN104609789 | two air/fuel ratio controllers and two catalytic converters. | The following property is used 100% for pollution control and is installed to meet or exceed federal or state regulations: two air/fuel ratio controllers and two catalytic converters. | 2016-03-14 | 166000 | 100
19698 | T1 | Mark West Energy East Tx Gas Co LLC | Pinewood Compressor Station | 330 Feet SW of CR 125 & | Carthage | TX | 75633 | Panola | CN602694523 | RN102187358 | air/fuel ratio controller and catalytic converter. | The following property is used 100% for pollution control and is installed to meet or exceed federal or state regulations: air/fuel ratio controller and catalytic converter. | 2016-03-14 | 60000 | 100
19699 | T1 | MarkWest Energy Oklahoma Gas Company, LLC | Horn Compressor Station | 0.3 Mi E of US 83 & CR D | Wheeler | TX |  | Wheeler | CN603400276 | RN105841423 | two air/fuel ratio controllers and two catalytic converters. | The following property is used 100% for pollution control and is installed to meet or exceed federal or state regulations: two air/fuel ratio controllers and two catalytic converters. | 2016-03-14 | 362000 | 100
19700 | T2 | Enterprise Crude Pipeline LLC | Echo Crude Terminal | 6849 1/2 E. Sam Houston Pkwy S | Houston | TX | 77034 | Harris | CN603272592 | RN106070816 | geodesic dome roof on Tanks 3907, 3908, 3909, 3910, 3911, 3912, 3913, 3914, and 3915. | The following property is used 100% for pollution control and is installed to meet or exceed federal or state regulations: geodesic dome roof on Tanks 3907, 3908, 3909, 3910, 3911, 3912, 3913, 3914, and 3915. | 2016-02-17 | 11475000 | 100
19701 | T1 | TPC Group, LLC | Houston Plant | 8600 Park Place Blvd | Houston | TX | 77017 | Harris | CN603624289 | RN100219526 | total organic carbon analyzer for wastewater pond. | The following property is used 100% for pollution control and is installed to meet or exceed federal or state regulations: total organic carbon analyzer for wastewater pond. | 2016-05-17 | 104000 | 100
19702 | T1 | TPC Group, LLC | Houston Plant | 8600 Park Place Blvd | Houston | TX | 77017 | Harris | CN603624289 | RN100219526 | flow meter and BTU analyzer for flare. | The following property is used 100% for pollution control and is installed to meet or exceed federal or state regulations: flow meter and BTU analyzer for flare. | 2016-05-17 | 83500 | 100
19703 |  | TPC Group, LLC | Houston Plant | 8600 Park Place Blvd | Houston | TX | 77017 | Harris | CN603624289 | RN100219526 | Environmental Monitoring System IP21 consisting of computer software use to for environmental compliance. | A negative determination for the monitoring software which was installed to improve productivity, improve energy efficiency, and improve profitability. | 2016-08-04 | 18210 | 100
19704 | T1 | Galaxy Diamond Inc | Jasmine Trading | 10550 W Sam Houston Pwky | Houston | TX | 77099 | Harris | CN605081983 | RN109058222 | 4.3330 acre (16.75 ac-ft) stormwater detention pond. | The following property is used 100% for pollution control and is installed to meet or exceed federal or state regulations: 4.3330 acre (16.75 ac-ft) stormwater detention pond. | 2016-03-14 | 571480 | 100
19705 | T1 | Chevron Phillips Chemical Company LP | Cedar Bayou Chemical Complex | 9500 I-10 East, Exit 796 | Baytown | TX | 77521 | Harris | CN600303614 | RN103919817 | benzene stripper. | The following property is used 100% for pollution control and is installed to meet or exceed federal or state regulations: benzene stripper. | 2016-02-25 | 23000000 | 100
19706 | T1 | Chevron Phillips Chemical Company LP | Cedar Bayou Chemical Complex | 9500 I-10 East, Exit 796 | Baytown | TX | 77521 | Harris | CN600303614 | RN103919817 | CEMS including a flow meter and gas chromatograph installed on the return line to the cooling tower. | The following property is used 100% for pollution control and is installed to meet or exceed federal or state regulations: CEMS including a flow meter and gas chromatograph installed on the return line to the cooling tower. | 2016-02-25 | 1500000 | 100
19707 | T1 | Chevron Phillips Chemical Company LP | Cedar Bayou Chemical Complex | 9500 I-10 East, Exit 796 | Baytown | TX | 77521 | Harris | CN600303614 | RN103919817 | CEMS including flow meter and gas chromatograph installed on a flare. | The following property is used 100% for pollution control and is installed to meet or exceed federal or state regulations: CEMS including flow meter and gas chromatograph installed on a flare. | 2016-02-25 | 1500000 | 100
19708 | T1 | TPC Group, LLC | Houston Plant | 8600 Park Place Blvd | Houston | TX | 77017 | Harris | CN603624289 | RN100219526 | BHY pressure relief devices including resized valves, pressure vessels, and heat exchangers. | Applicant requested withdrawal. | 2016-03-22 | 572000 | 100
19709 | T1 | TPC Group, LLC | Houston Plant | 8600 Park Place Blvd | Houston | TX | 77017 | Harris | CN603624289 | RN100219526 | VAU pressure relief devices including resized valves, pressure vessels, and heat exchangers. | Applicant requested withdrawal. | 2016-03-22 | 2350000 | 100
19710 | T1 | TPC Group, LLC | Houston Plant | 8600 Park Place Blvd | Houston | TX | 77017 | Harris | CN603624289 | RN100219526 | DMF pressure relief devices including resized valves, pressure vessels, and heat exchangers. | Applicant requested withdrawal. | 2016-03-22 | 1560000 | 100
19711 | T1 | TPC Group, LLC | Houston Plant | 8600 Park Place Blvd | Houston | TX | 77017 | Harris | CN603624289 | RN100219526 | Finished BD pressure relief devices including resized valves, pressure vessels, and heat exchangers. | Applicant requested withdrawal. | 2016-03-22 | 296000 | 100
19712 | T1 | Honeywell International Inc | Orange Plant | 3927 FM 1006 | Orange | TX | 77630 | Orange | CN600129159 | RN100217405 | Wet scrubber system on the priller discharge exhaust. | The following property is used 100% for pollution control and is installed to meet or exceed federal or state regulations: Wet scrubber system on the priller discharge exhaust. | 2016-03-30 | 3195472 | 100
19713 | T1 | TPC Group, LLC | Houston Plant | 8600 Park Place Blvd | Houston | TX | 77017 | Harris | CN603624289 | RN100219526 | DMF pressure relief devices including resized valves, pressure vessels, and heat exchangers. | Applicant requested withdrawal. | 2016-03-22 | 3050000 | 100
19714 | T1 | Stolthaven Houston | Stolthaven Houston Terminal | 15602 Jacintoport Blvd | Houston | TX | 77015 | Harris | CN600124820 | RN100210475 | Containment and redirection systems consisting of reinforced concrete, dikes and curbing in the East Property for new AE and BE tanks | The following property is used 100% for pollution control and is installed to meet or exceed federal or state regulations: Stormwater containment and redirection systems consisting of reinforced concrete, dikes and curbing in the East Property for new AE and BE tanks. | 2016-02-19 | 5507056 | 100
19715 | T1 | Stolthaven Houston | Stolthaven Houston Terminal | 15602 Jacintoport Blvd | Houston | TX | 77015 | Harris | CN600124820 | RN100210475 | Stormwater conveyance system including lift stations, chemical sewer systems and wastewater lines installed in the East Property (AE and BE tanks). | The following property is used 100% for pollution control and is installed to meet or exceed federal or state regulations: Stormwater conveyance system including lift stations, chemical sewer systems and wastewater lines installed in the East Property (AE and BE tanks). | 2016-02-19 | 731228 | 100
19716 | T1 | El Paso Electric Company | EPE Eastside Distribution and Operations Center Fueling Station | 13511-A Montana Ave | El Paso | TX | 79938 | El Paso | CN600352819 | RN105628069 | tight fill fittings; spill containers; automatic shut-off valves; overfill alarms; incremental cost difference for double-walled tanks versus single-walled tanks and for double-walled piping versus single-walled piping; tank top and under dispenser sumps; sensing devices; the incremental difference in cost between the concrete paving covering underground tanks/pipes and the other paving calculated using the difference in cost per square foot; automatic tank gauging; monitoring of secondary containment; and tightness testing equipment. | The following property is used 100% for pollution control and is installed to meet or exceed federal or state regulations: tight fill fittings; spill containers; automatic shut-off valves; overfill alarms; incremental cost difference for double-walled tanks versus single-walled tanks and for double-walled piping versus single-walled piping; tank top and under dispenser sumps; sensing devices; the incremental difference in cost between the concrete paving covering underground tanks/pipes and the other paving calculated using the difference in cost per square foot; automatic tank gauging; monitoring of secondary containment; and tightness testing equipment. | 2016-04-01 | 158798.16 | 100
19717 | T1 | Sunoco Partners Marketing & Terminals LP | Nederland Marine Terminal | Highway 347 North | Nederland | TX | 77627 | Jefferson | CN601403199 | RN100214626 | Mariner South flare including stack, igniters, flame arrester, knockout drum, blower, flare tip, and flare header. | The following property is used 100% for pollution control and is installed to meet or exceed federal or state regulations: Mariner South flare including stack, igniters, flame arrester, knockout drum, blower, flare tip, and flare header. | 2016-04-13 | 4995000 | 100
19718 | T1 | Sunoco Partners Marketing & Terminals LP | Nederland Marine Terminal | Highway 347 North | Nederland | TX | 77627 | Jefferson | CN601403199 | RN100214626 | secondary seals; internal floating roofs; external floating roofs. | Withdrawn/Returned | 2016-07-06 | 19980000 | 100
19719 | T1 | NRG South Texas LP | South Texas Project Electric Generating Station | FM 521 8 mi west of Wadsworth | Wadsworth | TX | 77483 | Matagorda | CN603729336 | RN107585713 | fuel storage tanks equipped with overfill protection. | Withdrawn/Returned | 2016-05-23 | 80900 | 100
19720 | T1 | Huntsman Petrochemical LLC | Port Neches Performance Products | 6001 Hwy 366 | Port Neches | TX | 77651 | Jefferson | CN603603093 | RN100219252 | On-line TOC and total nitrogen analyzers and building housing the analyzers. | Withdrawn/Returned | 2016-03-22 | 24636 | 100
19721 | T1 | Huntsman Petrochemical LLC | Port Neches Performance Products | 6001 Hwy 366 | Port Neches | TX | 77651 | Jefferson | CN603603093 | RN100219252 | three replacement cameras and video monitors used to monitor three flares. | Withdrawn/Returned | 2016-03-22 | 30907 | 100
19722 | T1 | Huntsman Petrochemical LLC | Port Neches Performance Products | 6001 Hwy 366 | Port Neches | TX | 77651 | Jefferson | CN603603093 | RN100219252 | approximately 1200 feet of pipe; a differential pressure transmitter; associated manual and check valves used to route tail gas to the flare header. | Withdrawn/Returned | 2016-03-22 | 26989 | 100
19723 | T1 | Huntsman Petrochemical LLC | Port Neches Performance Products | 6001 Hwy 366 | Port Neches | TX | 77651 | Jefferson | CN603603093 | RN100219252 | total organic carbon and total nitrogen analyzers. | Withdrawn/Returned | 2016-03-22 | 71882 | 100
19724 | T1 | Huntsman Petrochemical LLC | Port Neches Performance Products | 6001 Hwy 366 | Port Neches | TX | 77651 | Jefferson | CN603603093 | RN100219252 | flare flow meters. | Withdrawn/Returned | 2016-03-22 | 566429 | 100
19725 | T1 | Pampa Fuels LLC | Pampa Plant | 8201 FM 2300 | Pampa | TX | 79065 | Gray | CN604124099 | RN106487861 | flare. | Withdrawn/Returned | 2016-05-11 | TBD | 100
19726 | T1 | Pampa Fuels LLC | Pampa Plant | 8201 FM 2300 | Pampa | TX | 79065 | Gray | CN604124099 | RN106487861 | incremental cost difference for low NOx burner versus the cost of a similarly sized burner without NOx controls from the most recent generation of burners. | Withdrawn/Returned | 2016-05-11 | TBD | 100
19727 | T1 | Stolthaven Houston | Stolthaven Houston Terminal | 15602 Jacintoport Blvd | Houston | TX | 77015 | Harris | CN600124820 | RN100210475 | anaerobic digester tank, aerators, and centrifuges added to the wastewater treatment plant. | The following property is used 100% for pollution control and is installed to meet or exceed federal or state regulations: anaerobic digester tank, aerators, and centrifuges added to the wastewater treatment plant. | 2016-03-14 | 159574 | 100
19728 | T1 | Pampa Fuels LLC | Pampa Plant | 8201 FM 2300 | Pampa | TX | 79065 | Gray | CN604124099 | RN106487861 | incremental cost difference for low NOx burner versus the cost of a similarly sized burner without NOx controls from the most recent generation of burners. | Withdrawn/Returned | 2016-05-11 | TBD | 100
19729 | T1 | Pampa Fuels LLC | Pampa Plant | 8201 FM 2300 | Pampa | TX | 79065 | Gray | CN604124099 | RN106487861 | vapor combustion unit. | Withdrawn/Returned | 2016-05-11 | TBD | 100
19730 | T1 | Pampa Fuels LLC | Pampa Plant | 8201 FM 2300 | Pampa | TX | 79065 | Gray | CN604124099 | RN106487861 | internal floating roofs installed on Test Tanks A and B. | Withdrawn/Returned | 2016-05-11 | TBD | 100
19731 | T1 | Stolthaven Houston | Stolthaven Houston Terminal | 15602 Jacintoport Blvd | Houston | TX | 77015 | Harris | CN600124820 | RN100210475 | two vacuum trucks. | The following property is used 100% for pollution control and is installed to meet or exceed federal or state regulations: two vacuum trucks. | 2016-03-31 | 492243 | 100
19732 | T1 | Nabors Drilling USA Inc | Drilling Rig 764 | 2500 West Oregon St | Odessa | TX | 79764 | Ector | CN600290928 | RN100699271 | double ram blowout preventer; BOP accumulator unit; choke manifold; land trip tank; drilling mud desander; drilling mud desilter; and drilling mud degasser. | The following property is used 100% for pollution control and is installed to meet or exceed federal or state regulations: double ram blowout preventer; BOP accumulator unit; choke manifold; land trip tank; drilling mud desander; drilling mud desilter; and drilling mud degasser. | 2016-03-17 | 759360 | 100
19733 | T1 | Nabors Drilling USA Inc | Drilling Rig 714 | 2500 West Oregon St | Odessa | TX | 79764 | Ector | CN600290928 | RN100699271 | single ram blowout preventer; double ram blowout preventer; BOP accumulator unit; choke manifold; land trip tank; and drilling mud degasser. | The following property is used 100% for pollution control and is installed to meet or exceed federal or state regulations: single ram blowout preventer; double ram blowout preventer; BOP accumulator unit; choke manifold; land trip tank; and drilling mud degasser. | 2016-03-18 | 969920 | 100
19734 | T1 | Nabors Drilling USA Inc | Drilling Rig 415 | US 190 W | Ozona | TX |  | Ector | CN600290928 | RN100699271 | double ram blowout preventer; BOP accumulator unit; choke manifold; and drilling mud degasser. | The following property is used 100% for pollution control and is installed to meet or exceed federal or state regulations: double ram blowout preventer; BOP accumulator unit; choke manifold; and drilling mud degasser. | 2016-03-18 | 625920 | 100
19735 | T1 | Nabors Drilling USA Inc | Drilling Rig 322 | 2500 West Oregon St | Odessa | TX | 79764 | Ector | CN600290928 | RN100699271 | single ram blowout preventer; double ram blowout preventer; BOP accumulator unit; choke manifold; land trip tank; drilling mud desander; drilling mud desilter; and drilling mud degasser. | The following property is used 100% for pollution control and is installed to meet or exceed federal or state regulations: single ram blowout preventer; double ram blowout preventer; BOP accumulator unit; choke manifold; land trip tank; drilling mud desander; drilling mud desilter; and drilling mud degasser. | 2016-03-18 | 1025120 | 100
19736 | T1 | Nabors Drilling USA Inc | Drilling Rig 412 | 386 CR 114 | Deanville | TX |  | Burleson | CN600290928 | RN100699271 | single ram blowout preventer; double ram blowout preventer; BOP accumulator unit; choke manifold; land trip tank; drilling mud desander; drilling mud desilter; and drilling mud degasser. | The following property is used 100% for pollution control and is installed to meet or exceed federal or state regulations: single ram blowout preventer; double ram blowout preventer; BOP accumulator unit; choke manifold; land trip tank; drilling mud desander; drilling mud desilter; and drilling mud degasser. | 2016-03-18 | 1025120 | 100
19737 | T1 | Nabors Drilling USA Inc | Drilling Rig 776 | 411 Airport Road | Alice | TX |  | Jim Wells | CN600290928 | RN100699271 | single ram blowout preventer; double ram blowout preventer; BOP accumulator unit; choke manifold; land trip tank; drilling mud desilter; and drilling mud degasser. | The following property is used 100% for pollution control and is installed to meet or exceed federal or state regulations: single ram blowout preventer; double ram blowout preventer; BOP accumulator unit; choke manifold; land trip tank; drilling mud desilter; and drilling mud degasser. | 2016-03-18 | 999440 | 100
19738 | T1 | Nabors Drilling USA Inc | Drilling Rig 777 | 411 Airport Road | Alice | TX |  | Jim Wells | CN600290928 | RN100699271 | single ram blowout preventer; double ram blowout preventer; BOP accumulator unit; choke manifold; land trip tank; drilling mud desander; drilling mud desilter; and drilling mud degasser. | The following property is used 100% for pollution control and is installed to meet or exceed federal or state regulations: single ram blowout preventer; double ram blowout preventer; BOP accumulator unit; choke manifold; land trip tank; drilling mud desander; drilling mud desilter; and drilling mud degasser. | 2016-03-18 | 1025120 | 100
19739 | T1 | Nabors Drilling USA Inc | Drilling Rig 716 | 411 Airport Road | Alice | TX |  | Jim Wells | CN600290928 | RN100699271 | single ram blowout preventer; double ram blowout preventer; BOP accumulator unit; choke manifold; drilling mud desander; drilling mud desilter; and drilling mud degasser. | The following property is used 100% for pollution control and is installed to meet or exceed federal or state regulations: single ram blowout preventer; double ram blowout preventer; BOP accumulator unit; choke manifold; drilling mud desander; drilling mud desilter; and drilling mud degasser. | 2016-03-18 | 946880 | 100
19740 | T1 | Nabors Drilling USA Inc | Drilling Rig 620 | 411 Airport Road | Alice | TX |  | Jim Wells | CN600290928 | RN100699271 | single ram blowout preventer; double ram blowout preventer; BOP accumulator unit; choke manifold; land trip tank; drilling mud desander; drilling mud desilter; and drilling mud degasser. | The following property is used 100% for pollution control and is installed to meet or exceed federal or state regulations: single ram blowout preventer; double ram blowout preventer; BOP accumulator unit; choke manifold; land trip tank; drilling mud desander; drilling mud desilter; and drilling mud degasser. | 2016-03-18 | 1025120 | 100
19741 | T1 | Nabors Drilling USA Inc | Drilling Rig 205 | 694 FM 1252 East | Kilgore | TX |  | Gregg | CN600290928 | RN100699271 | single ram blowout preventer; double ram blowout preventer; BOP accumulator unit; choke manifold; drilling mud desander; drilling mud desilter; and drilling mud degasser. | The following property is used 100% for pollution control and is installed to meet or exceed federal or state regulations: single ram blowout preventer; double ram blowout preventer; BOP accumulator unit; choke manifold; drilling mud desander; drilling mud desilter; and drilling mud degasser. | 2016-03-18 | 946880 | 100
19742 | T1 | Nabors Drilling USA Inc | Drilling Rig 775 | 694 FM 1252 East | Kilgore | TX |  | Gregg | CN600290928 | RN100699271 | single ram blowout preventer; double ram blowout preventer; BOP accumulator unit; choke manifold; drilling mud desander; drilling mud desilter; and drilling mud degasser. | The following property is used 100% for pollution control and is installed to meet or exceed federal or state regulations: single ram blowout preventer; double ram blowout preventer; BOP accumulator unit; choke manifold; drilling mud desander; drilling mud desilter; and drilling mud degasser. | 2016-03-18 | 946880 | 100
19743 | T1 | Nabors Drilling USA Inc | Drilling Rig 491 | 694 FM 1252 East | Kilgore | TX |  | Gregg | CN600290928 | RN100699271 | double ram blowout preventer; BOP accumulator unit; choke manifold; drilling mud desander; drilling mud desilter; and drilling mud degasser. | The following property is used 100% for pollution control and is installed to meet or exceed federal or state regulations: double ram blowout preventer; BOP accumulator unit; choke manifold; drilling mud desander; drilling mud desilter; and drilling mud degasser. | 2016-03-18 | 681120 | 100
19744 | T1 | Nabors Drilling USA Inc | Drilling Rig X47 | 2100 Crosby Dayton Road | Crosby | TX |  | Harris | CN600290928 | RN100699271 | single ram blowout preventer; double ram blowout preventer; BOP accumulator unit; choke manifold; drilling mud desander; drilling mud desilter; and drilling mud degasser. | The following property is used 100% for pollution control and is installed to meet or exceed federal or state regulations: single ram blowout preventer; double ram blowout preventer; BOP accumulator unit; choke manifold; drilling mud desander; drilling mud desilter; and drilling mud degasser. | 2016-03-18 | 946880 | 100
19745 | T1 | Nabors Drilling USA Inc | Drilling Rig X49 | 2100 Crosby Dayton Road | Crosby | TX |  | Harris | CN600290928 | RN100699271 | single ram blowout preventer; double ram blowout preventer; BOP accumulator unit; choke manifold and drilling mud degasser | The following property is used 100% for pollution control and is installed to meet or exceed federal or state regulations: single ram blowout preventer; double ram blowout preventer; BOP accumulator unit; choke manifold and drilling mud degasser | 2016-03-18 | 891680 | 100
19746 | T1 | The Dow Chemical Company | The Dow Chemical Company | FM 523 & Hwy 332 | Freeport | TX | 77541 | Brazoria | Insuffucient Information | Insuffucient Information | Project to relocate levees, ditches, and culverts so as to segregate stormwater from process water. | A positive use determination of 100% for the project to relocate levees, ditches, and culverts. | 2016-04-25 | 700000 | 100
19747 | T1 | CTP Land Ltd | Chasewood Technology Park Section II | 20441 Chasewood Park Dr | Houston | TX | 77070 | Harris | CN603785684 | RN106048622 | two Park Stormtrooper SWST06, one Park Stormtrooper SWST08, and stormwater quality retention basins. | The following property is used 100% for pollution control and is installed to meet or exceed federal or state regulations: two Park Stormtrooper SWST06, one Park Stormtrooper SWST08, and stormwater quality retention basins. | 2016-03-16 | 2360000 | 100
19748 | T2 | The Dow Chemical Company | The Dow Chemical Company | FM 523 & Hwy 332 | Freeport | TX | 77541 | Brazoria | Insuffucient Information | Insuffucient Information | Replaced the control systems on three fired boilers. Only that portion of the project spending related to the instrumentation and programming for the waste oil streams is requested. | A positive use determination of 35% for the project to replace the control systems on the three fired boilers. | 2016-04-15 | 625000 | 100
19749 | T1 | Entergy Texas Inc. | Entergy Lewis Creek Plant | 11191 Longstreet Road | Willis | TX | 77318 | Montgomery | CN603282054 | RN100226877 | replacement of catalyst for the LW2 SCR. | The following property is used 100% for pollution control and is installed to meet or exceed federal or state regulations: replacement of catalyst for the LW2 SCR. | 2016-02-25 | 1300000 | 100
19750 | T1 | The Dow Chemical Company | The Dow Chemical Company | FM 523 & Hwy 332 | Freeport | TX | 77541 | Brazoria | Insuffucient Information | Insuffucient Information | Project to replace the control system and instrumentation on the D-6 carbon beds at the Phenol/Acetone production units. | A positive use determination of 50% for the control system and instrumentation on the D-6 carbon beds located in the Unit 3 Phenol/Acetone Plant. | 2016-04-15 | 179500 | 100
19751 | T1 | The Dow Chemical Company | The Dow Chemical Company | FM 523 & Hwy 332 | Freeport | TX | 77541 | Brazoria | Insuffucient Information | Insuffucient Information | Project to upgrade the catalytic oxidizer. The pilot flame on the burner face was completely converted to a 6" section of the burner. Stainless steel plates were installed on the burner. A second fire-eye was installed above the second burner leg. A 3" peepsight was installed in the shell of the unit. | A positive use determination of 100% for the project to upgrade the catalytic oxidizer. | 2016-04-15 | 48451 | 100
19752 | T2 | The Dow Chemical Company | The Dow Chemical Company | FM 523 & Hwy 332 | Freeport | TX | 77541 | Brazoria | Insuffucient Information | Insuffucient Information | Project to elevate the existing pipe rack and make modifications to piping in order to minimize potential contamination of a 2 million gallon rainwater containment basin. | A positive use determination of 100% for the project to elevate the existing pipe rack and modify piping. | 2016-04-15 | 2050000 | 100
19753 | T1 | The Dow Chemical Company | The Dow Chemical Company | Hwy 185 | North Seadrift | TX | 77983 | Brazoria | Insuffucient Information | Insuffucient Information | 2 Flare Blowers: EPR-K9408R & EPR-K9407R. Also includes foundations, electrical wiring, control wiring, and blower controls. | A positive use determination for 100% of the flare blower projects listed above. | 2016-04-15 | 490000 | 100
19754 | T1 | The Dow Chemical Company | The Dow Chemical Company | State Hwys 288,332,227 | Freeport | TX | 77541 | Brazoria | Insuffucient Information | Insuffucient Information | Installed a refrigerated vent condenser and associated equipment designed to reduce emissions of chloropropanes from a process vent. | A positive use determination of 50% for the refrigerated vent condenser and associated equipment. | 2016-04-27 | 68000 | 100
19755 | T1 | Nabors Lux Finance 2 | Drilling Rig M19 | 386 CR 114 | Deanville | TX |  | Burleson | CN604268243 | RN106607823 | single ram blowout preventer; double ram blowout preventer; BOP accumulator unit; choke manifold; and land trip tank. | The following property is used 100% for pollution control and is installed to meet or exceed federal or state regulations: single ram blowout preventer; double ram blowout preventer; BOP accumulator unit; choke manifold; and land trip tank. | 2016-03-18 | 935600 | 100
19756 | T1 | Nabors Lux Finance 2 | Drilling Rig F13 | 386 CR 114 | Deanville | TX |  | Burleson | CN604268243 | RN106607823 | single ram blowout preventer; double ram blowout preventer; BOP accumulator unit; choke manifold; land trip tank; and drilling mud degasser. | The following property is used 100% for pollution control and is installed to meet or exceed federal or state regulations: single ram blowout preventer; double ram blowout preventer; BOP accumulator unit; choke manifold; land trip tank; and drilling mud degasser. | 2016-03-18 | 969920 | 100
19757 | T1 | Nabors Lux Finance 2 | Drilling Rig 890 | 9.78 MI SW from Stowell | Stowell | TX |  | Chambers | CN604268243 | RN106607823 | single ram blowout preventer; double ram blowout preventer; BOP accumulator unit; choke manifold; drilling mud desander; drilling mud desilter; and drilling mud degasser. | The following property is used 100% for pollution control and is installed to meet or exceed federal or state regulations: single ram blowout preventer; double ram blowout preventer; BOP accumulator unit; choke manifold; drilling mud desander; drilling mud desilter; and drilling mud degasser. | 2016-03-18 | 946880 | 100
19758 | T1 | Nabors Lux Finance 2 | Drilling Rig 888 | 5.91 MI SW from Barnhart | Barnhart | TX |  | Crockett | CN604268243 | RN106607823 | single ram blowout preventer; double ram blowout preventer; BOP accumulator unit; choke manifold; drilling mud desander; drilling mud desilter; and drilling mud degasser. | The following property is used 100% for pollution control and is installed to meet or exceed federal or state regulations: single ram blowout preventer; double ram blowout preventer; BOP accumulator unit; choke manifold; drilling mud desander; drilling mud desilter; and drilling mud degasser. | 2016-03-18 | 946880 | 100
19759 | T1 | Nabors Lux Finance 2 | Drilling Rig X46 | 7.5 MI NW from Yorktown | Yorktown | TX |  | De Witt | CN604268243 | RN106607823 | single ram blowout preventer; double ram blowout preventer; BOP accumulator unit; choke manifold; and drilling mud degasser. | The following property is used 100% for pollution control and is installed to meet or exceed federal or state regulations: single ram blowout preventer; double ram blowout preventer; BOP accumulator unit; choke manifold; and drilling mud degasser. | 2016-03-18 | 891680 | 100
19760 | T1 | Nabors Lux Finance 2 | Drilling Rig M28 | 2500 West Oregon St | Odessa | TX | 79764 | Ector | CN604268243 | RN100699271 | double ram blowout preventer; BOP accumulator unit; choke manifold; land trip tank; and drilling mud degasser. | The following property is used 100% for pollution control and is installed to meet or exceed federal or state regulations: double ram blowout preventer; BOP accumulator unit; choke manifold; land trip tank; and drilling mud degasser. | 2016-03-18 | 704160 | 100
19761 | T1 | Nabors Lux Finance 2 | Drilling Rig M23 | 2500 West Oregon St | Odessa | TX | 79764 | Ector | CN604268243 | RN100699271 | double ram blowout preventer; BOP accumulator unit; choke manifold; land trip tank; and drilling mud degasser. | The following property is used 100% for pollution control and is installed to meet or exceed federal or state regulations: double ram blowout preventer; BOP accumulator unit; choke manifold; land trip tank; and drilling mud degasser. | 2016-03-18 | 704160 | 100
19762 | T1 | Nabors Lux Finance 2 | Drilling Rig M30 | 2500 West Oregon St | Odessa | TX | 79764 | Ector | CN604268243 | RN100699271 | BOP accumulator unit; choke manifold; land trip tank; and drilling mud degasser. | The following property is used 100% for pollution control and is installed to meet or exceed federal or state regulations: BOP accumulator unit; choke manifold; land trip tank; and drilling mud degasser. | 2016-03-18 | 386160 | 100
19763 | T1 | Nabors Lux Finance 2 | Drilling Rig M18 | 2500 West Oregon St | Odessa | TX | 79764 | Ector | CN604268243 | RN100699271 | double ram blowout preventer; BOP accumulator unit; choke manifold; land trip tank; and drilling mud degasser. | The following property is used 100% for pollution control and is installed to meet or exceed federal or state regulations: double ram blowout preventer; BOP accumulator unit; choke manifold; land trip tank; and drilling mud degasser. | 2016-03-18 | 704160 | 100
19764 | T1 | Nabors Lux Finance 2 | Drilling Rig M09 | 2500 West Oregon St | Odessa | TX | 79764 | Ector | CN604268243 | RN100699271 | double ram blowout preventer; BOP accumulator unit; choke manifold; land trip tank; and drilling mud degasser. | The following property is used 100% for pollution control and is installed to meet or exceed federal or state regulations: double ram blowout preventer; BOP accumulator unit; choke manifold; land trip tank; and drilling mud degasser. | 2016-03-18 | 704160 | 100
19765 | T1 | Nabors Lux Finance 2 | Drilling Rig M06 | 2500 West Oregon St | Odessa | TX | 79764 | Ector | CN604268243 | RN100699271 | BOP accumulator unit; choke manifold; land trip tank; and drilling mud degasser. | The following property is used 100% for pollution control and is installed to meet or exceed federal or state regulations: BOP accumulator unit; choke manifold; land trip tank; and drilling mud degasser. | 2016-03-18 | 386160 | 100
19766 | T1 | Nabors Lux Finance 2 | Drilling Rig M41 | 2500 West Oregon St | Odessa | TX | 79764 | Ector | CN604268243 | RN100699271 | single ram blowout preventer; double ram blowout preventer; BOP accumulator unit; choke manifold; and drilling mud degasser. | The following property is used 100% for pollution control and is installed to meet or exceed federal or state regulations: single ram blowout preventer; double ram blowout preventer; BOP accumulator unit; choke manifold; and drilling mud degasser. | 2016-03-18 | 891680 | 100
19767 | T1 | Nabors Lux Finance 2 | Drilling Rig F30 | 2500 West Oregon St | Odessa | TX | 79764 | Ector | CN604268243 | RN100699271 | BOP accumulator unit; choke manifold; land trip tank; and drilling mud degasser. | The following property is used 100% for pollution control and is installed to meet or exceed federal or state regulations: BOP accumulator unit; choke manifold; land trip tank; and drilling mud degasser. | 2016-03-18 | 386160 | 100
19768 | T1 | Nabors Lux Finance 2 | Drilling Rig M29 | 2500 West Oregon St | Odessa | TX | 79764 | Ector | CN604268243 | RN100699271 | BOP accumulator unit; choke manifold; land trip tank; and drilling mud degasser. | The following property is used 100% for pollution control and is installed to meet or exceed federal or state regulations: BOP accumulator unit; choke manifold; land trip tank; and drilling mud degasser. | 2016-03-18 | 386160 | 100
19769 | T1 | Nabors Lux Finance 2 | Drilling Rig F25 | 2500 West Oregon St | Odessa | TX | 79764 | Ector | CN604268243 | RN100699271 | double ram blowout preventer; BOP accumulator unit; choke manifold; and drilling mud degasser. | The following property is used 100% for pollution control and is installed to meet or exceed federal or state regulations: double ram blowout preventer; BOP accumulator unit; choke manifold; and drilling mud degasser. | 2016-03-18 | 625920 | 100
19770 | T1 | Nabors Lux Finance 2 | Drilling Rig 896 | 2500 West Oregon St | Odessa | TX | 79764 | Ector | CN604268243 | RN100699271 | single ram blowout preventer; double ram blowout preventer; BOP accumulator unit; choke manifold; land trip tank; and drilling mud degasser. | The following property is used 100% for pollution control and is installed to meet or exceed federal or state regulations: | 2016-03-18 | 969920 | 100
19771 | T1 | Nabors Lux Finance 2 | Drilling Rig 894 | 2500 West Oregon St | Odessa | TX | 79764 | Ector | CN604268243 | RN100699271 | single ram blowout preventer; double ram blowout preventer; BOP accumulator unit; choke manifold; land trip tank; and drilling mud degasser. | The following property is used 100% for pollution control and is installed to meet or exceed federal or state regulations: single ram blowout preventer; double ram blowout preventer; BOP accumulator unit; choke manifold; land trip tank; and drilling mud degasser. | 2016-03-18 | 969920 | 100
19772 | T1 | Nabors Lux Finance 2 | Drilling Rig 893 | 2500 West Oregon St | Odessa | TX | 79764 | Ector | CN604268243 | RN100699271 | single ram blowout preventer; double ram blowout preventer; BOP accumulator unit; choke manifold; drilling mud desander; drilling mud desilter; and drilling mud degasser. | The following property is used 100% for pollution control and is installed to meet or exceed federal or state regulations: single ram blowout preventer; double ram blowout preventer; BOP accumulator unit; choke manifold; drilling mud desander; drilling mud desilter; and drilling mud degasser. | 2016-03-18 | 946880 | 100
19773 | T1 | Nabors Lux Finance 2 | Drilling Rig 887 | 2500 West Oregon St | Odessa | TX | 79764 | Ector | CN604268243 | RN100699271 | single ram blowout preventer; double ram blowout preventer; BOP accumulator unit; choke manifold; drilling mud desander; drilling mud desilter; and drilling mud degasser. | The following property is used 100% for pollution control and is installed to meet or exceed federal or state regulations: single ram blowout preventer; double ram blowout preventer; BOP accumulator unit; choke manifold; drilling mud desander; drilling mud desilter; and drilling mud degasser. | 2016-03-18 | 946880 | 100
19774 | T1 | Nabors Lux Finance 2 | Drilling Rig F34 | 2500 West Oregon St | Odessa | TX | 79764 | Ector | CN604268243 | RN100699271 | single ram blowout preventer; double ram blowout preventer; BOP accumulator unit; choke manifold; drilling mud desander; drilling mud desilter; and drilling mud degasser. | The following property is used 100% for pollution control and is installed to meet or exceed federal or state regulations: single ram blowout preventer; double ram blowout preventer; BOP accumulator unit; choke manifold; drilling mud desander; drilling mud desilter; and drilling mud degasser. | 2016-03-18 | 946880 | 100
19775 | T1 | Nabors Lux Finance 2 | Drilling Rig M57 | 18 MI S from Midland | Midland | TX |  | Ector | CN604268243 | RN106607823 | single ram blowout preventer; double ram blowout preventer; BOP accumulator unit; choke manifold; land trip tank; and drilling mud degasser. | The following property is used 100% for pollution control and is installed to meet or exceed federal or state regulations: single ram blowout preventer; double ram blowout preventer; BOP accumulator unit; choke manifold; land trip tank; and drilling mud degasser. | 2016-03-18 | 969920 | 100
19776 | T1 | Nabors Lux Finance 2 | Drilling Rig M58 | 2500 West Oregon St | Odessa | TX | 79764 | Ector | CN604268243 | RN100699271 | BOP accumulator unit; choke manifold; and drilling mud degasser. | The following property is used 100% for pollution control and is installed to meet or exceed federal or state regulations: BOP accumulator unit; choke manifold; and drilling mud degasser. | 2016-03-18 | 307920 | 100
19777 | T1 | Nabors Lux Finance 2 | Drilling Rig M25 | 2500 West Oregon St | Odessa | TX | 79764 | Ector | CN604268243 | RN100699271 | single ram blowout preventer; double ram blowout preventer; BOP accumulator unit; choke manifold; land trip tank; and drilling mud degasser. | The following property is used 100% for pollution control and is installed to meet or exceed federal or state regulations: single ram blowout preventer; double ram blowout preventer; BOP accumulator unit; choke manifold; land trip tank; and drilling mud degasser. | 2016-03-18 | 969920 | 100
19778 | T1 | Nabors Lux Finance 2 | Drilling Rig M45 | 8.5 MI NW from Andrews | Andrews | TX |  | Andrews | CN604268243 | RN106607823 | single ram blowout preventer; double ram blowout preventer; BOP accumulator unit; choke manifold; and drilling mud degasser. | The following property is used 100% for pollution control and is installed to meet or exceed federal or state regulations: single ram blowout preventer; double ram blowout preventer; BOP accumulator unit; choke manifold; and drilling mud degasser. | 2016-03-18 | 891680 | 100
19779 | T1 | Nabors Lux Finance 2 | Drilling Rig 889 | Pleasanton Yard | Pleasanton | TX |  | Atascosa | CN604268243 | RN106607823 | single ram blowout preventer; double ram blowout preventer; BOP accumulator unit; choke manifold; drilling mud desander; drilling mud desilter; and drilling mud degasser. | The following property is used 100% for pollution control and is installed to meet or exceed federal or state regulations: single ram blowout preventer; double ram blowout preventer; BOP accumulator unit; choke manifold; drilling mud desander; drilling mud desilter; and drilling mud degasser. | 2016-03-18 | 946880 | 100
19780 | T1 | Nabors Lux Finance 2 | Drilling Rig F37 | Pleasanton Yard | Pleasanton | TX |  | Atascosa | CN604268243 | RN106607823 | single ram blowout preventer; double ram blowout preventer; BOP accumulator unit; choke manifold; drilling mud desander; drilling mud desilter; and drilling mud degasser. | The following property is used 100% for pollution control and is installed to meet or exceed federal or state regulations: single ram blowout preventer; double ram blowout preventer; BOP accumulator unit; choke manifold; drilling mud desander; drilling mud desilter; and drilling mud degasser. | 2016-03-18 | 946880 | 100
19781 | T1 | Nabors Lux Finance 2 | Drilling Rig 891 | Pleasanton Yard | Pleasanton | TX |  | Atascosa | CN604268243 | RN106607823 | single ram blowout preventer; double ram blowout preventer; BOP accumulator unit; choke manifold; drilling mud desander; drilling mud desilter; and drilling mud degasser. | The following property is used 100% for pollution control and is installed to meet or exceed federal or state regulations: single ram blowout preventer; double ram blowout preventer; BOP accumulator unit; choke manifold; drilling mud desander; drilling mud desilter; and drilling mud degasser. | 2016-03-18 | 946880 | 100
19782 | T1 | Nabors Lux Finance 2 | Drilling Rig M20 | Pleasanton Yard | Pleasanton | TX |  | Atascosa | CN604268243 | RN106607823 | single ram blowout preventer; double ram blowout preventer; BOP accumulator unit; choke manifold; land trip tank; and drilling mud degasser. | The following property is used 100% for pollution control and is installed to meet or exceed federal or state regulations: single ram blowout preventer; double ram blowout preventer; BOP accumulator unit; choke manifold; land trip tank; and drilling mud degasser. | 2016-03-18 | 969920 | 100
19783 | T1 | Nabors Lux Finance 2 | Drilling Rig F08 | Hwy 19 | Lovelady | TX |  | Houston | CN604268243 | RN106607823 | single ram blowout preventer; double ram blowout preventer; BOP accumulator unit; choke manifold; land trip tank; and drilling mud degasser. | The following property is used 100% for pollution control and is installed to meet or exceed federal or state regulations: single ram blowout preventer; double ram blowout preventer; BOP accumulator unit; choke manifold; land trip tank; and drilling mud degasser. | 2016-03-18 | 969920 | 100
19784 | T1 | Nabors Lux Finance 2 | Drilling Rig X39 | 7 MI W from Kenedy | Kenedy | TX |  | Karnes | CN604268243 | RN106607823 | single ram blowout preventer; double ram blowout preventer; BOP accumulator unit; choke manifold; and drilling mud degasser. | The following property is used 100% for pollution control and is installed to meet or exceed federal or state regulations: single ram blowout preventer; double ram blowout preventer; BOP accumulator unit; choke manifold; and drilling mud degasser. | 2016-03-18 | 891680 | 100
19785 | T1 | Nabors Lux Finance 2 | Drilling Rig X19 | 1.8 MI NW from Kenedy | Kenedy | TX |  | Karnes | CN604268243 | RN106607823 | single ram blowout preventer; double ram blowout preventer; BOP accumulator unit; choke manifold; and drilling mud degasser. | The following property is used 100% for pollution control and is installed to meet or exceed federal or state regulations: single ram blowout preventer; double ram blowout preventer; BOP accumulator unit; choke manifold; and drilling mud degasser. | 2016-03-18 | 891680 | 100
19786 | T1 | Nabors Lux Finance 2 | Drilling Rig M56 | 24.7 MI W from Stanton | Stanton | TX |  | Martin | CN604268243 | RN106607823 | single ram blowout preventer; double ram blowout preventer; BOP accumulator unit; choke manifold; land trip tank; and drilling mud degasser. | The following property is used 100% for pollution control and is installed to meet or exceed federal or state regulations: single ram blowout preventer; double ram blowout preventer; BOP accumulator unit; choke manifold; land trip tank; and drilling mud degasser. | 2016-03-18 | 969920 | 100
19787 | T1 | Nabors Lux Finance 2 | Drilling Rig M51 | 23.59 MI NW from Fort Stockton | Fort Stockton | TX |  | Pecos | CN604268243 | RN106607823 | single ram blowout preventer; double ram blowout preventer; BOP accumulator unit; choke manifold; and drilling mud degasser. | The following property is used 100% for pollution control and is installed to meet or exceed federal or state regulations: single ram blowout preventer; double ram blowout preventer; BOP accumulator unit; choke manifold; and drilling mud degasser. | 2016-03-18 | 891680 | 100
19788 | T1 | Nabors Lux Finance 2 | Drilling Rig 892 | 20.83 NW from Fort Stockton | Fort Stockton | TX |  | Reeves | CN604268243 | RN106607823 | single ram blowout preventer; double ram blowout preventer; BOP accumulator unit; choke manifold; drilling mud desander; drilling mud desilter; and drilling mud degasser. | The following property is used 100% for pollution control and is installed to meet or exceed federal or state regulations: single ram blowout preventer; double ram blowout preventer; BOP accumulator unit; choke manifold; drilling mud desander; drilling mud desilter; and drilling mud degasser. | 2016-03-18 | 946880 | 100
19789 | T1 | Nabors Lux Finance 2 | Drilling Rig X12 | 12047 SH 155 N | Tyler | TX |  | Smith | CN604268243 | RN106607823 | single ram blowout preventer; double ram blowout preventer; BOP accumulator unit; choke manifold; drilling mud desilter; and drilling mud degasser. | The following property is used 100% for pollution control and is installed to meet or exceed federal or state regulations: single ram blowout preventer; double ram blowout preventer; BOP accumulator unit; choke manifold; drilling mud desilter; and drilling mud degasser. | 2016-03-18 | 921200 | 100
19790 | T1 | Nabors Lux Finance 2 | Drilling Rig M49 | 12047 SH 155 N | Tyler | TX |  | Smith | CN604268243 | RN106607823 | single ram blowout preventer; double ram blowout preventer; BOP accumulator unit; choke manifold; and drilling mud degasser. | The following property is used 100% for pollution control and is installed to meet or exceed federal or state regulations: single ram blowout preventer; double ram blowout preventer; BOP accumulator unit; choke manifold; and drilling mud degasser. | 2016-03-18 | 891680 | 100
19791 | T1 | Nabors Lux Finance 2 | Drilling Rig X03 | 12047 SH 155 N | Tyler | TX |  | Smith | CN604268243 | RN106607823 | single ram blowout preventer; double ram blowout preventer; BOP accumulator unit; choke manifold; and drilling mud degasser. | The following property is used 100% for pollution control and is installed to meet or exceed federal or state regulations: single ram blowout preventer; double ram blowout preventer; BOP accumulator unit; choke manifold; and drilling mud degasser. | 2016-03-18 | 891680 | 100
19792 | T1 | Nabors Lux Finance 2 | Drilling Rig X01 | 12047 SH 155 N | Tyler | TX |  | Smith | CN604268243 | RN106607823 | single ram blowout preventer; double ram blowout preventer; BOP accumulator unit; choke manifold; and drilling mud degasser. | The following property is used 100% for pollution control and is installed to meet or exceed federal or state regulations: single ram blowout preventer; double ram blowout preventer; BOP accumulator unit; choke manifold; and drilling mud degasser. | 2016-03-18 | 891680 | 100
19793 | T1 | Nabors Lux Finance 2 | Drilling Rig M50 | 12047 SH 155 N | Tyler | TX |  | Smith | CN604268243 | RN106607823 | single ram blowout preventer; double ram blowout preventer; BOP accumulator unit; choke manifold; and drilling mud degasser. | The following property is used 100% for pollution control and is installed to meet or exceed federal or state regulations: single ram blowout preventer; double ram blowout preventer; BOP accumulator unit; choke manifold; and drilling mud degasser. | 2016-03-18 | 891680 | 100
19794 | T1 | Nabors Lux Finance 2 | Drilling Rig M24 | 12047 SH 155 N | Tyler | TX |  | Smith | CN604268243 | RN106607823 | single ram blowout preventer; double ram blowout preventer; BOP accumulator unit; choke manifold; land trip tank; and drilling mud degasser. | The following property is used 100% for pollution control and is installed to meet or exceed federal or state regulations: single ram blowout preventer; double ram blowout preventer; BOP accumulator unit; choke manifold; land trip tank; and drilling mud degasser. | 2016-03-25 | 969920 | 100
19795 | T1 | Nabors Lux Finance 2 | Drilling Rig M12 | 12047 SH 155 N | Tyler | TX |  | Smith | CN604268243 | RN106607823 | single ram blowout preventer; double ram blowout preventer; BOP accumulator unit; choke manifold; land trip tank; and drilling mud degasser. | The following property is used 100% for pollution control and is installed to meet or exceed federal or state regulations: single ram blowout preventer; double ram blowout preventer; BOP accumulator unit; choke manifold; land trip tank; and drilling mud degasser. | 2016-03-18 | 969920 | 100
19796 | T1 | Nabors Lux Finance 2 | Drilling Rig F12 | 12047 SH 155 N | Tyler | TX |  | Smith | CN604268243 | RN106607823 | single ram blowout preventer; double ram blowout preventer; BOP accumulator unit; choke manifold; land trip tank; and drilling mud degasser. | The following property is used 100% for pollution control and is installed to meet or exceed federal or state regulations: single ram blowout preventer; double ram blowout preventer; BOP accumulator unit; choke manifold; land trip tank; and drilling mud degasser. | 2016-03-18 | 969920 | 100
19797 | T1 | Nabors Lux Finance 2 | Drilling Rig X05 | 12047 SH 155 N | Tyler | TX |  | Smith | CN604268243 | RN106607823 | single ram blowout preventer; double ram blowout preventer; BOP accumulator unit; choke manifold; and drilling mud degasser. | The following property is used 100% for pollution control and is installed to meet or exceed federal or state regulations: single ram blowout preventer; double ram blowout preventer; BOP accumulator unit; choke manifold; and drilling mud degasser. | 2016-03-18 | 891680 | 100
19798 | T1 | Nabors Lux Finance 2 | Drilling Rig X41 | 27.5 MI NW of Botines on US 83 | Botines | TX |  | Webb | CN604268243 | RN106607823 | single ram blowout preventer; double ram blowout preventer; BOP accumulator unit; choke manifold; and drilling mud degasser. | The following property is used 100% for pollution control and is installed to meet or exceed federal or state regulations: single ram blowout preventer; double ram blowout preventer; BOP accumulator unit; choke manifold; and drilling mud degasser. | 2016-03-18 | 891680 | 100
19799 | T1 | Nabors Lux Finance 2 | Drilling Rig M54 | 2500 West Oregon St | Odessa | TX | 79764 | Ector | CN604268243 | RN100699271 | single ram blowout preventer; double ram blowout preventer; BOP accumulator unit; choke manifold; and drilling mud degasser. | The following property is used 100% for pollution control and is installed to meet or exceed federal or state regulations: single ram blowout preventer; double ram blowout preventer; BOP accumulator unit; choke manifold; and drilling mud degasser. | 2016-03-18 | 891680 | 100
19800 | T1 | Nabors Lux Finance 2 | Drilling Rig X37 | 16.57 MI SW from La Grange | La Grange | TX |  | Fayette | CN604268243 | RN106607823 | single ram blowout preventer; double ram blowout preventer; BOP accumulator unit; choke manifold; and drilling mud degasser. | The following property is used 100% for pollution control and is installed to meet or exceed federal or state regulations: single ram blowout preventer; double ram blowout preventer; BOP accumulator unit; choke manifold; and drilling mud degasser. | 2016-03-18 | 891680 | 100
19801 | T1 | Nabors Lux Finance 2 | Drilling Rig M44 | 694 FM 1252 East | Kilgore | TX |  | Gregg | CN604268243 | RN106607823 | single ram blowout preventer; double ram blowout preventer; BOP accumulator unit; choke manifold; and drilling mud degasser. | The following property is used 100% for pollution control and is installed to meet or exceed federal or state regulations: single ram blowout preventer; double ram blowout preventer; BOP accumulator unit; choke manifold; and drilling mud degasser. | 2016-03-18 | 891680 | 100
19802 | T1 | Nabors Lux Finance 2 | Drilling Rig M46 | 694 FM 1252 East | Kilgore | TX |  | Gregg | CN604268243 | RN106607823 | single ram blowout preventer; double ram blowout preventer; BOP accumulator unit; choke manifold; and drilling mud degasser. | The following property is used 100% for pollution control and is installed to meet or exceed federal or state regulations: single ram blowout preventer; double ram blowout preventer; BOP accumulator unit; choke manifold; and drilling mud degasser. | 2016-03-18 | 891680 | 100
19803 | T1 | Nabors Lux Finance 2 | Drilling Rig M31 | 694 FM 1252 East | Kilgore | TX |  | Gregg | CN604268243 | RN106607823 | single ram blowout preventer; double ram blowout preventer; BOP accumulator unit; choke manifold; land trip tank; and drilling mud degasser. | The following property is used 100% for pollution control and is installed to meet or exceed federal or state regulations: single ram blowout preventer; double ram blowout preventer; BOP accumulator unit; choke manifold; land trip tank; and drilling mud degasser. | 2016-03-18 | 969920 | 100
19804 | T1 | Nabors Lux Finance 2 | Drilling Rig F35 | 694 FM 1252 East | Kilgore | TX |  | Gregg | CN604268243 | RN106607823 | BOP accumulator unit; choke manifold; drilling mud desander; drilling mud desilter; and drilling mud degasser. | The following property is used 100% for pollution control and is installed to meet or exceed federal or state regulations: BOP accumulator unit; choke manifold; drilling mud desander; drilling mud desilter; and drilling mud degasser. | 2016-03-18 | 363120 | 100
19805 | T1 | Nabors Lux Finance 2 | Drilling Rig 895 | 694 FM 1252 East | Kilgore | TX |  | Gregg | CN604268243 | RN106607823 | single ram blowout preventer; double ram blowout preventer; BOP accumulator unit; choke manifold; land trip tank; and drilling mud degasser. | The following property is used 100% for pollution control and is installed to meet or exceed federal or state regulations: single ram blowout preventer; double ram blowout preventer; BOP accumulator unit; choke manifold; land trip tank; and drilling mud degasser. | 2016-03-18 | 969920 | 100
19806 | T1 | Nabors Lux Finance 2 | Drilling Rig X11 | 2 MI SW from Glazier | Glazier | TX |  | Hemphill | CN604268243 | RN106607823 | single ram blowout preventer; double ram blowout preventer; BOP accumulator unit; choke manifold; and drilling mud degasser. | The following property is used 100% for pollution control and is installed to meet or exceed federal or state regulations: single ram blowout preventer; double ram blowout preventer; BOP accumulator unit; choke manifold; and drilling mud degasser. | 2016-03-18 | 891680 | 100
19807 | T1 | Air Products, LLC | Air Products Pasadena Plant | 1423 Pasadena Freeway | Pasadena | TX | 77506 | Harris | CN602299257 | RN100221324 | thermal oxidizer; steam stripper; CEMS; and associated piping, vessels, and pumps used to transfer material to steam stripper and thermal oxidizer. | The following property is used 100% for pollution control and is installed to meet or exceed federal or state regulations: thermal oxidizer; steam stripper; CEMS; and associated piping, vessels, and pumps used to transfer material to steam stripper and thermal oxidizer. | 2016-03-18 | 16934491 | 100
19808 | T1 | Air Products, LLC | Air Products Pasadena Plant | 1423 Pasadena Freeway | Pasadena | TX | 77506 | Harris | CN602299257 | RN100221324 | mechanical shoe seal installed on floating roof of Tank T440. | The following property is used 100% for pollution control and is installed to meet or exceed federal or state regulations: mechanical shoe seal installed on floating roof of Tank T440. | 2016-03-18 | 417409 | 100
19809 | T1 | Stolthaven Houston | Stolthaven Houston Terminal | 15602 Jacintoport Blvd | Houston | TX | 77015 | Harris | CN600124820 | RN100210475 | Dissolved Air Flotation Unit (DAF) upgrade. | The following property is used 100% for pollution control and is installed to meet or exceed federal or state regulations: Dissolved Air Flotation Unit (DAF) upgrade. | 2016-04-01 | 58163 | 100
19810 | T1 | Genesis Marine LLC | Genesis Marine, LLC | 7438 Airport Blvd | Houston | TX | 77061 | Harris | CN604608802 | RN107489924 | Vapor Recovery System on Barges GM 1008, GM 1009, GM 1010, and GM 1011. | The following property is used 100% for pollution control and is installed to meet or exceed federal or state regulations: Vapor Recovery System on Barges GM 1008, GM 1009, GM 1010, and GM 1011. | 2016-03-03 | 971887 | 100
19811 | T1 | Kirby Inland Marine | Channelview Operations | 16538 De Zavalla | Channelview | TX | 77530 | Harris | CN600611206 | RN104352265 | Vapor Recovery System on Barges Kirby 10055, Kirby 10056, Kirby 10057, Kirby 10058, Kirby 10059, Kirby 10060, Kirby 10061, Kirby 10062, Kirby 10063, Kirby 10064, Kirby 10122, Kirby 10123, Kirby 10124, Kirby 10125, Kirby 10126, Kirby 10127, Kirby 10128, Kirby 10129, Kirby 10130, Kirby 10131, Kirby 10132, Kirby 10133, Kirby 10134, Kirby 10135, Kirby 10136, Kirby 10440, Kirby 10441, Kirby 10442, Kirby 10443, Kirby 10444, Kirby 28710, Kirby 29127, Kirby 29128, Kirby 29129, Kirby 29130, and Kirby 29131. | The following property is used 100% for pollution control and is installed to meet or exceed federal or state regulations: Vapor Recovery System on Barges Kirby 10055, Kirby 10056, Kirby 10057, Kirby 10058, Kirby 10059, Kirby 10060, Kirby 10061, Kirby 10062, Kirby 10063, Kirby 10064, Kirby 10122, Kirby 10123, Kirby 10124, Kirby 10125, Kirby 10126, Kirby 10127, Kirby 10128, Kirby 10129, Kirby 10130, Kirby 10131, Kirby 10132, Kirby 10133, Kirby 10134, Kirby 10135, Kirby 10136, Kirby 10440, Kirby 10441, Kirby 10442, Kirby 10443, Kirby 10444, Kirby 28710, Kirby 29127, Kirby 29128, Kirby 29129, Kirby 29130, and Kirby 29131. | 2016-03-03 | 3549534 | 100
19812 | T1 | Canal Barge Co Inc | CBC apportioned boat and barge operations @ San Jacinto River Fleet LLC operations, Channelview, TX | 18001 East Frwy | Channelview | TX | 77530 | Harris | CN604603126 | RN107490120 | Vapor Recovery System on Barges CBC 1380, CBC 1381, CBC 1382, CBC 1383, CBC 1384, CBC 1385, CBC 1386, CBC 1387, CBC 1388, CBC 1389, CBC 397, and CBC 398. | The following property is used 100% for pollution control and is installed to meet or exceed federal or state regulations: Vapor Recovery System on Barges CBC 1380, CBC 1381, CBC 1382, CBC 1383, CBC 1384, CBC 1385, CBC 1386, CBC 1387, CBC 1388, CBC 1389, CBC 397, and CBC 398. | 2016-03-03 | 1299948 | 100
19813 | T1 | Stolthaven Houston | Stolthaven Houston Terminal | 15602 Jacintoport Blvd | Houston | TX | 77015 | Harris | CN600124820 | RN100210475 | tank radar gauges installed on Tanks AE and BE. | The following property is used 100% for pollution control and is installed to meet or exceed federal or state regulations: tank radar gauges installed on Tanks AE and BE. | 2016-04-08 | 24750 | 100
19814 | T1 | Stolthaven Houston | Stolthaven Houston Terminal | 15602 Jacintoport Blvd | Houston | TX | 77015 | Harris | CN600124820 | RN100210475 | East Property land flare system (FL-5) including the flare, flare vapor lines, and flare blower. | The following property is used 100% for pollution control and is installed to meet or exceed federal or state regulations: East Property land flare system (FL-5) including the flare, flare vapor lines, and flare blower. | 2016-04-01 | 2231736 | 100
19815 | T1 | Frio LaSalle Pipeline, LP | Robstown Fractionator | North on FM 24 from CR 44, go | near Robstown | TX | 78380 | Nueces | CN604671388 | RN106493760 | stormwater handling and treatment system and secondary containment including drainage/diversion systems, secondary containment drainage valves, gratings, sumps, and drain plugs; oily water sewer lines, oily water tank, sump, pumps, and activated carbon canisters; and stormwater retention pond and associated sump and pumps. | The following property is used 100% for pollution control and is installed to meet or exceed federal or state regulations: stormwater handling and treatment system and secondary containment including drainage/diversion systems, secondary containment drainage valves, gratings, sumps, and drain plugs; oily water sewer lines, oily water tank, sump, pumps, and activated carbon canisters; and stormwater retention pond and associated sump and pumps. | 2016-04-08 | 2024270 | 100
19816 | T1 | Frio LaSalle Pipeline, LP | Robstown Fractionator | North on FM 24 from CR 44, go | near Robstown | TX | 78380 | Nueces | CN604671388 | RN106493760 | flare system. | The following property is used 100% for pollution control and is installed to meet or exceed federal or state regulations: flare system. | 2016-03-01 | 8465350 | 100
19817 | T1 | BP Containment Response System Holdings LLC | ASCO Freight Management | 1755 Federal Road | Houston | TX | 77015 | Harris | CN604600676 | RN107489528 | additions to the Containment Response System (CRS) including two Super Heavy Duty (SHD)-H4 30” connectors for the Relief Wellhead and Tubular System (RWTS), SHD-H4 30” test sump, SHD-H4 27”dog ring kit (RWTS), SHD-H4 27” dog ring kit (CRS), pipe grapple, lower capping stack funnel, straightening tool for flex joint with 5k API flange, and spares for connectors. | The following property is used 100% for pollution control and is installed to meet or exceed federal or state regulations: additions to the Containment Response System (CRS) including two Super Heavy Duty (SHD)-H4 30” connectors for the Relief Wellhead and Tubular System (RWTS), SHD-H4 30” test sump, SHD-H4 27”dog ring kit (RWTS), SHD-H4 27” dog ring kit (CRS), pipe grapple, lower capping stack funnel, straightening tool for flex joint with 5k API flange, and spares for connectors. | 2016-03-23 | 2877000 | 100
19818 | T1 | The Lubrizol Corporation | Deer Park Facility | 41 Tidal Road | Deer Park | TX | 77536 | Harris | CN600269617 | RN100221589 | improved wastewater trench system in 156 unit including the approximately 930 feet of Acroline lining. | The following property is used 100% for pollution control and is installed to meet or exceed federal or state regulations: improved wastewater trench system in 156 unit including the approximately 930 feet of Acroline lining. | 2016-05-12 | 390159.14 | 100
19819 | T1 | Freescale Semiconductor Inc. | Freescale - Ed Bluestein | 3501 Ed Bluestein Blvd | Austin | TX | 78721 | Travis | CN602689218 | RN100843747 | equipment used to monitor, adjust, and record pH of wastewater prior to discharge to City of Austin publicly owned treatment works (POTW). | The following property is used 100% for pollution control and is installed to meet or exceed federal or state regulations: equipment used to monitor, adjust, and record pH of wastewater prior to discharge to City of Austin publicly owned treatment works (POTW). | 2016-03-04 | 1573175 | 100
19820 | T1 | Calumet Penrico, LLC | Dickinson Plant | 4401 Park Ave | Dickinson | TX | 77539 | Galveston | CN603320433 | RN100221282 | stack extensions | Withdrawn/Returned | 2016-04-05 | 35000 | 100
19821 | T1 | The Lubrizol Corporation | Deer Park Facility | 41 Tidal Road | Deer Park | TX | 77536 | Harris | CN600269617 | RN100221589 | sump and secondary containment for D-2 unloading area. | The following property is used 100% for pollution control and is installed to meet or exceed federal or state regulations: sump and secondary containment for D-2 unloading area. | 2016-05-12 | 44722.47 | 100
19822 | T1 | The Lubrizol Corporation | Deer Park Facility | 41 Tidal Road | Deer Park | TX | 77536 | Harris | CN600269617 | RN100221589 | concrete retention dike constructed around wastewater tanks SL-2 and SL-3. | The following property is used 100% for pollution control and is installed to meet or exceed federal or state regulations: concrete retention dike constructed around wastewater tanks SL-2 and SL-3. | 2016-05-12 | 219299.84 | 100
19823 | T1 | The Lubrizol Corporation | Deer Park Facility | 41 Tidal Road | Deer Park | TX | 77536 | Harris | CN600269617 | RN100221589 | refurbishment of Johnston 16PS pump, with associated 100HP motor, at outfall #4. | The following property is used 100% for pollution control and is installed to meet or exceed federal or state regulations: refurbishment of Johnston 16PS pump, with associated 100HP motor, at outfall #4. | 2016-05-12 | 75876.11 | 100
19824 | T1 | American Marazzi Tile, Inc. | Dal-Tile Sunnyvale Manufacturing Plant | 359 Clay Road | Sunnyvale | TX | 75182 | Dallas | CN600129522 | RN100218080 | three dry scrubbers controlling kiln emissions. | The following property is used 100% for pollution control and is installed to meet or exceed federal or state regulations: three dry scrubbers. | 2016-04-28 | 3384067.26 | 100
19825 | T1 | Dal Tile Corporation | Tile Manufacturing Plant | 12001 Railroad Drive | El Paso | TX | 79934 | El Paso | CN600128797 | RN100542976 | three wet scrubbers. | The following property is used 100% for pollution control and is installed to meet or exceed federal or state regulations: three wet scrubbers. | 2016-03-04 | 364297.74 | 100
19826 | T1 | The Lubrizol Corporation | Deer Park Facility | 41 Tidal Road | Deer Park | TX | 77536 | Harris | CN600269617 | RN100221589 | automation equipment for waste gas incinerator at Main Manufacturing Building including integrated controls, pressure transmitters, flow meters, and flow control valves. | The following property is used 100% for pollution control and is installed to meet or exceed federal or state regulations: automation equipment for waste gas incinerator at Main Manufacturing Building including integrated controls, pressure transmitters, flow meters, and flow control valves. | 2016-05-12 | 1102455.69 | 100
19827 | T1 | The Lubrizol Corporation | Deer Park Facility | 41 Tidal Road | Deer Park | TX | 77536 | Harris | CN600269617 | RN100221589 | vent piping modifications and new 7.5 HP blower for Main Manufacturing Building duct system. | The following property is used 100% for pollution control and is installed to meet or exceed federal or state regulations: vent piping modifications and new 7.5 HP blower for Main Manufacturing Building duct system. | 2016-05-12 | 115247.53 | 100
19828 | T1 | The Lubrizol Corporation | Deer Park Facility | 41 Tidal Road | Deer Park | TX | 77536 | Harris | CN600269617 | RN100221589 | vent piping and seal pot for SS-27 storage tank in 116 unit. | The following property is used 100% for pollution control and is installed to meet or exceed federal or state regulations: vent piping and seal pot for SS-27 storage tank in 116 unit. | 2016-05-12 | 40530.72 | 100
19829 | T1 | The Lubrizol Corporation | Deer Park Facility | 41 Tidal Road | Deer Park | TX | 77536 | Harris | CN600269617 | RN100221589 | vent piping and seal pots associated with control device for reactor tanks B-51, B-52, and B-62 in unit 116. | The following property is used 100% for pollution control and is installed to meet or exceed federal or state regulations: vent piping and seal pots associated with control device for reactor tanks B-51, B-52, and B-62 in unit 116. | 2016-05-12 | 254971.92 | 100
19830 | T1 | The Lubrizol Corporation | Deer Park Facility | 41 Tidal Road | Deer Park | TX | 77536 | Harris | CN600269617 | RN100221589 | piping and blower for refurbished S-34 scrubber in H2S service at 156 unit sulfur bin. | The following property is used 100% for pollution control and is installed to meet or exceed federal or state regulations: piping and blower for refurbished S-34 scrubber in H2S service at 156 unit sulfur bin. | 2016-05-12 | 67944.87 | 100
19831 | T1 | The Lubrizol Corporation | Deer Park Facility | 41 Tidal Road | Deer Park | TX | 77536 | Harris | CN600269617 | RN100221589 | S-25A, S-25B scrubber system with associated venturi and tank in unit 156. | The following property is used 100% for pollution control and is installed to meet or exceed federal or state regulations: S-25A, S-25B scrubber system with associated venturi and tank in unit 156. | 2016-05-12 | 222858.12 | 100
19832 | T1 | The Lubrizol Corporation | Deer Park Facility | 41 Tidal Road | Deer Park | TX | 77536 | Harris | CN600269617 | RN100221589 | upgrade to FI-08 incinerator at unit 116 including firebox brick, insulation, arch support tray, piping, quench tank, and instrumentation. | The following property is used 100% for pollution control and is installed to meet or exceed federal or state regulations: upgrade to FI-08 incinerator at unit 116 including firebox brick, insulation, arch support tray, piping, quench tank, and instrumentation. | 2016-05-12 | 618803.23 | 100
19833 | T1 | The Lubrizol Corporation | Deer Park Facility | 41 Tidal Road | Deer Park | TX | 77536 | Harris | CN600269617 | RN100221589 | tail gas scrubber for FI-08 incinerator in 116 unit. | The following property is used 100% for pollution control and is installed to meet or exceed federal or state regulations: tail gas scrubber for FI-08 incinerator in 116 unit. | 2016-05-12 | 149446.25 | 100
19834 | T1 | Atmos Energy Corporation | Mid-Tex Pipeline Bell County | natural gas pipeline | Bell County | TX |  | Bell | CN602730319 | RN109120394 | cathodic protection retrofits. | The following property is used 100% for pollution control and is installed to meet or exceed federal or state regulations: cathodic protection retrofits. | 2016-03-10 | 99714 | 100
19835 | T1 | The Lubrizol Corporation | Deer Park Facility | 41 Tidal Road | Deer Park | TX | 77536 | Harris | CN600269617 | RN100221589 | improved sewer drain lines along 3rd street at D and E streets. | The following property is used 100% for pollution control and is installed to meet or exceed federal or state regulations: improved sewer drain lines along 3rd street at D and E streets. | 2016-05-12 | 100651.32 | 100
19836 | T1 | Atmos Energy Corporation | Mid-Tex Pipeline Callahan County | natural gas pipeline - | Callahan County | TX |  | Callahan | CN602730319 | RN109120527 | cathodic protection retrofits. | The following property is used 100% for pollution control and is installed to meet or exceed federal or state regulations: cathodic protection retrofits. | 2016-03-10 | 975303 | 100
19837 | T1 | Atmos Energy Corporation | Mid-Tex Pipeline Clay County | natural gas pipeline - | Clay County | TX |  | Clay | CN602730319 | RN109121210 | cathodic protection retrofits. | The following property is used 100% for pollution control and is installed to meet or exceed federal or state regulations: cathodic protection retrofits. | 2016-03-10 | 17836858 | 100
19838 | T1 | Atmos Energy Corporation | Mid-Tex Pipeline Collin County | natural gas pipeline - | Collin County | TX |  | Collin | CN602730319 | RN108733569 | cathodic protection retrofits. | The following property is used 100% for pollution control and is installed to meet or exceed federal or state regulations: cathodic protection retrofits. | 2016-03-10 | 1071885 | 100
19839 | T1 | Atmos Energy Corporation | Mid-Tex Pipeline Delta County | natural gas pipeline | Delta County | TX |  | Delta | CN602730319 | RN109121319 | cathodic protection retrofits. | The following property is used 100% for pollution control and is installed to meet or exceed federal or state regulations: cathodic protection retrofits. | 2016-03-10 | 100048 | 100
19840 | T1 | Atmos Energy Corporation | Mid-Tex Pipeline Eastland County | Natural Gas Pipeline - | Eastland County | TX |  | Eastland | CN602730319 | RN109121368 | cathodic protection retrofits. | The following property is used 100% for pollution control and is installed to meet or exceed federal or state regulations: cathodic protection retrofits. | 2016-03-10 | 4412317 | 100
19841 | T1 | The Lubrizol Corporation | Deer Park Facility | 41 Tidal Road | Deer Park | TX | 77536 | Harris | CN600269617 | RN100221589 | three Innomag 3600 rpm pumps for scrubbers in unit 156. | The following property is used 100% for pollution control and is installed to meet or exceed federal or state regulations: three Innomag 3600 rpm pumps for scrubbers in unit 156. | 2016-05-12 | 37009.66 | 100
19842 | T1 | The Lubrizol Corporation | Deer Park Facility | 41 Tidal Road | Deer Park | TX | 77536 | Harris | CN600269617 | RN100221589 | oxidizer outlet ductwork for FI-08 incinerator at 116 unit. | The following property is used 100% for pollution control and is installed to meet or exceed federal or state regulations: oxidizer outlet ductwork for FI-08 incinerator at 116 unit. | 2016-05-12 | 85706.07 | 100
19843 | T1 | The Lubrizol Corporation | Deer Park Facility | 41 Tidal Road | Deer Park | TX | 77536 | Harris | CN600269617 | RN100221589 | Callidus FR-2 flare pilots installed on 156 unit flare. | The following property is used 100% for pollution control and is installed to meet or exceed federal or state regulations: Callidus FR-2 flare pilots installed on 156 unit flare. | 2016-05-12 | 106395.76 | 100
19844 | T1 | The Lubrizol Corporation | Deer Park Facility | 41 Tidal Road | Deer Park | TX | 77536 | Harris | CN600269617 | RN100221589 | approximately 425 linear feet of water conveyance trenches in the North Blend Deck area. | The following property is used 100% for pollution control and is installed to meet or exceed federal or state regulations: approximately 425 linear feet of water conveyance trenches in the North Blend Deck area. | 2016-05-12 | 51706.04 | 100
19845 | T1 | The Lubrizol Corporation | Deer Park Facility | 41 Tidal Road | Deer Park | TX | 77536 | Harris | CN600269617 | RN100221589 | flow meter, piping and instrumentation on vent line between 177 clarifier and Poly Plant flare. | The following property is used 100% for pollution control and is installed to meet or exceed federal or state regulations: flow meter, piping and instrumentation on vent line between 177 clarifier and Poly Plant flare. | 2016-05-12 | 156094.19 | 100
19846 | T1 | The Lubrizol Corporation | Bayport Facility | 12801 Bay Area Blvd. | Pasadena | TX | 77507 | Harris | CN600269617 | RN101058410 | concrete containment surrounding the Process 2 C tank farm. | The following property is used 100% for pollution control and is installed to meet or exceed federal or state regulations: concrete containment surrounding the Process 2 C tank farm. | 2016-05-12 | 388397.25 | 100
19847 | T1 | The Lubrizol Corporation | Bayport Facility | 12801 Bay Area Blvd. | Pasadena | TX | 77507 | Harris | CN600269617 | RN101058410 | continuous emission monitoring system for Boiler #1 consisting of analyzer equipment, shelter, and related electrical support equipment. | The following property is used 100% for pollution control and is installed to meet or exceed federal or state regulations: continuous emission monitoring system for Boiler #1 consisting of analyzer equipment, shelter, and related electrical support equipment. | 2016-05-12 | 463802.84 | 100
19848 | T1 | The Lubrizol Corporation | Deer Park Facility | 41 Tidal Road | Deer Park | TX | 77536 | Harris | CN600269617 | RN100221589 | sump and trenches installed for A/B 11 track unloading spot. | The following property is used 100% for pollution control and is installed to meet or exceed federal or state regulations: sump and trenches installed for A/B 11 track unloading spot. | 2016-05-12 | 427182.2 | 100
19849 | T1 | Atmos Energy Corporation | Mid-Tex Pipeline Ellis County | Natural Gas Pipeline - | Ellis County | TX |  | Ellis | CN602730319 | RN104788070 | cathodic protection retrofits. | The following property is used 100% for pollution control and is installed to meet or exceed federal or state regulations: cathodic protection retrofits. | 2016-03-10 | 192910 | 100
19850 | T1 | The Lubrizol Corporation | Deer Park Facility | 41 Tidal Road | Deer Park | TX | 77536 | Harris | CN600269617 | RN100221589 | J-26XC pump at #1 Lift Station (Goulds 3796) and associated wastewater piping to sumps and tankage. | The following property is used 100% for pollution control and is installed to meet or exceed federal or state regulations: J-26XC pump at #1 Lift Station (Goulds 3796) and associated wastewater piping to sumps and tankage. | 2016-05-12 | 198137.1 | 100
19851 | T1 | The Lubrizol Corporation | Deer Park Facility | 41 Tidal Road | Deer Park | TX | 77536 | Harris | CN600269617 | RN100221589 | vent lines, seal pot and associated equipment in 116 unit. | The following property is used 100% for pollution control and is installed to meet or exceed federal or state regulations: vent lines, seal pot and associated equipment in 116 unit. | 2016-05-12 | 143344.56 | 100
19852 | T1 | Atmos Energy Corporation | Mid-Tex Pipeline Falls County | natural gas pipeline | Falls County | TX |  | Falls | CN602730319 | RN109122440 | cathodic protection retrofits. | The following property is used 100% for pollution control and is installed to meet or exceed federal or state regulations: cathodic protection retrofits. | 2016-03-10 | 238961 | 100
19853 | T1 | The Lubrizol Corporation | Deer Park Facility | 41 Tidal Road | Deer Park | TX | 77536 | Harris | CN600269617 | RN100221589 | natural gas flow control valve for main manufacturing building backup flare. | The following property is used 100% for pollution control and is installed to meet or exceed federal or state regulations: natural gas flow control valve for main manufacturing building backup flare. | 2016-05-12 | 66236.35 | 100
19854 | T1 | Atmos Energy Corporation | Mid-Tex Pipeline Fannin County | Natural Gas Pipeline - | Fannin County | TX | 0 | Fannin | CN602730319 | RN109122499 | cathodic protection retrofits. | The following property is used 100% for pollution control and is installed to meet or exceed federal or state regulations: cathodic protection retrofits. | 2016-03-10 | 97240 | 100
19855 | T1 | Atmos Energy Corporation | Mid-Tex Pipeline Gregg County | natural gas pipeline | Gregg County | TX |  | Gregg | CN602730319 | RN109123752 | cathodic protection retrofits. | The following property is used 100% for pollution control and is installed to meet or exceed federal or state regulations: cathodic protection retrofits. | 2016-03-10 | 95161 | 100
19856 | T1 | Atmos Energy Corporation | Mid-Tex Pipeline Grayson County | Natural Gas Pipeline - | Grayson County | TX | 0 | Grayson | CN602730319 | RN108717117 | cathodic protection retrofits. | The following property is used 100% for pollution control and is installed to meet or exceed federal or state regulations: cathodic protection retrofits. | 2016-03-10 | 214923 | 100
19857 | T1 | Atmos Energy Corporation | Mid-Tex Pipeline Hamilton County | Natural Gas Pipeline - | Hamilton County | TX |  | Hamilton | CN602730319 | RN109123901 | cathodic protection retrofits. | The following property is used 100% for pollution control and is installed to meet or exceed federal or state regulations: cathodic protection retrofits. | 2016-03-10 | 97152 | 100
19858 | T1 | Atmos Energy Corporation | Mid-Tex Pipeline Hardeman County | natural gas pipeline - | Hardeman County | TX |  | Hardeman | CN602730319 | RN109123935 | cathodic protection retrofits. | The following property is used 100% for pollution control and is installed to meet or exceed federal or state regulations: cathodic protection retrofits. | 2016-03-10 | 17544130 | 100
19859 | T1 | Atmos Energy Corporation | Mid-Tex Pipeline Haskell County | natural gas pipeline | Haskell County | TX |  | Haskell | CN602730319 | RN109124123 | cathodic protection retrofits. | The following property is used 100% for pollution control and is installed to meet or exceed federal or state regulations: cathodic protection retrofits. | 2016-03-10 | 287293 | 100
19860 | T1 | Atmos Energy Corporation | Mid-Tex Pipeline Hopkins County | natural gas pipeline - | Hopkins County | TX | 0 | Hopkins | CN602730319 | RN109124156 | cathodic protection retrofits. | The following property is used 100% for pollution control and is installed to meet or exceed federal or state regulations: cathodic protection retrofits. | 2016-03-10 | 258197 | 100
19861 | T1 | Atmos Energy Corporation | Mid-Tex Pipeline Hunt County | natural gas pipeline - | Hunt County | TX | 0 | Hunt | CN602730319 | RN109124180 | cathodic protection retrofits. | The following property is used 100% for pollution control and is installed to meet or exceed federal or state regulations: cathodic protection retrofits. | 2016-03-10 | 225820 | 100
19862 | T1 | Atmos Energy Corporation | Mid-Tex Pipeline Johnson County | Natural Gas Pipeline - | Johnson County | TX |  | Johnson | CN602730319 | RN109124297 | cathodic protection retrofits. | The following property is used 100% for pollution control and is installed to meet or exceed federal or state regulations: cathodic protection retrofits. | 2016-03-10 | 153510 | 100
19863 | T1 | Atmos Energy Corporation | Mid-Tex Pipeline Jones County | natural gas pipeline - | Jones County | TX | 0 | Jones | CN602730319 | RN109124321 | cathodic protection retrofits. | The following property is used 100% for pollution control and is installed to meet or exceed federal or state regulations: cathodic protection retrofits. | 2016-03-10 | 863081 | 100
19864 | T1 | Atmos Energy Corporation | Mid-Tex Pipeline Kaufman County | natural gas pipeline - | Kaufman County | TX | 0 | Kaufman | CN602730319 | RN109126318 | cathodic protection retrofits. | The following property is used 100% for pollution control and is installed to meet or exceed federal or state regulations: cathodic protection retrofits. | 2016-03-10 | 246446 | 100
19865 | T1 | Atmos Energy Corporation | Mid-Tex Pipeline Lamar County | Natural Gas Pipeline - | Lamar County | TX | 0 | Lamar | CN602730319 | RN109126375 | cathodic protection retrofits. | The following property is used 100% for pollution control and is installed to meet or exceed federal or state regulations: cathodic protection retrofits. | 2016-03-10 | 172905 | 100
19866 | T1 | Atmos Energy Corporation | Mid-Tex Pipeline Lampasas County | natural gas pipeline - | Lampasas County | TX |  | Lampasas | CN602730319 | RN109126417 | cathodic protection retrofits. | The following property is used 100% for pollution control and is installed to meet or exceed federal or state regulations: cathodic protection retrofits. | 2016-03-10 | 13351539 | 100
19867 | T1 | Atmos Energy Corporation | Mid-Tex Pipeline McLennan County | natural gas pipeline - | McLennan County | TX |  | McLennan | CN602730319 | RN109060509 | cathodic protection retrofits. | The following property is used 100% for pollution control and is installed to meet or exceed federal or state regulations: cathodic protection retrofits. | 2016-03-10 | 1028433 | 100
19868 | T1 | Atmos Energy Corporation | Mid-Tex Pipeline Milam County | natural gas pipeline - | Milam County | TX |  | Milam | CN602730319 | RN109126508 | cathodic protection retrofits. | The following property is used 100% for pollution control and is installed to meet or exceed federal or state regulations: cathodic protection retrofits. | 2016-03-10 | 140831 | 100
19869 | T1 | Atmos Energy Corporation | Mid-Tex Pipeline Navarro County | natural gas pipeline - | Navarro County | TX |  | Navarro | CN602730319 | RN109127647 | cathodic protection retrofits. | The following property is used 100% for pollution control and is installed to meet or exceed federal or state regulations: cathodic protection retrofits. | 2016-03-11 | 291931 | 100
19870 | T1 | Atmos Energy Corporation | Mid-Tex Pipeline Scurry County | natural gas pipeline - | Scurry County | TX | 0 | Scurry | CN602730319 | RN109127704 | cathodic protection retrofits. | The following property is used 100% for pollution control and is installed to meet or exceed federal or state regulations: cathodic protection retrofits. | 2016-03-11 | 118877 | 100
19871 | T1 | Atmos Energy Corporation | Mid-Tex Pipeline Smith County | natural gas pipeline - | Smith County | TX | 0 | Smith | CN602730319 | RN109127738 | cathodic protection retrofits. | The following property is used 100% for pollution control and is installed to meet or exceed federal or state regulations: cathodic protection retrofits. | 2016-03-11 | 426660 | 100
19872 | T1 | Atmos Energy Corporation | Mid-Tex Pipeline Tarrant County | natural gas pipeline - | Tarrant County | TX |  | Tarrant | CN602730319 | RN109127795 | cathodic protection retrofits. | The following property is used 100% for pollution control and is installed to meet or exceed federal or state regulations: cathodic protection retrofits. | 2016-03-11 | 1281724 | 100
19873 | T1 | Atmos Energy Corporation | Mid-Tex Pipeline Taylor County | natural gas pipeline - | Taylor County | TX |  | Taylor | CN602730319 | RN109127829 | cathodic protection retrofits. | The following property is used 100% for pollution control and is installed to meet or exceed federal or state regulations: cathodic protection retrofits. | 2016-03-11 | 434974 | 100
19874 | T1 | Atmos Energy Corporation | Mid-Tex Pipeline Van Zandt County | natural gas pipeline - | Van Zandt County | TX |  | Van Zandt | CN602730319 | RN109128215 | cathodic protection retrofits. | The following property is used 100% for pollution control and is installed to meet or exceed federal or state regulations: cathodic protection retrofits. | 2016-03-11 | 232632 | 100
19875 | T1 | Atmos Energy Corporation | Mid-Tex Pipeline Wichita County | Natural Gas Pipeline - | Wichita County | TX | 0 | Wichita | CN602730319 | RN104884358 | cathodic protection retrofits. | The following property is used 100% for pollution control and is installed to meet or exceed federal or state regulations: cathodic protection retrofits. | 2016-03-11 | 545026 | 100
19876 | T1 | Atmos Energy Corporation | Mid-Tex Pipeline Williamson County | Natural Gas Pipeline - | Williamson County | TX | 0 | Williamson | CN602730319 | RN105834014 | cathodic protection retrofits. | The following property is used 100% for pollution control and is installed to meet or exceed federal or state regulations: cathodic protection retrofits. | 2016-03-11 | 1873720 | 100
19877 | T1 | Atmos Energy Corporation | Mid-Tex Pipeline Wise County | natural gas pipeline - | Wise County | TX | 0 | Wise | CN602730319 | RN105077549 | cathodic protection retrofits. | The following property is used 100% for pollution control and is installed to meet or exceed federal or state regulations: cathodic protection retrofits. | 2016-03-11 | 613617 | 100
19878 | T1 | Atmos Energy Corporation | Mid-Tex Pipeline Erath County | natural gas pipeline - | Erath County | TX |  | Erath | CN602730319 | RN109128330 | cathodic protection retrofits. | The following property is used 100% for pollution control and is installed to meet or exceed federal or state regulations: cathodic protection retrofits. | 2016-03-11 | 1104602 | 100
19879 | T1 | Flint Hills Resources Port Arthur, LLC | Port Arthur Chemicals | 4241 Savannah Avenue | Port Arthur | TX | 77640 | Jefferson | CN603743030 | RN100217389 | secondary containment for storage tank 31T-104. | The following property is used 100% for pollution control and is installed to meet or exceed federal or state regulations: secondary containment for storage tank 31T-104. | 2016-03-22 | 2200000 | 100
19880 | T1 | Air Products, LLC | Air Products Pasadena Plant | 1423 Pasadena Freeway | Pasadena | TX | 77506 | Harris | CN602299257 | RN100221324 | wastewater equalization tank T850, pad stormwater collection tank T870, and associated piping. | The following property is used 100% for pollution control and is installed to meet or exceed federal or state regulations: wastewater equalization tank T850, pad stormwater collection tank T870, and associated piping. | 2016-03-18 | 4359706 | 100
19881 | T1 | Capitol Chevrolet | Capitol Chevrolet | 6200 S IH 35 | Austin | TX | 78745 | Travis | CN600246029 | RN102797321 | water quality ponds, the riparian rock and other structural controls located in the water quality transition zones, three splitter boxes, and three sedimentation ponds. | The following property is used 100% for pollution control and is installed to meet or exceed federal or state regulations: water quality ponds, the riparian rock and other structural controls located in the water quality transition zones, three splitter boxes, and three sedimentation ponds. A negative determination for the water quality transition zones. The mere fact that stormwater flows across a piece of land does not make that land pollution control property. | 2016-06-29 | 750150 | 100
19882 | T1 | Air Products, LLC | Air Products Pasadena Plant | 1423 Pasadena Freeway | Pasadena | TX | 77506 | Harris | CN602299257 | RN100221324 | Tank T880 hazardous waste storage tank system including tank, piping, ancillary equipment, and secondary containment. | The following property is used 100% for pollution control and is installed to meet or exceed federal or state regulations: Tank T880 hazardous waste storage tank system including tank, piping, ancillary equipment, and secondary containment. | 2016-03-18 | 2378162 | 100
19883 | T1 | WMCI Austin II LLC | Bexley Anderson Mill Apts | 8601 Anderson Mill Rd | Austin | TX | 78729 | Williamson | CN604869974 | RN104792296 | stormwater quality features including water quality transition zone, water quality pond, critical water quality zone area, and weir structure at outfall. | The following property is used 100% for pollution control and is installed to meet or exceed federal or state regulations: stormwater quality features including water quality pond, critical water quality zone area, and weir structure at outfall. A negative determination for the water quality transition zone. The mere fact that stormwater flows across a piece of land does not make that land pollution control property. | 2016-06-23 | 2273175 | 100
19884 |  | WMCI Austin IV LLC | Bexley at Whitestone Apts | 9826 N Lake Creek Pkwy | Austin | TX | 78717 | Travis | CN605089796 | RN105379853 | stormwater quality wet basin pond and water quality upland areas. | Withdrawn/Returned | 2016-04-25 | 3469404 | 100
19885 | T1 | WMCI Austin I LLC | Bexley at Silverado | 12820 W Parmer Ln | Cedar Park | TX | 78613 | Williamson | CN605089838 | RN104744909 | 135,472 square foot water quality retention pond. | The following property is used 100% for pollution control and is installed to meet or exceed federal or state regulations: 135,472 square foot water quality retention pond. | 2016-04-26 | 1154720 | 100
19886 | T1 | BMCA Gainesville LLC | Gainesville ISO | 1301 Corporate Drive | Gainesville | TX | 76240 | Cooke | CN603291386 | RN105416671 | 17 blast gates installed on individual dust collection vacuum lines. | The following property is used 100% for pollution control and is installed to meet or exceed federal or state regulations: 17 blast gates installed on individual dust collection vacuum lines. | 2016-05-27 | 164933 | 100
19887 | T1 | BMCA Gainesville LLC | Gainesville ISO | 1301 Corporate Drive | Gainesville | TX | 76240 | Cooke | CN603291386 | RN105416671 | spill containment pond. | The following property is used 100% for pollution control and is installed to meet or exceed federal or state regulations: spill containment pond. | 2016-09-23 | 274784 | 100
19888 | T1 | Freescale Semiconductor Inc. | Freescale - Ed Bluestein | 3501 Ed Bluestein Blvd | Austin | TX | 78721 | Travis | CN602689218 | RN100843747 | Thermal Oxidation Unit. | The following property is used 100% for pollution control and is installed to meet or exceed federal or state regulations: Thermal Oxidation Unit. | 2016-03-21 | 700000 | 100
19889 | T1 | Building Materials Corporation of America | GAF Materials BU 1040 | 2600 Singleton Blvd | Dallas | TX | 75212 | Dallas | CN600474753 | RN100788959 | thermal oxidizer refractory material and nitrogen generator that is necessary for operation of oxygen sensor installed in thermal oxidizer stack. | The following property is used 100% for pollution control and is installed to meet or exceed federal or state regulations: thermal oxidizer refractory material and nitrogen generator that is necessary for operation of oxygen sensor installed in thermal oxidizer stack. | 2016-05-13 | 235938 | 100
19890 | T1 | Stolt-Nielsen USA Inc. | Stolt Tank Barge Services | 16300 De Zavalla Road | Channelview | TX | 77530 | Harris | CN602524019 | RN102562063 | vapor combustion unit. | The following property is used 100% for pollution control and is installed to meet or exceed federal or state regulations: vapor combustion unit. | 2016-03-23 | 747482 | 100
19891 | T1 | Westlake Longview Corporation | Westlake Longview | 2290 Callahan Rd | Longview | TX | 75602 | Harrison | CN603126459 | RN105138721 | flare systems including PE-1 capture system used to collect and convey vent gases to flare, PE-2 flare system EPN 145FL1 including capture and control systems, and PE-3 flare system EPN 085FL1 and EPN 146FL2 including capture and control systems. | The following property is used 100% for pollution control and is installed to meet or exceed federal or state regulations: flare systems including PE-1 capture system used to collect and convey vent gases to flare, PE-2 flare system EPN 145FL1 including capture and control systems, and PE-3 flare system EPN 085FL1 and EPN 146FL2 including capture and control systems. | 2016-03-22 | 2349648 | 100
19892 | T1 | Allsup Petroleum, Inc. | Allsups 204 | 701 E Hendricks Blvd | Wink | TX | 79789 | Winkler | CN601099260 | RN108171505 | Overfill alarms, tank top sumps, automatic tank gauging probes and control console monitors, secondary containment monitoring equipment to monitor interstitial space in double-walled tanks or double-walled pipes for leaks, automatic line leak detectors, the incremental difference in cost between double-walled tanks and single-walled tanks, and the incremental difference in cost between double-walled pipes and single-walled pipes. | The following property is used 100% for pollution control and is installed to meet or exceed federal or state regulations: Overfill alarms, tank top sumps, automatic tank gauging probes and control console monitors, secondary containment monitoring equipment to monitor interstitial space in double-walled tanks or double-walled pipes for leaks, automatic line leak detectors, the incremental difference in cost between double-walled tanks and single-walled tanks, and the incremental difference in cost between double-walled pipes and single-walled pipes. | 2016-04-15 | 122404.4 | 100
19893 | T1 | Luminant Generation Company LLC | Comanche Peak Nuclear Power Plant | 6322 N FM 56 | Glen Rose | TX | 76043 | Somervell | CN603256413 | RN103044053 | Secondary containment around oil-filled equipment including one berm unit, nine metal vaults and two moat units, four wall inserts and associated concrete walls and footings, and two head wall units and associated concrete walls and footings, and a high volume hydro-excavator and a trailer for hydro-excavator. | The following property is used 100% for pollution control and is installed to meet or exceed federal or state regulations: secondary containment around oil-filled equipment including one berm unit, nine metal vaults and two moat units, four wall inserts and associated concrete walls and footings, and two head wall units and associated concrete walls and footings, and a high volume hydro-excavator and a trailer for hydro-excavator. | 2016-04-06 | 1579317 | 100
19894 | T1 | Westlake Longview Corporation | Westlake Longview | 2290 Callahan Rd | Longview | TX | 75602 | Harrison | CN603126459 | RN105138721 | concrete secondary containment installed for tanks 70-136-10, D-156, D-157, D-158, D-161, DD-4B-4 and TK-112. | The following property is used 100% for pollution control and is installed to meet or exceed federal or state regulations: concrete secondary containment installed for tanks 70-136-10, D-156, D-157, D-158, D-161, DD-4B-4 and TK-112. | 2016-04-14 | 1068813 | 100
19895 | T1 | Westlake Longview Corporation | Westlake Longview | 2290 Callahan Rd | Longview | TX | 75602 | Harrison | CN603126459 | RN105138721 | the portion of the process sewer piping located at the Westlake Longview facility which was installed to convey polyethylene plant PE-1 wastewater from containment areas and the acrylate pad. | The following property is used 100% for pollution control and is installed to meet or exceed federal or state regulations: the portion of the process sewer piping located at the Westlake Longview facility which was installed to convey polyethylene plant PE-1 wastewater from containment areas and the acrylate pad. | 2016-03-23 | 381369 | 100
19896 | T1 | Structural Metals dba CMC Steel Texas | Structural Metals | 1 Steel Mill Drive | Seguin | TX | 78155 | Guadalupe | CN600129001 | RN102413689 | The incremental cost difference for 28 low NOx burners compared to the burners being replaced that do not have the NOx controls. | The following property is used 100% for pollution control and is installed to meet or exceed federal or state regulations: The incremental cost difference for 28 low NOx burners compared to the burners being replaced that do not have the NOx controls. | 2016-03-28 | 2000000 | 100
19897 | T1 | Structural Metals dba CMC Steel Texas | Structural Metals | 1 Steel Mill Drive | Seguin | TX | 78155 | Guadalupe | CN600129001 | RN102413689 | Twenty Radiation Detectors. | The following property is used 100% for pollution control and is installed to meet or exceed federal or state regulations: Twenty Radiation Detectors. | 2016-03-28 | 830000 | 100
19898 | T1 | Structural Metals dba CMC Steel Texas | Structural Metals | 1 Steel Mill Drive | Seguin | TX | 78155 | Guadalupe | CN600129001 | RN102413689 | Dust Suppression Equipment consisting of a Peterbilt 4000 Gallon Water Truck Model 357 and TYMCO Model 600 Street Sweeper. | The following property is used 100% for pollution control and is installed to meet or exceed federal or state regulations: Dust Suppression Equipment consisting of a Peterbilt 4000 Gallon Water Truck Model 357 and TYMCO Model 600 Street Sweeper. | 2016-03-28 | 435000 | 100
19899 | T1 | Structural Metals dba CMC Steel Texas | Structural Metals | 1 Steel Mill Drive | Seguin | TX | 78155 | Guadalupe | CN600129001 | RN102413689 | Drift Eliminators on Cooling Tower A (TWR-A-1), Cooling Tower B (TWR-B), Cooling Tower C (TWR-C-1), Cooling Tower E (CASTER-TWR), Cooling Tower E1 (CASTER-TWR1), Cooling Tower H (MILL-TWR-2), Cooling Tower J (COOLBEDTWR), Cooling Tower K (MILL-TWR-1), and Cooling Tower L (SHDR-TWR1). | The following property is used 100% for pollution control and is installed to meet or exceed federal or state regulations: Drift Eliminators on Cooling Tower A (TWR-A-1), Cooling Tower B (TWR-B), Cooling Tower C (TWR-C-1), Cooling Tower E (CASTER-TWR), Cooling Tower E1 (CASTER-TWR1), Cooling Tower H (MILL-TWR-2), Cooling Tower J (COOLBEDTWR), Cooling Tower K (MILL-TWR-1), and Cooling Tower L (SHDR-TWR1). | 2016-03-28 | 600000 | 100
19900 | T1 | Structural Metals dba CMC Steel Texas | Structural Metals | 1 Steel Mill Drive | Seguin | TX | 78155 | Guadalupe | CN600129001 | RN102413689 | Water recycling pond and associated pumps. | The following property is used 100% for pollution control and is installed to meet or exceed federal or state regulations: Water recycling pond and associated pumps. | 2016-03-28 | 800000 | 100
19901 | T1 | Atmos Energy Corporation | Mid-Tex Pipeline Anderson County | Natural Gas Pipeline - | Anderson County | TX | 0 | Anderson | CN602730319 | RN109142166 | sedimentation and erosion controls including slope breakers, silt fences, staked hay or straw bales, matting, and diking. | The following property is used 100% for pollution control and is installed to meet or exceed federal or state regulations: sedimentation and erosion controls including slope breakers, silt fences, staked hay or straw bales, matting, and diking. | 2016-03-24 | 224039 | 100
19902 | T1 | Atmos Energy Corporation | Mid-Tex Pipeline Bell County | natural gas pipeline | Bell County | TX |  | Bell | CN602730319 | RN109120394 | sedimentation and erosion controls including slope breakers, silt fences, staked hay or straw bales, matting, and diking. | The following property is used 100% for pollution control and is installed to meet or exceed federal or state regulations: sedimentation and erosion controls including slope breakers, silt fences, staked hay or straw bales, matting, and diking. | 2016-03-24 | 101800 | 100
19903 | T1 | Atmos Energy Corporation | Mid-Tex Pipeline Bosque County | natural gas pipeline - | Bosque County | TX |  | Bosque | CN602730319 | RN109142331 | sedimentation and erosion controls including slope breakers, silt fences, staked hay or straw bales, matting, and diking. | The following property is used 100% for pollution control and is installed to meet or exceed federal or state regulations: sedimentation and erosion controls including slope breakers, silt fences, staked hay or straw bales, matting, and diking. | 2016-03-24 | 93133 | 100
19904 | T1 | Atmos Energy Corporation | Mid-Tex Pipeline Burnet County | natural gas pipeline - | Burnet County | TX |  | Burnet | CN602730319 | RN109142364 | sedimentation and erosion controls including slope breakers, silt fences, staked hay or straw bales, matting, and diking. | The following property is used 100% for pollution control and is installed to meet or exceed federal or state regulations: sedimentation and erosion controls including slope breakers, silt fences, staked hay or straw bales, matting, and diking. | 2016-03-24 | 351391 | 100
19905 | T1 | Atmos Energy Corporation | Mid-Tex Pipeline Collin County | natural gas pipeline - | Collin County | TX |  | Collin | CN602730319 | RN108733569 | sedimentation and erosion controls including slope breakers, silt fences, staked hay or straw bales, matting, and diking. | The following property is used 100% for pollution control and is installed to meet or exceed federal or state regulations: sedimentation and erosion controls including slope breakers, silt fences, staked hay or straw bales, matting, and diking. | 2016-03-24 | 93060 | 100
19906 | T1 | Atmos Energy Corporation | Mid-Tex Pipeline Denton County | natural gas pipeline - | Denton County | TX | 0 | Denton | CN602730319 | RN109142372 | sedimentation and erosion controls including slope breakers, silt fences, staked hay or straw bales, matting, and diking. | The following property is used 100% for pollution control and is installed to meet or exceed federal or state regulations: sedimentation and erosion controls including slope breakers, silt fences, staked hay or straw bales, matting, and diking. | 2016-03-24 | 190096 | 100
19907 | T1 | Atmos Energy Corporation | Mid-Tex Pipeline Falls County | natural gas pipeline | Falls County | TX |  | Falls | CN602730319 | RN109122440 | sedimentation and erosion controls including slope breakers, silt fences, staked hay or straw bales, matting, and diking. | The following property is used 100% for pollution control and is installed to meet or exceed federal or state regulations: sedimentation and erosion controls including slope breakers, silt fences, staked hay or straw bales, matting, and diking. | 2016-03-24 | 99000 | 100
19908 | T1 | Atmos Energy Corporation | Mid-Tex Pipeline Henderson County | natural gas pipeline - | Henderson County | TX | 0 | Henderson | CN602730319 | RN109144261 | sedimentation and erosion controls including slope breakers, silt fences, staked hay or straw bales, matting, and diking. | The following property is used 100% for pollution control and is installed to meet or exceed federal or state regulations: sedimentation and erosion controls including slope breakers, silt fences, staked hay or straw bales, matting, and diking. | 2016-03-24 | 2349599 | 100
19909 | T1 | JADE REAL PROPERTIES LLC | Pantheon Garden Offices | 1370 and 1380 Pantheon Way | Hollywood Park | TX | 78232 | Bexar | CN605190875 | RN109299586 | Curbing, concrete flumes, and underground piping and 1.5 acres vegetative filter strip. | Withdrawn/Returned | 2016-05-02 | 809464 | 100
19910 | T1 | Atmos Energy Corporation | Mid-Tex Pipeline Limestone County | natural gas pipeline - | Limestone County | TX | 0 | Limestone | CN602730319 | RN109144394 | sedimentation and erosion controls including slope breakers, silt fences, staked hay or straw bales, matting, and diking. | The following property is used 100% for pollution control and is installed to meet or exceed federal or state regulations: sedimentation and erosion controls including slope breakers, silt fences, staked hay or straw bales, matting, and diking. | 2016-03-24 | 398486 | 100
19911 | T1 | Atmos Energy Corporation | Mid-Tex Pipeline McLennan County | natural gas pipeline - | McLennan County | TX |  | McLennan | CN602730319 | RN109060509 | sedimentation and erosion controls including slope breakers, silt fences, staked hay or straw bales, matting, and diking. | The following property is used 100% for pollution control and is installed to meet or exceed federal or state regulations: sedimentation and erosion controls including slope breakers, silt fences, staked hay or straw bales, matting, and diking. | 2016-03-24 | 238800 | 100
19912 | T1 | Atmos Energy Corporation | Mid-Tex Pipeline Red River County | Natural Gas Pipeline - | Red River County | TX |  | Red River | CN602730319 | RN109144667 | sedimentation and erosion controls including slope breakers, silt fences, staked hay or straw bales, matting, and diking. | The following property is used 100% for pollution control and is installed to meet or exceed federal or state regulations: sedimentation and erosion controls including slope breakers, silt fences, staked hay or straw bales, matting, and diking. | 2016-03-24 | 137325 | 100
19913 | T1 | Atmos Energy Corporation | Mid-Tex Pipeline Travis County | natural gas pipeline - | Travis County | TX |  | Travis | CN602730319 | RN109144683 | sedimentation and erosion controls including slope breakers, silt fences, staked hay or straw bales, matting, and diking. | The following property is used 100% for pollution control and is installed to meet or exceed federal or state regulations: sedimentation and erosion controls including slope breakers, silt fences, staked hay or straw bales, matting, and diking. | 2016-03-24 | 330500 | 100
19914 | T1 | Lane Construction Corporation | Hot Mix Asphalt Plant, Chico, Texas | 1443 South Highway 101 | Chico | TX | 76431 | Wise | CN600531628 | RN107996126 | Bag house on hot mix plant. | Withdrawn/Returned | 2016-05-02 | 86265 | 100
19915 | T1 | Atmos Energy Corporation | Mid-Tex Pipeline Van Zandt County | natural gas pipeline - | Van Zandt County | TX |  | Van Zandt | CN602730319 | RN109128215 | sedimentation and erosion controls including slope breakers, silt fences, staked hay or straw bales, matting, and diking. | The following property is used 100% for pollution control and is installed to meet or exceed federal or state regulations: sedimentation and erosion controls including slope breakers, silt fences, staked hay or straw bales, matting, and diking. | 2016-03-24 | 989643 | 100
19916 | T1 | Big Brown Power Company, LLC | Big Brown Steam Electric Station | 850 FM 2750 | Fairfield | TX | 75840 | Freestone | CN603263872 | RN101198059 | Units 1 & 2 Sorbent Injection System Additions. | The following property is used 100% for pollution control and is installed to meet or exceed federal or state regulations: Units 1 & 2 Sorbent Injection System Additions consisting of blower addition and revised injection points; dry bulk material storage solo addition, associated piping, and particulate matter bin vent filter; and pneumatic feeder trains and transport line additions. | 2016-04-01 | 3847063 | 100
19917 | T1 | Atmos Energy Corporation | Mid-Tex Pipeline Parker County | Natural Gas Pipeline - | Parker County | TX | 0 | Parker | CN602730319 | RN109148650 | four remote controlled block valves. | The following property is used 100% for pollution control and is installed to meet or exceed federal or state regulations: four remote controlled block valves. | 2016-04-01 | 1682715 | 100
19918 | T1 | EOG Resources Inc | Three Rivers Oil Terminal | 330 FM 1042 | Three Rivers | TX | 78071 | Live Oak | CN600564520 | RN108688508 | external floating roofs and secondary seals for tanks T-5040 and T-5050. | The following property is used 100% for pollution control and is installed to meet or exceed federal or state regulations: external floating roofs and secondary seals for tanks T-5040 and T-5050. | 2016-05-17 | 549589 | 100
19919 | T1 | Higman Marine Services, Inc. | Peninsula Location | 16530 Peninsula Blvd. | Houston | TX | 77015 | Harris | CN602756108 | RN104481460 | The incremental cost difference between a single-hulled barge and a double hulled barge, perimeter deck spill rails, high level overflow alarms, and closed gauging for Barges HTCO 3130, HTCO 3131, HTCO 3144, and HTCO 3145. | The following property is used 100% for pollution control and is installed to meet or exceed federal or state regulations: The incremental cost difference between a single-hulled barge and a double hulled barge, perimeter deck spill rails, high level overflow alarms, and closed gauging for Barges HTCO 3130, HTCO 3131, HTCO 3144, and HTCO 3145. | 2016-04-01 | 4242960 | 100
19920 | T1 | Higman Marine Services, Inc. | Peninsula Location | 16530 Peninsula Blvd. | Houston | TX | 77015 | Harris | CN602756108 | RN104481460 | Vapor recovery equipment on Barges HTCO 3130, HTCO 3131, HTCO 3144, and HTCO 3145. | The following property is used 100% for pollution control and is installed to meet or exceed federal or state regulations: Vapor recovery equipment on Barges HTCO 3130, HTCO 3131, HTCO 3144, and HTCO 3145. | 2016-04-01 | 707160 | 100
19921 | T1 | EOG Resources, Inc. | Three Rivers Oil Terminal | 330 FM 1042 | Three Rivers | TX | 78071 | Live Oak | CN600564520 | RN108688508 | earthen berm installed as secondary containment for two 100,000 barrel storage tanks. | The following property is used 100% for pollution control and is installed to meet or exceed federal or state regulations: earthen berm installed as secondary containment for two 100,000 barrel storage tanks. | 2016-05-17 | 278444 | 100
19922 | T1 | East Texas Electric Cooperatives, Inc. | Woodville Renewable Power Project | 1580 County Road 1020 | Woodville | TX | 75979 | Tyler | CN602932527 | RN105878797 | Wastewater pollution control equipment consisting of dechlorination equipment, a water recycling system, and an oil/water separator. | Withdrawn/Returned | 2016-07-04 | 4839942 | 100
19923 | T1 | EOG Resources, Inc. | Three Rivers Oil Terminal | 330 FM 1042 | Three Rivers | TX | 78071 | Live Oak | CN600564520 | RN108688508 | cathodic protection system consisting of forty-four 24# aluminum slab anodes and associated mounting equipment installed in each of two storage tanks. | Withdrawn/Returned | 2016-05-10 | 14987 | 100
19924 | T1 | Precision Drilling Corporation | Drilling Rig #549 | Joaquin Galan Grant Survey | Laredo | TX | 78045 | Webb | CN604727636 | RN106160211 | drilling mud recycling system including shaker tank, shale shakers, and degasser. | The following property is used 100% for pollution control and is installed to meet or exceed federal or state regulations: drilling mud recycling system including shaker tanks, shale shakers, desilter, desander, and degasser. | 2016-04-05 | 666000 | 100
19925 | T1 | Chevron Phillips Chemical Company LP | Cedar Bayou Chemical Complex | 9500 I-10 East, Exit 796 | Baytown | TX | 77521 | Harris | CN600303614 | RN103919817 | CEMS installed on gas fired boiler. | The following property is used 100% for pollution control and is installed to meet or exceed federal or state regulations: CEMS installed on gas fired boiler. | 2016-04-01 | 1740000 | 100
19926 | T1 | Chevron Phillips Chemical Company LP | Cedar Bayou Chemical Complex | 9500 I-10 East, Exit 796 | Baytown | TX | 77521 | Harris | CN600303614 | RN103919817 | CEMS installed on Furnaces 1-8. | The following property is used 100% for pollution control and is installed to meet or exceed federal or state regulations: CEMS installed on Furnaces 1-8. | 2016-04-01 | 14000000 | 100
19927 | T1 | Chevron Phillips Chemical Company LP | Cedar Bayou Chemical Complex | 9500 I-10 East, Exit 796 | Baytown | TX | 77521 | Harris | CN600303614 | RN103919817 | Ethylene Unit Flare System. | The following property is used 100% for pollution control and is installed to meet or exceed federal or state regulations: Ethylene Unit Flare System. | 2016-04-01 | 65000000 | 100
19928 | T1 | Chevron Phillips Chemical Company LP | Cedar Bayou Chemical Complex | 9500 I-10 East, Exit 796 | Baytown | TX | 77521 | Harris | CN600303614 | RN103919817 | Selective Catalytic Reduction System (SCR) installed on gas fired boiler. | The following property is used 100% for pollution control and is installed to meet or exceed federal or state regulations: Selective Catalytic Reduction System (SCR) installed on gas fired boiler. | 2016-04-01 | 4000000 | 100
19929 | T1 | Precision Drilling Corporation | Drilling Rig #549 | Joaquin Galan Grant Survey | Laredo | TX | 78045 | Webb | CN604727636 | RN106160211 | ram type blowout preventers (BOPs), closing unit to actuate the BOPs, and choke manifold system to control pressure variations when the BOPs are engaged. | The following property is used 100% for pollution control and is installed to meet or exceed federal or state regulations: ram type blowout preventers (BOPs), closing unit to actuate the BOPs, and choke manifold system to control pressure variations when the BOPs are engaged. | 2016-04-05 | 643000 | 100
19930 | T1 | Chevron Phillips Chemical Company LP | Cedar Bayou Chemical Complex | 9500 I-10 East, Exit 796 | Baytown | TX | 77521 | Harris | CN600303614 | RN103919817 | Selective Catalytic Reduction Systems (SCR) installed on Furnaces 1-8. | The following property is used 100% for pollution control and is installed to meet or exceed federal or state regulations: Selective Catalytic Reduction Systems (SCR) installed on Furnaces 1-8. | 2016-04-01 | 32000000 | 100
19931 | T1 | Chevron Phillips Chemical Company LP | Cedar Bayou Chemical Complex | 9500 I-10 East, Exit 796 | Baytown | TX | 77521 | Harris | CN600303614 | RN103919817 | slop oil and oily sludge processing system including chemical treatment tanks, storage tanks, material handling equipment, and polishing treatment equipment. | The following property is used 100% for pollution control and is installed to meet or exceed federal or state regulations: slop oil and oily sludge processing system including chemical treatment tanks, storage tanks, material handling equipment, and polishing treatment equipment. | 2016-04-01 | 12000000 | 100
19932 | T1 | Chevron Phillips Chemical Company LP | Cedar Bayou Chemical Complex | 9500 I-10 East, Exit 796 | Baytown | TX | 77521 | Harris | CN600303614 | RN103919817 | vapor destruction unit. | The following property is used 100% for pollution control and is installed to meet or exceed federal or state regulations: vapor destruction unit. | 2016-04-01 | 2800000 | 100
19933 | T1 | Chevron Phillips Chemical Company LP | Cedar Bayou Chemical Complex | 9500 I-10 East, Exit 796 | Baytown | TX | 77521 | Harris | CN600303614 | RN103919817 | wastewater treatment facility including tanks, pumps, solids separation and dewatering equipment, activated sludge system, and other equipment used to remove contaminants from wastewater prior to discharge. | The following property is used 100% for pollution control and is installed to meet or exceed federal or state regulations: wastewater treatment facility including tanks, pumps, solids separation and dewatering equipment, activated sludge system, and other equipment used to remove contaminants from wastewater prior to discharge. | 2016-04-01 | 180600000 | 100
19934 | T1 | Chevron Phillips Chemical Company LP | Sweeny Chemical Complex | 21441 Loop 419 | Sweeny | TX | 77480 | Brazoria | CN600303614 | RN100825249 | flow meter and gas chromatograph located in the inlet to the flare and vapor destruction unit (VDU). | The following property is used 100% for pollution control and is installed to meet or exceed federal or state regulations: flow meter and gas chromatograph located in the inlet to the flare and vapor destruction unit (VDU). | 2016-04-05 | 3000000 | 100
19935 | T1 | Chevron Phillips Chemical Company LP | Sweeny Chemical Complex | 21441 Loop 419 | Sweeny | TX | 77480 | Brazoria | CN600303614 | RN100825249 | vapor destruction unit installed to control emissions from the treater regeneration vents. | The following property is used 100% for pollution control and is installed to meet or exceed federal or state regulations: vapor destruction unit installed to control emissions from the treater regeneration vents. | 2016-04-01 | 32000000 | 100
19936 | T1 | Chevron Phillips Chemical Company LP | Sweeny Chemical Complex | 21441 Loop 419 | Sweeny | TX | 77480 | Brazoria | CN600303614 | RN100825249 | baghouse filters installed on atmospheric vents in the Polyethylene Unit. | The following property is used 100% for pollution control and is installed to meet or exceed federal or state regulations: baghouse filters installed on atmospheric vents in the Polyethylene Unit. | 2016-04-05 | 1600000 | 100
19937 | T1 | Chevron Phillips Chemical Company LP | Sweeny Chemical Complex | 21441 Loop 419 | Sweeny | TX | 77480 | Brazoria | CN600303614 | RN100825249 | flow meter and gas chromatograph installed in the return line to the cooling tower. | The following property is used 100% for pollution control and is installed to meet or exceed federal or state regulations: flow meter and gas chromatograph installed in the return line to the cooling tower. | 2016-04-01 | 1500000 | 100
19938 | T1 | Chevron Phillips Chemical Company LP | Sweeny Chemical Complex | 21441 Loop 419 | Sweeny | TX | 77480 | Brazoria | CN600303614 | RN100825249 | internal floating roofs with primary and secondary seals installed on Hexene Tank 1 and Hexene Tank 2. | The following property is used 100% for pollution control and is installed to meet or exceed federal or state regulations: internal floating roofs with primary and secondary seals installed on Hexene Tank 1 and Hexene Tank 2. | 2016-04-01 | 800000 | 100
19939 | T1 | Chevron Phillips Chemical Company LP | Sweeny Chemical Complex | 21441 Loop 419 | Sweeny | TX | 77480 | Brazoria | CN600303614 | RN100825249 | HEPA filters installed to control particulate matter emissions from the Catalyst Activators. | The following property is used 100% for pollution control and is installed to meet or exceed federal or state regulations: HEPA filters installed to control particulate matter emissions from the Catalyst Activators. | 2016-04-01 | 2000000 | 100
19940 | T1 | Chevron Phillips Chemical Company LP | Sweeny Chemical Complex | 21441 Loop 419 | Sweeny | TX | 77480 | Brazoria | CN600303614 | RN100825249 | multipoint ground flare installed to control emissions from the Polyethylene Plant. | The following property is used 100% for pollution control and is installed to meet or exceed federal or state regulations: multipoint ground flare installed to control emissions from the Polyethylene Plant. | 2016-04-01 | 60500000 | 100
19941 | T1 | Chevron Phillips Chemical Company LP | Sweeny Chemical Complex | 21441 Loop 419 | Sweeny | TX | 77480 | Brazoria | CN600303614 | RN100825249 | CEMS installed on 10th furnace in Ethylene Unit 33. | The following property is used 100% for pollution control and is installed to meet or exceed federal or state regulations: CEMS installed on 10th furnace in Ethylene Unit 33. | 2016-04-01 | 1700000 | 100
19942 | T1 | Precision Drilling Corporation | Drilling Rig #565 | W&NW Railroad Co Survey Abst # | Near Barstow | TX | 79719 | Ward | CN604727636 | RN106160211 | drilling mud recycling system including shaker tank, shale shakers, desilter, desander, and degasser. | The following property is used 100% for pollution control and is installed to meet or exceed federal or state regulations: drilling mud recycling system including shaker tank, shale shakers, desilter, desander, and degasser. | 2016-04-07 | 707900 | 100
19943 | T1 | Precision Drilling Corporation | Drilling Rig #565 | W&NW Railroad Co Survey Abst # | Near Barstow | TX | 79719 | Ward | CN604727636 | RN106160211 | ram type blowout preventers (BOPs), closing unit to actuate the BOPs, and choke manifold system to control pressure variations when the BOPs are engaged. | The following property is used 100% for pollution control and is installed to meet or exceed federal or state regulations: ram type blowout preventers (BOPs), closing unit to actuate the BOPs, and choke manifold system to control pressure variations when the BOPs are engaged. | 2016-04-07 | 896000 | 100
19944 | T1 | Precision Drilling Corporation | Drilling Rig #584 | H&GN Railroad Survey Abst 444 | Near Pecos | TX | 79772 | Reeves | CN604727636 | RN106160211 | drilling mud recycling system including shaker tank, shale shakers, and degasser. | The following property is used 100% for pollution control and is installed to meet or exceed federal or state regulations: drilling mud recycling system including shaker tank, shale shakers, and degasser. | 2016-04-07 | 666000 | 100
19945 | T1 | The Sabine Mining Company | Sabine Mining Company Lignite Surface Coal Mine | 6501 FM Road 968 W | Hallsville | TX | 75650 | Harrison | CN600835797 | RN103968707 | Sediment Ponds R2A & R2B. | The following property is used 100% for pollution control and is installed to meet or exceed federal or state regulations: Sediment Ponds R2A and R2B. | 2016-04-06 | 271829.71 | 100
19946 | T1 | The Sabine Mining Company | Sabine Mining Company Lignite Surface Coal Mine | 6501 FM Road 968 W | Hallsville | TX | 75650 | Harrison | CN600835797 | RN103968707 | Water tank for water truck. | The following property is used 100% for pollution control and is installed to meet or exceed federal or state regulations: water tank for water truck. | 2016-04-06 | 353826.22 | 100
19947 | T1 | The Sabine Mining Company | Sabine Mining Company Lignite Surface Coal Mine | 6501 FM Road 968 W | Hallsville | TX | 75650 | Harrison | CN600835797 | RN103968707 | CAT D11T Dozer, Unit #XXXXXX, VIN #XXXXXXXX. | The following property is used 100% for pollution control and is installed to meet or exceed federal or state regulations: CAT D11T Dozer, Unit #XXXXXX, VIN #XXXXXXXX. | 2016-04-06 | 2506333.13 | 100
19948 | T1 | Precision Drilling Corporation | Drilling Rig #584 | H&GN Railroad Survey Abst 444 | Near Pecos | TX | 79772 | Reeves | CN604727636 | RN106160211 | ram type blowout preventers (BOPs), closing unit to actuate the BOPs, and choke manifold system to control pressure variations when the BOPs are engaged. | The following property is used 100% for pollution control and is installed to meet or exceed federal or state regulations: ram type blowout preventers (BOPs), closing unit to actuate the BOPs, and choke manifold system to control pressure variations when the BOPs are engaged. | 2016-04-07 | 1264000 | 100
19949 | T1 | Precision Drilling Corporation | Drilling Rig #613 | University Land Survey Abst | Near Mentone | TX | 79754 | Loving | CN604727636 | RN106160211 | drilling mud recycling system including shaker tank, shale shakers, desilter, desander, and degasser. | The following property is used 100% for pollution control and is installed to meet or exceed federal or state regulations: drilling mud recycling system including shaker tank, shale shakers, desilter, desander, and degasser. | 2016-04-07 | 777900 | 100
19950 | T1 | Precision Drilling Corporation | Drilling Rig #613 | University Land Survey Abst | Near Mentone | TX | 79754 | Loving | CN604727636 | RN106160211 | ram type blowout preventers (BOPs), closing unit to actuate the BOPs, and choke manifold system to control pressure variations when the BOPs are engaged. | The following property is used 100% for pollution control and is installed to meet or exceed federal or state regulations: ram type blowout preventers (BOPs), closing unit to actuate the BOPs, and choke manifold system to control pressure variations when the BOPs are engaged. | 2016-04-07 | 1295000 | 100
19951 | T1 | Union Tank Car Company | Cleveland Repair Shop 102 | 604 CR 2205 | Cleveland | TX | 77327 | Liberty | CN600126395 | RN100224575 | vapor combustor unit consisting of a 55 foot tall and 5.67 foot diameter stack with natural gas fired burners. | The following property is used 100% for pollution control and is installed to meet or exceed federal or state regulations: vapor combustor unit consisting of a 55 foot tall and 5.67 foot diameter stack with natural gas fired burners. | 2016-05-19 | 154400 | 100
19952 | T1 | Texas Lehigh Cement Company LP | Buda Plant | 701 Cement Plant Road | Buda | TX | 78610 | Hays | CN600127666 | RN102597846 | Two ESC mercury sorbent trap systems, two Rosemont oxygen monitors, two SICK Maihak GM-35 moisture monitors, monitor shelters, and data handling system. | The following property is used 100% for pollution control and is installed to meet or exceed federal or state regulations: Two ESC mercury sorbent trap systems, two Rosemont oxygen monitors, two SICK Maihak GM-35 moisture monitors, monitor shelters, and data handling system. | 2016-04-27 | 145322.35 | 100
19953 | T1 | Stolt-Nielsen USA Inc. | Stolt Tank Cleaning Facility and Depot | 16300 De Zavalla Road | Channelview | TX | 77530 | Harris | CN602524019 | RN102562063 | thermal oxidizer (EPN 93-2A). | The following property is used 100% for pollution control and is installed to meet or exceed federal or state regulations: thermal oxidizer (EPN 93-2A). | 2016-04-26 | 227612 | 100
19954 | T1 | Magellan Terminals Holdings, LP | Galena Park Terminal | 2600 Federal Rd | Houston | TX | 77015 | Harris | CN600134639 | RN102180486 | Storage tank internal floating roofs and secondary seals installed on Tanks 372, 384, 393, 394, 401, 405, 406, 417, 502, 508, 510, 511, 515, 516, and 519. | The following property is used 100% for pollution control and is installed to meet or exceed federal or state regulations: Storage tank internal floating roofs and secondary seals installed on Tanks 372, 384, 393, 394, 401, 405, 406, 417, 502, 508, 510, 511, 515, 516, and 519. | 2016-04-07 | 1491591.13 | 100
19955 | T1 | Magellan Pipeline Terminals, LP | East Houston Tank Farm | 7901 Wallisville Rd | Houston | TX | 77029 | Harris | CN603167297 | RN102186129 | Internal floating roofs and secondary seals installed on tanks 1221, 1225, 1226, 1227, 1228, 1403, and 2504. | The following property is used 100% for pollution control and is installed to meet or exceed federal or state regulations: internal floating roofs and secondary seals installed on tanks 1221, 1225, 1226, 1227, 1228, 1403, and 2504. | 2016-06-02 | 2540950.5 | 100
19956 | T1 | Slay Transportation Co Inc | Slay Transportation Baytown Facility | 5920 W Bay Rd | Baytown | TX | 77523 | Chambers | CN600269427 | RN106954704 | truck wash vacuum vapor collection system and enclosed flare/vapor combustion unit. | The following property is used 100% for pollution control and is installed to meet or exceed federal or state regulations: truck wash vacuum vapor collection system and enclosed flare/vapor combustion unit. | 2016-04-26 | 722179 | 100
19957 | T1 | Chevron Phillips Chemical Company LP | Sweeny Chemical Complex | 21441 Loop 419 | Sweeny | TX | 77480 | Brazoria | CN600303614 | RN100825249 | selective catalytic reduction system (SCR) installed on Furnace #10. | The following property is used 100% for pollution control and is installed to meet or exceed federal or state regulations: selective catalytic reduction system (SCR) installed on Furnace #10. | 2016-04-05 | 2000000 | 100
19958 | T1 | International Paper Company | Orange Mill | 1750 Inland Road | Orange | TX | 77632 | Orange | CN601047830 | RN100214428 | Electrostatic precipitator monitoring system replacement, electrostatic precipitator exhaust duct and fan drives replacement, and electrostatic precipitator exhaust stacks replacement for the No. 1 and No. 2 recovery furnaces. | The following property is used 100% for pollution control and is installed to meet or exceed federal or state regulations: Electrostatic precipitator monitoring system replacement, electrostatic precipitator exhaust duct and fan drives replacement, and electrostatic precipitator exhaust stacks replacement for the No. 1 and No. 2 recovery furnaces. | 2016-04-22 | 3243870 | 100
19959 | T1 | Chevron Phillips Chemical Company LP | Sweeny Chemical Complex | 21441 Loop 419 | Sweeny | TX | 77480 | Brazoria | CN600303614 | RN100825249 | polyethylene area stormwater and process water pond; pellet area stormwater runoff detention pond; stormwater and process water sumps; polyethylene area stormwater sump pumps; pellet area stormwater sump pumps; hydrosieves in polymer area sumps; oil/water separator; surface drainage pumps; and septic systems. | The following property is used 100% for pollution control and is installed to meet or exceed federal or state regulations: polyethylene area stormwater and process water pond; pellet area stormwater runoff detention pond; stormwater and process water sumps; polyethylene area stormwater sump pumps; pellet area stormwater sump pumps; hydrosieves in polymer area sumps; oil/water separator; surface drainage pumps; and septic systems. | 2016-04-06 | 32000000 | 100
19960 | T1 | Chuck Nash Chevrolet Buick Inc | Chuck Nash Chevrolet Buick | 3209 N IH 35 | San Marcos | TX | 78666 | Hays | CN600363006 | RN105422372 | riparian stabilized filtration channels located on each side of the buildings, pilot channels with stormwater weirs located at rear of the property, and water quality pond located in the southeast area of the property. The land included in this use determination is limited to only the land that is used solely as filtration channels, pilot channels, and the water quality pond. It does not include land used for vehicle parking or storage. The mere fact that stormwater flows across a piece of vegetated land does not make that land pollution control property eligible for a positive use determination. | The following property is used 100% for pollution control and is installed to meet or exceed federal or state regulations: riparian stabilized filtration channels located on each side of the buildings, pilot channels with stormwater weirs located at rear of the property, and water quality pond located in the southeast area of the property. The land included in this use determination is limited to only the land that is used solely as filtration channels, pilot channels, and the water quality pond. It does not include land used for vehicle parking or storage. The mere fact that stormwater flows across a piece of vegetated land does not make that land pollution control property eligible for a positive use determination. | 2016-05-23 | 1656358 | 100
19961 | T1 | Scan Vision Ltd | Scan Vision Drilling Rig | 9395 FM 2767 | Tyler | TX | 75708 | Smith | CN605124015 | RN109160911 | Drilling mud recycling system including the shale shaker, desilter, and desander. | The following property is used 100% for pollution control and is installed to meet or exceed federal or state regulations: Drilling mud recycling system including the shale shaker, desilter, and desander. | 2016-04-11 | 509451 | 100
19962 | T1 | Scan Vision Ltd | Scan Vision Drilling Rig | 9395 FM 2767 | Tyler | TX | 75708 | Smith | CN605124015 | RN109160911 | Drilling rig spill response equipment including the ram type blowout preventers, closing units, and choke manifold systems. | The following property is used 100% for pollution control and is installed to meet or exceed federal or state regulations: Drilling rig spill response equipment including the ram type blowout preventers, closing units, and choke manifold systems. | 2016-04-11 | 726996 | 100
19963 | T1 | El Paso Lamination LLC | El Paso Lamination | 9900 Railroad Dr Ste 4 | El Paso | TX | 79924 | El Paso | CN603131178 | RN100661750 | baghouse filtration system. | The following property is used 100% for pollution control and is installed to meet or exceed federal or state regulations: baghouse filtration system. | 2016-05-19 | 720709.29 | 100
19964 | T1 | Valsource International, LLC | Valsource Pasadena | 9415 New Century Dr | Pasadena | TX | 77507 | Harris | CN603676495 | RN105342729 | heavy metal stabilizer. | The following property is used 100% for pollution control and is installed to meet or exceed federal or state regulations: heavy metal stabilizer. | 2016-04-12 | 26712 | 100
19965 | T1 | STBH Holdings | Reliable Automotive - Buda | 3420 Ranch Rd 967 | Buda | TX | 78610 | Hays | CN605014752 | RN108877614 | stormwater retention pond. | The following property is used 100% for pollution control and is installed to meet or exceed federal or state regulations: stormwater retention pond. | 2016-04-26 | 850000 | 100
19966 | T1 | EnLink North Texas Pipeline LP | EnLink North Texas Pipeline Denton County | Natural Gas Pipeline - | Denton County | TX |  | Denton | CN604638437 | RN109162610 | cathodic protection; fusion-bonded epoxy (FBE) on the pipe surface; adhesive for top coat; and top coat consisting of polyethylene or polypropylene. | The following property is used 100% for pollution control and is installed to meet or exceed federal or state regulations: cathodic protection; fusion-bonded epoxy (FBE) on the pipe surface; adhesive for top coat; and top coat consisting of polyethylene or polypropylene. | 2016-04-12 | 3395666 | 100
19967 | T1 | EnLink North Texas Pipeline LP | EnLink North Texas Pipeline Denton County | Natural Gas Pipeline - | Denton County | TX |  | Denton | CN604638437 | RN109162610 | sedimentation and erosion controls including slope breakers, silt fences, staked hay or straw bales, matting, and diking. | The following property is used 100% for pollution control and is installed to meet or exceed federal or state regulations: sedimentation and erosion controls including slope breakers, silt fences, staked hay or straw bales, matting, and diking. | 2016-04-12 | 3323172 | 100
19968 | T2 | EnLink North Texas Pipeline LP | EnLink North Texas Pipeline Denton County | Natural Gas Pipeline - | Denton County | TX |  | Denton | CN604638437 | RN109162610 | non-destructive pipeline testing expenditures. | The following property is used 100% for pollution control and is installed to meet or exceed federal or state regulations: non-destructive pipeline testing expenditures. | 2016-04-12 | 1071482 | 100
19969 | T1 | EnLink North Texas Pipeline LP | EnLink North Texas Pipeline – Collin County | Natural Gas Pipeline - | Collin County | TX | 0 | Collin | CN604638437 | RN109161612 | cathodic protection; fusion-bonded epoxy (FBE) on the pipe surface; adhesive for top coat; and top coat consisting of polyethylene or polypropylene. | The following property is used 100% for pollution control and is installed to meet or exceed federal or state regulations: cathodic protection; fusion-bonded epoxy (FBE) on the pipe surface; adhesive for top coat; and top coat consisting of polyethylene or polypropylene. | 2016-04-13 | 2192056 | 100
19970 | T1 | EnLink North Texas Pipeline LP | EnLink North Texas Pipeline – Collin County | Natural Gas Pipeline - | Collin County | TX | 0 | Collin | CN604638437 | RN109161612 | Sedimentation and erosion controls including slope breakers, silt fences, staked hay or straw bales, matting, and diking. | The following property is used 100% for pollution control and is installed to meet or exceed federal or state regulations: sedimentation and erosion controls including slope breakers, silt fences, staked hay or straw bales, matting, and diking. | 2016-04-13 | 2145258 | 100
19971 | T2 | EnLink North Texas Pipeline LP | EnLink North Texas Pipeline – Collin County | Natural Gas Pipeline - | Collin County | TX | 0 | Collin | CN604638437 | RN109161612 | Non-destructive testing expenditures. | The following property is used 100% for pollution control and is installed to meet or exceed federal or state regulations: Non-destructive pipeline testing expenditures. | 2016-04-13 | 691690 | 100
19972 | T1 | EnLink North Texas Pipeline LP | EnLink North Texas Pipeline Fannin County | Natural Gas Pipeline - | Fannin County | TX |  | Fannin | CN604638437 | RN109162669 | cathodic protection; fusion-bonded epoxy (FBE) on the pipe surface; adhesive for top coat; and top coat consisting of polyethylene or polypropylene. | The following property is used 100% for pollution control and is installed to meet or exceed federal or state regulations: cathodic protection; fusion-bonded epoxy (FBE) on the pipe surface; adhesive for top coat; and top coat consisting of polyethylene or polypropylene. | 2016-04-13 | 2114007 | 100
19973 | T1 | EnLink North Texas Pipeline LP | EnLink North Texas Pipeline Fannin County | Natural Gas Pipeline - | Fannin County | TX |  | Fannin | CN604638437 | RN109162669 | sedimentation and erosion controls including slope breakers, silt fences, staked hay or straw bales, matting, and diking. | The following property is used 100% for pollution control and is installed to meet or exceed federal or state regulations: sedimentation and erosion controls including slope breakers, silt fences, staked hay or straw bales, matting, and diking. | 2016-04-13 | 2068875 | 100
19974 | T2 | EnLink North Texas Pipeline LP | EnLink North Texas Pipeline Fannin County | Natural Gas Pipeline - | Fannin County | TX |  | Fannin | CN604638437 | RN109162669 | non-destructive pipeline testing expenditures. | The following property is used 100% for pollution control and is installed to meet or exceed federal or state regulations: non-destructive pipeline testing expenditures. | 2016-04-13 | 667062 | 100
19975 | T1 | EnLink North Texas Pipeline LP | EnLink North Texas Pipeline Lamar County | Natural Gas Pipeline - | Lamar County | TX |  | Lamar | CN604638437 | RN109162719 | cathodic protection; fusion-bonded epoxy (FBE) on the pipe surface; adhesive for top coat; and top coat consisting of polyethylene or polypropylene. | The following property is used 100% for pollution control and is installed to meet or exceed federal or state regulations: cathodic protection; fusion-bonded epoxy (FBE) on the pipe surface; adhesive for top coat; and top coat consisting of polyethylene or polypropylene. | 2016-04-13 | 287294 | 100
19976 | T1 | EnLink North Texas Pipeline LP | EnLink North Texas Pipeline Lamar County | Natural Gas Pipeline - | Lamar County | TX |  | Lamar | CN604638437 | RN109162719 | sedimentation and erosion controls including slope breakers, silt fences, staked hay or straw bales, matting, and diking. | The following property is used 100% for pollution control and is installed to meet or exceed federal or state regulations: sedimentation and erosion controls including slope breakers, silt fences, staked hay or straw bales, matting, and diking. | 2016-04-13 | 281161 | 100
19977 | T2 | EnLink North Texas Pipeline LP | EnLink North Texas Pipeline Lamar County | Natural Gas Pipeline - | Lamar County | TX |  | Lamar | CN604638437 | RN109162719 | non-destructive pipeline testing expenditures. | The following property is used 100% for pollution control and is installed to meet or exceed federal or state regulations: non-destructive pipeline testing expenditures. | 2016-04-13 | 90654 | 100
19978 | T1 | EnLink North Texas Pipeline LP | EnLink North Texas Pipeline Victoria County | Natural Gas Pipeline - | Victoria County | TX |  | Victoria | CN604638437 | RN109162743 | sedimentation and erosion controls including slope breakers, silt fences, staked hay or straw bales, matting, and diking. | The following property is used 100% for pollution control and is installed to meet or exceed federal or state regulations: sedimentation and erosion controls including slope breakers, silt fences, staked hay or straw bales, matting, and diking. | 2016-04-26 | 210774 | 100
19979 | T1 | EnLink North Texas Pipeline LP | EnLink North Texas Pipeline – Delta County | Natural Gas Pipeline - | Delta County | TX | 0 | Delta | CN604638437 | RN109161810 | cathodic protection; fusion-bonded epoxy (FBE) on the pipe surface; adhesive for top coat; and top coat consisting of polyethylene or polypropylene. | The following property is used 100% for pollution control and is installed to meet or exceed federal or state regulations: cathodic protection; fusion-bonded epoxy (FBE) on the pipe surface; adhesive for top coat; and top coat consisting of polyethylene or polypropylene. | 2016-04-13 | 742767 | 100
19980 | T1 | EnLink North Texas Pipeline LP | EnLink North Texas Pipeline – Delta County | Natural Gas Pipeline - | Delta County | TX | 0 | Delta | CN604638437 | RN109161810 | sedimentation and erosion controls including slope breakers, silt fences, staked hay or straw bales, matting, and diking. | The following property is used 100% for pollution control and is installed to meet or exceed federal or state regulations: sedimentation and erosion controls including slope breakers, silt fences, staked hay or straw bales, matting, and diking. | 2016-04-13 | 726910 | 100
19981 | T2 | EnLink North Texas Pipeline LP | EnLink North Texas Pipeline – Delta County | Natural Gas Pipeline - | Delta County | TX | 0 | Delta | CN604638437 | RN109161810 | Non-destructive pipeline testing expenditures. | The following property is used 100% for pollution control and is installed to meet or exceed federal or state regulations: Non-destructive pipeline testing expenditures. | 2016-04-13 | 234376 | 100
19982 | T1 | Victoria Express Pipeline LLC | Victoria Express Pipeline DeWitt County | Crude Oil Pipeline - | DeWitt County | TX | 0 | De Witt | CN605125186 | RN109162966 | cathodic protection; fusion-bonded epoxy (FBE) on the pipe surface; adhesive for top coat; and top coat consisting of polyethylene or polypropylene. | The following property is used 100% for pollution control and is installed to meet or exceed federal or state regulations: cathodic protection; fusion-bonded epoxy (FBE) on the pipe surface; adhesive for top coat; and top coat consisting of polyethylene or polypropylene. | 2016-04-14 | 819235 | 100
19983 | T1 | Victoria Express Pipeline LLC | Victoria Express Pipeline DeWitt County | Crude Oil Pipeline - | DeWitt County | TX | 0 | De Witt | CN605125186 | RN109162966 | sedimentation and erosion controls including slope breakers, silt fences, staked hay or straw bales, matting, and diking. | The following property is used 100% for pollution control and is installed to meet or exceed federal or state regulations: sedimentation and erosion controls including slope breakers, silt fences, staked hay or straw bales, matting, and diking. | 2016-04-14 | 801745 | 100
19984 | T2 | Victoria Express Pipeline LLC | Victoria Express Pipeline DeWitt County | Crude Oil Pipeline - | DeWitt County | TX | 0 | De Witt | CN605125186 | RN109162966 | Non-destructive pipeline testing expenditures. | The following property is used 100% for pollution control and is installed to meet or exceed federal or state regulations: Non-destructive pipeline testing expenditures. | 2016-04-14 | 258505 | 100
19985 | T1 | Victoria Express Pipeline LLC | Victoria Express Pipeline Victoria County | Crude Oil Pipeline - | Victoria County | TX | 0 | Victoria | CN605125186 | RN109163006 | cathodic protection; fusion-bonded epoxy (FBE) on the pipe surface; adhesive for top coat; and top coat consisting of polyethylene or polypropylene. | The following property is used 100% for pollution control and is installed to meet or exceed federal or state regulations: cathodic protection; fusion-bonded epoxy (FBE) on the pipe surface; adhesive for top coat; and top coat consisting of polyethylene or polypropylene. | 2016-04-14 | 1149638 | 100
19986 | T1 | Victoria Express Pipeline LLC | Victoria Express Pipeline Victoria County | Crude Oil Pipeline - | Victoria County | TX | 0 | Victoria | CN605125186 | RN109163006 | sedimentation and erosion controls including slope breakers, silt fences, staked hay or straw bales, matting, and diking. | The following property is used 100% for pollution control and is installed to meet or exceed federal or state regulations: sedimentation and erosion controls including slope breakers, silt fences, staked hay or straw bales, matting, and diking. | 2016-04-14 | 1125095 | 100
19987 | T2 | Victoria Express Pipeline LLC | Victoria Express Pipeline Victoria County | Crude Oil Pipeline - | Victoria County | TX | 0 | Victoria | CN605125186 | RN109163006 | Non-destructive pipeline testing expenditures. | The following property is used 100% for pollution control and is installed to meet or exceed federal or state regulations: Non-destructive pipeline testing expenditures. | 2016-04-14 | 362762 | 100
19988 | T1 | EOG Resources Inc | Robert Hindes Compressor Station | 1651 Irvin Rd | Fowlerton | TX | 78021 | La Salle | CN600564520 | RN107089534 | plant flare system. | The following property is used 100% for pollution control and is installed to meet or exceed federal or state regulations: plant flare system. | 2016-04-19 | 95839 | 100
19989 | T1 | EOG Resources Inc | Robert Hindes Compressor Station | 1651 Irvin Rd | Fowlerton | TX | 78021 | La Salle | CN600564520 | RN107089534 | vapor recovery unit. | The following property is used 100% for pollution control and is installed to meet or exceed federal or state regulations: vapor recovery unit. | 2016-04-19 | 94640 | 100
19990 | T1 | EOG Resources Inc | Hoff Ranch Sales Point | 17402 Hwy 97 | Fowlerton | TX | 78021 | La Salle | CN600564520 | RN106124795 | plant flare system. | The following property is used 100% for pollution control and is installed to meet or exceed federal or state regulations: plant flare systems. | 2016-04-19 | 95839 | 100
19991 | T1 | EOG Resources Inc | Conan Compressor Station | Lat: 31.9797 Long: -106.6233 | Loving County | TX |  | Loving | CN600564520 | RN107573941 | plant flare system. | The following property is used 100% for pollution control and is installed to meet or exceed federal or state regulations: plant flare system. | 2016-04-19 | 89624 | 100
19992 | T1 | EOG Resources Inc | Shiner North Compressor Station | 2810 CR 355 | Shiner | TX | 77984 | Gonzales | CN600564520 | RN107216590 | vapor recovery unit. | The following property is used 100% for pollution control and is installed to meet or exceed federal or state regulations: vapor recovery unit. | 2016-04-19 | 94640 | 100
19993 | T2 | EnLink Midstream Services LLC | Allison Compressor Station | Business 81&CR4010 E on CR4010 | Decatur | TX | 76234 | Wise | CN604592295 | RN102913225 | The following lean burn portions of reciprocating engines: turbocharger, fuel injection system consisting of fuel nozzles positioned within a pre-combustion chamber, and pre-combustion chamber for engines E-13 (Caterpillar 3616 TALE), E-14 (Caterpillar 3612 TALE), E-15 (Caterpillar 3612 TALE), E-16 (Caterpillar 3612 TALE), E-17 (Caterpillar 3612 TALE), E-18 (Caterpillar 3616 TALE), and E-23 (Caterpillar 3612 TALE). | The following property is used 100% for pollution control and is installed to meet or exceed federal or state regulations: The following lean burn portions of reciprocating engines: turbocharger, fuel injection system consisting of fuel nozzles positioned within a pre-combustion chamber, and pre-combustion chamber for engines E-13 (Caterpillar 3616 TALE), E-14 (Caterpillar 3612 TALE), E-15 (Caterpillar 3612 TALE), E-16 (Caterpillar 3612 TALE), E-17 (Caterpillar 3612 TALE), E-18 (Caterpillar 3616 TALE), and E-23 (Caterpillar 3612 TALE). | 2016-04-28 | 3054193 | 100
19994 | T2 | SWG Pipeline LLC | East Rhome Compressor Station | Hwy 114 & Hwy 506 E on Hwy 114 | Rhome | TX | 76078 | Wise | CN604592279 | RN100212539 | The following lean burn portions of reciprocating engines: turbocharger, fuel injection system consisting of fuel nozzles positioned within a pre-combustion chamber, and pre-combustion chamber for engines EE-14 (Caterpillar 3616 TALE), EE-15 (Caterpillar 3616 TALE), EE-16 (Caterpillar 3612 TALE), EE-17 (Caterpillar 3612 TALE), EE-18 (Caterpillar 3612 TALE), and EE-22 (Caterpillar 3612 TALE). | The following property is used 100% for pollution control and is installed to meet or exceed federal or state regulations: The following lean burn portions of reciprocating engines: turbocharger, fuel injection system consisting of fuel nozzles positioned within a pre-combustion chamber, and pre-combustion chamber for engines EE-14 (Caterpillar 3616 TALE), EE-15 (Caterpillar 3616 TALE), EE-16 (Caterpillar 3612 TALE), EE-17 (Caterpillar 3612 TALE), EE-18 (Caterpillar 3612 TALE), and EE-22 (Caterpillar 3612 TALE). | 2016-04-28 | 2849016 | 100
19995 | T1 | EOG Resources Inc | Hoff Ranch Sales Point | 17402 Hwy 97 | Fowlerton | TX | 78021 | La Salle | CN600564520 | RN106124795 | vapor recovery unit. | The following property is used 100% for pollution control and is installed to meet or exceed federal or state regulations: vapor recovery unit. | 2016-04-19 | 94640 | 100
19996 | T1 | EOG Resources Inc | Conan Compressor Station | Lat: 31.9797 Long: -106.6233 | Loving County | TX |  | Loving | CN600564520 | RN107573941 | vapor recovery unit. | The following property is used 100% for pollution control and is installed to meet or exceed federal or state regulations: vapor recovery unit. | 2016-04-19 | 87132 | 100
19997 | T1 | EOG Resources Inc | Shiner North Compressor Station | 2810 CR 355 | Shiner | TX | 77984 | Gonzales | CN600564520 | RN107216590 | plant flare system. | The following property is used 100% for pollution control and is installed to meet or exceed federal or state regulations: plant flare system. | 2016-04-19 | 95839 | 100
19998 | T1 | EOG Resources Inc | Westhoff Compressor Station | 604 CR 2019 | Smiley | TX | 78259 | Gonzales | CN600564520 | RN106721921 | vapor recovery unit. | The following property is used 100% for pollution control and is installed to meet or exceed federal or state regulations: vapor recovery unit. | 2016-04-19 | 94640 | 100
19999 | T1 | EOG Resources Inc | Westhoff Compressor Station | 604 CR 2019 | Smiley | TX | 78259 | Gonzales | CN600564520 | RN106721921 | plant flare system. | The following property is used 100% for pollution control and is installed to meet or exceed federal or state regulations: plant flare system. | 2016-04-19 | 95839 | 100
20000 | T1 | EOG Resources Inc | Swaim Compressor Station | 199 Franklin Ranch Rd | Tilden | TX | 78072 | McMullen | CN600564520 | RN106559776 | vapor recovery unit. | The following property is used 100% for pollution control and is installed to meet or exceed federal or state regulations: vapor recovery unit. | 2016-04-19 | 94640 | 100
20001 | T1 | EOG Resources Inc | Swaim Compressor Station | 199 Franklin Ranch Rd | Tilden | TX | 78072 | McMullen | CN600564520 | RN106559776 | plant flare system. | The following property is used 100% for pollution control and is installed to meet or exceed federal or state regulations: plant flare system. | 2016-04-19 | 95839 | 100
20002 | T1 | EOG Resources Inc | Naylor Jones East Compressor Station | 800 Private Road 314A OFR | Tilden | TX | 78072 | McMullen | CN600564520 | RN106824220 | Vapor recovery unit. | The following property is used 100% for pollution control and is installed to meet or exceed federal or state regulations: vapor recovery unit. | 2016-04-19 | 94640 | 100
20003 | T1 | EOG Resources Inc | Naylor Jones East Compressor Station | 800 Private Road 314A OFR | Tilden | TX | 78072 | McMullen | CN600564520 | RN106824220 | plant flare system. | The following property is used 100% for pollution control and is installed to meet or exceed federal or state regulations: plant flare system. | 2016-04-19 | 95839 | 100
20004 | T1 | EOG Resources Inc | Titan Hub | 21900 HWY 97 | Fowlerton | TX | 78021 | La Salle | CN600564520 | RN107440125 | plant flare system. | The following property is used 100% for pollution control and is installed to meet or exceed federal or state regulations: plant flare system. | 2016-04-19 | 577000 | 100
20005 | T1 | EOG Resources Inc | Titan Hub | 21900 HWY 97 | Fowlerton | TX | 78021 | La Salle | CN600564520 | RN107440125 | vapor recovery unit. | The following property is used 100% for pollution control and is installed to meet or exceed federal or state regulations: vapor recovery unit. | 2016-04-19 | 94500 | 100
20006 | T1 | Cowboy Motorsports of Austin | Cowboy Harley Davidson | 10917 IH 35 S | Austin | TX | 78747 | Travis | CN605126358 | RN109165639 | detention pond, sedimentation and filtration pond, and splitter box. | The following property is used 100% for pollution control and is installed to meet or exceed federal or state regulations: detention pond, sedimentation and filtration pond, and splitter box. | 2016-04-19 | 1275229 | 100
20007 | T1 | EnLink Midstream Services LLC | Bridgeport Gas Processing Plant | 415 Private Road 3502 | Bridgeport | TX | 76426 | Wise | CN604592295 | RN100223619 | regenerative thermal oxidizer and Plants 5 and 7 flares including flare stacks and burner tips. | The following property is used 100% for pollution control and is installed to meet or exceed federal or state regulations: regenerative thermal oxidizer and Plants 5 and 7 flares including flare stacks and burner tips. | 2016-04-19 | 11446456 | 100
20008 | T2 | Atmos Energy Corporation | Mid-Tex Pipeline Navarro County | natural gas pipeline - | Navarro County | TX |  | Navarro | CN602730319 | RN109127647 | Two 10-inch and one 30-inch remote controlled block valves. | The following property is used 100% for pollution control and is installed to meet or exceed federal or state regulations: Two 10-inch and one 30-inch remote controlled block valves. | 2016-04-22 | 1301446 | 100
20009 | T2 | Atmos Energy Corporation | Mid-Tex Pipeline Johnson County | Natural Gas Pipeline - | Johnson County | TX |  | Johnson | CN602730319 | RN109124297 | Four 24-inch remote controlled block valves. | The following property is used 100% for pollution control and is installed to meet or exceed federal or state regulations: Four 24-inch remote controlled block valves. | 2016-04-22 | 1282836 | 100
20010 | T2 | Atmos Energy Corporation | Mid-Tex Pipeline Dallas County | Natural Gas Pipeline - | Dallas County | TX |  | Dallas | CN602730319 | RN109166660 | One 8-inch, two 10-inch, two 12-inch, five 20-inch, one 24-inch, and four 30-inch remote controlled block valves. | The following property is used 100% for pollution control and is installed to meet or exceed federal or state regulations: One 8-inch, two 10-inch, two 12-inch, five 20-inch, one 24-inch, and four 30-inch remote controlled block valves. | 2016-04-22 | 1282220 | 100
20011 | T2 | Atmos Energy Corporation | Mid-Tex Pipeline Tarrant County | natural gas pipeline - | Tarrant County | TX |  | Tarrant | CN602730319 | RN109127795 | One 6-inch, two 10-inch, and three 24-inch remote controlled block valves. | The following property is used 100% for pollution control and is installed to meet or exceed federal or state regulations: One 6-inch, two 10-inch, and three 24-inch remote controlled block valves. | 2016-04-22 | 1057366 | 100
20012 | T2 | Atmos Energy Corporation | Mid-Tex Pipeline Van Zandt County | natural gas pipeline - | Van Zandt County | TX |  | Van Zandt | CN602730319 | RN109128215 | One 8-inch, one 10-inch, two 20-inch, and one 30-inch remote controlled block valves. | The following property is used 100% for pollution control and is installed to meet or exceed federal or state regulations: One 8-inch, one 10-inch, two 20-inch, and one 30-inch remote controlled block valves. | 2016-04-22 | 902270 | 100
20013 | T2 | Atmos Energy Corporation | Mid-Tex Pipeline Grimes County | Natural Gas Pipeline - | Grimes County | TX |  | Grimes | CN602730319 | RN109166116 | One 8-inch and one 30-inch remote controlled block valves. | The following property is used 100% for pollution control and is installed to meet or exceed federal or state regulations: One 8-inch and one 30-inch remote controlled block valves. | 2016-04-22 | 856182 | 100
20014 | T2 | Atmos Energy Corporation | Mid-Tex Pipeline Taylor County | natural gas pipeline - | Taylor County | TX |  | Taylor | CN602730319 | RN109127829 | Three 8-inch and three 12-inch remote controlled block valves. | The following property is used 100% for pollution control and is installed to meet or exceed federal or state regulations: Three 8-inch and three 12-inch remote controlled block valves. | 2016-04-22 | 718338 | 100
20015 | T2 | Atmos Energy Corporation | Mid-Tex Pipeline Collin County | natural gas pipeline - | Collin County | TX |  | Collin | CN602730319 | RN109166637 | Four 6-inch, two 8-inch, and three 20-inch remote controlled block valves. | The following property is used 100% for pollution control and is installed to meet or exceed federal or state regulations: Four 6-inch, two 8-inch, and three 20-inch remote controlled block valves. | 2016-04-22 | 412934 | 100
20016 | T2 | Atmos Energy Corporation | Mid-Tex Pipeline Smith County | natural gas pipeline - | Smith County | TX | 0 | Smith | CN602730319 | RN109127738 | Four 6-inch, two 8-inch, and three 20-inch remote controlled block valves. | The following property is used 100% for pollution control and is installed to meet or exceed federal or state regulations: Two 6-inch, three 12-inch, and one 20-inch remote controlled block valves. | 2016-04-22 | 366958 | 100
20017 | T2 | Atmos Energy Corporation | Mid-Tex Pipeline McLennan County | natural gas pipeline - | McLennan County | TX |  | McLennan | CN602730319 | RN109060509 | Two 3-inch, one 8-inch, one 16-inch, and two 20-inch remote controlled block valves. | The following property is used 100% for pollution control and is installed to meet or exceed federal or state regulations: Two 6-inch, three 12-inch, and one 20-inch remote controlled block valves. | 2016-04-22 | 317694 | 100
20018 | T2 | Atmos Energy Corporation | Mid-Tex Pipeline Bell County | Natural Gas Pipeline - | Bell County | TX | 0 | Bell | CN602730319 | RN109120394 | One 6-inch, three 10-inch, and one 12-inch remote controlled block valves. | The following property is used 100% for pollution control and is installed to meet or exceed federal or state regulations: One 6-inch, three 10-inch, and one 12-inch remote controlled block valves. | 2016-04-22 | 253711 | 100
20019 | T2 | EnLink Texas Processing LP | Silver Creek Processing Plant | Take Pearson RR 3 MI to Dirt | Weatherford | TX | 76087 | Parker | CN604638346 | RN105163232 | Dry Low Emissions (NOx) System additions to Solar Taurus Turbine Units I – III including combustor lines; injectors; fuel conditioning system; fuel ring; fuel control valve and pilot valve; and sensors and controls. | The following property is used 100% for pollution control and is installed to meet or exceed federal or state regulations: Dry Low Emissions (NOx) System additions to Solar Taurus Turbine Units I – III including combustor lines; injectors; fuel conditioning system; fuel ring; fuel control valve and pilot valve; and sensors and controls. | 2016-04-26 | 1500000 | 100
20020 | T1 | San Miguel Electric Cooperative, Inc. | San Miguel Generating Station | 6200 FM 3387 | Christine | TX | 78012 | Atascosa | CN600132278 | RN100226539 | selective non-catalytic reduction system (SNCR) including equipment used to store, pump, and inject urea into the boiler. | The following property is used 100% for pollution control and is installed to meet or exceed federal or state regulations: selective non-catalytic reduction system (SNCR) including equipment used to store, pump, and inject urea into the boiler. | 2016-07-14 | 5699195.41 | 100
20021 | T2 | Atmos Energy Corporation | Mid-Tex Pipeline Denton County | natural gas pipeline - | Denton County | TX | 0 | Denton | CN602730319 | RN109142372 | two 8 inch, three 20 inch and three 24 inch remote controlled block valves. | The following property is used 100% for pollution control and is installed to meet or exceed federal or state regulations: two 8 inch, three 20 inch and three 24 inch remote controlled block valves. | 2016-04-26 | 2005855 | 100
20022 | T2 | Atmos Energy Corporation | Mid-Tex Pipeline Anderson County | Natural Gas Pipeline - | Anderson County | TX | 0 | Anderson | CN602730319 | RN109142166 | one 12 inch and one 24 inch remote controlled block valves. | The following property is used 100% for pollution control and is installed to meet or exceed federal or state regulations: one 12 inch and one 24 inch remote controlled block valves. | 2016-04-26 | 495707 | 100
20023 | T1 | Buc-ees Ltd | Buc-ees 18 | 40900 Highway 290 Business | Waller | TX | 77484 | Waller | CN600777452 | RN106526031 | Fuel tank monitoring system, under dispenser sumps, tank top sumps, automatic line leak detectors, tight fill fittings, sensing devices, spill containers, and automatic shut-off valves. | The following property is used 100% for pollution control and is installed to meet or exceed federal or state regulations: Fuel tank monitoring system, under dispenser sumps, tank top sumps, automatic line leak detectors, tight fill fittings, sensing devices, spill containers, and automatic shut-off valves. | 2016-05-18 | 196210 | 100
20024 | T1 | Buc-ees Ltd | Buc-ees 22 | 2760 N IH 35 | New Braunfels | TX | 78130 | Comal | CN600777452 | RN106337421 | Fuel tank monitoring system, under dispenser sumps, tank top sumps, automatic line leak detectors, tight fill fittings, sensing devices, spill containers, and automatic shut-off valves. | The following property is used 100% for pollution control and is installed to meet or exceed federal or state regulations: Fuel tank monitoring system, under dispenser sumps, tank top sumps, automatic line leak detectors, tight fill fittings, sensing devices, spill containers, and automatic shut-off valves. | 2016-05-18 | 20379000 | 100
20025 | T1 | Buc-ees Ltd | Buc-ees 26 | 205 Interstate 45 S | Madisonville | TX | 77864 | Madison | CN600777452 | RN105661375 | Fuel tank monitoring system, under dispenser sumps, tank top sumps, automatic line leak detectors, tight fill fittings, sensing devices, spill containers, and automatic shut-off valves. | The following property is used 100% for pollution control and is installed to meet or exceed federal or state regulations: Fuel tank monitoring system, under dispenser sumps, tank top sumps, automatic line leak detectors, tight fill fittings, sensing devices, spill containers, and automatic shut-off valves. | 2016-05-18 | 142090 | 100
20026 | T1 | Buc-ees Ltd | Buc-ees 28 | 1700 E State Highway 71 | Bastrop | TX | 78602 | Bastrop | CN600777452 | RN106394158 | Fuel tank monitoring system, under dispenser sumps, tank top sumps, automatic line leak detectors, tight fill fittings, sensing devices, spill containers, and automatic shut-off valves. | The following property is used 100% for pollution control and is installed to meet or exceed federal or state regulations: Fuel tank monitoring system, under dispenser sumps, tank top sumps, automatic line leak detectors, tight fill fittings, sensing devices, spill containers, and automatic shut-off valves. | 2016-05-18 | 71390 | 100
20027 | T1 | Buc-ees Ltd | Buc-ees 30 | 10484 US 59 Hwy | Wharton | TX | 77488 | Wharton | CN600777452 | RN105661425 | Fuel tank monitoring system, under dispenser sumps, tank top sumps, automatic line leak detectors, tight fill fittings, sensing devices, spill containers, and automatic shut-off valves. | The following property is used 100% for pollution control and is installed to meet or exceed federal or state regulations: Fuel tank monitoring system, under dispenser sumps, tank top sumps, automatic line leak detectors, tight fill fittings, sensing devices, spill containers, and automatic shut-off valves. | 2016-05-18 | 135980 | 100
20028 | T1 | Buc-ees Ltd | Buc-ees 31 | 1243 Crabb River Rd | Richmond | TX | 77469 | Fort Bend | CN600777452 | RN105661458 | Fuel tank monitoring system, tank top sumps, automatic line leak detectors, tight fill fittings, spill containers, and automatic shut-off valves. | The following property is used 100% for pollution control and is installed to meet or exceed federal or state regulations: Fuel tank monitoring system, tank top sumps, automatic line leak detectors, tight fill fittings, spill containers, and automatic shut-off valves. | 2016-05-18 | 40820 | 100
20029 | T1 | Buc-ees Ltd | Buc-ees 32 | 27106 Highway 290 | Cypress | TX | 77433 | Harris | CN600777452 | RN105822183 | Fuel tank monitoring system, tank top sumps, automatic line leak detectors, tight fill fittings, spill containers, and automatic shut-off valves. | The following property is used 100% for pollution control and is installed to meet or exceed federal or state regulations: Fuel tank monitoring system, tank top sumps, automatic line leak detectors, tight fill fittings, spill containers, and automatic shut-off valves. | 2016-05-18 | 41710 | 100
20030 | T1 | Buc-ees Ltd | Buc-ees 33 | 6201 IH 45 | Texas City | TX | 77591 | Galveston | CN600777452 | RN106659279 | Fuel tank monitoring system, under dispenser sumps, tank top sumps, automatic line leak detectors, tight fill fittings, sensing devices, spill containers, and automatic shut-off valves. | The following property is used 100% for pollution control and is installed to meet or exceed federal or state regulations: Fuel tank monitoring system, under dispenser sumps, tank top sumps, automatic line leak detectors, tight fill fittings, sensing devices, spill containers, and automatic shut-off valves. | 2016-05-18 | 71390 | 100
20031 | T1 | Buc-ees Ltd | Buc-ees 34 | 4080 East Fwy | Baytown | TX | 77521 | Harris | CN600777452 | RN106927650 | Fuel tank monitoring system, under dispenser sumps, tank top sumps, automatic line leak detectors, tight fill fittings, sensing devices, spill containers, and automatic shut-off valves. | The following property is used 100% for pollution control and is installed to meet or exceed federal or state regulations: Fuel tank monitoring system, under dispenser sumps, tank top sumps, automatic line leak detectors, tight fill fittings, sensing devices, spill containers, and automatic shut-off valves. | 2016-05-18 | 142090 | 100
20032 | T1 | Buc-ees Ltd | Buc-ees 35 | 4155 N Interstate 35 | Temple | TX | 76501 | Bell | CN600777452 | RN107266728 | Fuel tank monitoring system, under dispenser sumps, tank top sumps, automatic line leak detectors, tight fill fittings, sensing devices, spill containers, and automatic shut-off valves. | The following property is used 100% for pollution control and is installed to meet or exceed federal or state regulations: Fuel tank monitoring system, under dispenser sumps, tank top sumps, automatic line leak detectors, tight fill fittings, sensing devices, spill containers, and automatic shut-off valves. | 2016-05-18 | 203790 | 100
20033 | T1 | Buc-ees Ltd | Buc-ees 36 | 506 W Interstate 20 | Terrell | TX | 75160 | Kaufman | CN600777452 | RN107129157 | Fuel tank monitoring system, under dispenser sumps, tank top sumps, automatic line leak detectors, tight fill fittings, sensing devices, spill containers, and automatic shut-off valves. | The following property is used 100% for pollution control and is installed to meet or exceed federal or state regulations: Fuel tank monitoring system, under dispenser sumps, tank top sumps, automatic line leak detectors, tight fill fittings, sensing devices, spill containers, and automatic shut-off valves. | 2016-05-18 | 196210 | 100
20034 | T2 | Atmos Energy Corporation | Atmos Pipeline Mid-Tex Kerr County | Kerr County Pipeline Segments | Kerrville | TX | 78028 | Kerr | CN602730319 | RN109177063 | one 6 inch and one 8 inch remote controlled block valve. | The following property is used 100% for pollution control and is installed to meet or exceed federal or state regulations: one 6 inch and one 8 inch remote controlled block valve. | 2016-04-26 | 499619 | 100
20035 | T2 | Atmos Energy Corporation | Atmos Pipeline Mid-Tex Fort Bend County | Fort Bend County | Katy | TX | 77449 | Fort Bend | CN602730319 | RN109177253 | two 10 inch and two 18 inch remote controlled block valve. | The following property is used 100% for pollution control and is installed to meet or exceed federal or state regulations: two 10 inch and two 18 inch remote controlled block valve. | 2016-04-26 | 249068 | 10
20036 | T1 | Eastman Chemical Texas City | Eastman Chemical Texas City | 201 Bay Street S | Texas City | TX | 77590 | Galveston | CN604022632 | RN100212620 | vent line between process equipment and scrubber 56K-100. | The following property is used 100% for pollution control and is installed to meet or exceed federal or state regulations: vent line between process equipment and scrubber 56K-100. | 2016-05-25 | 66858 | 100
20037 | T1 | Aladdin Manufacturing Corporation | Aladdin Manufacturing Commerce Plant | 8591 TX HWY 11 | Commerce | TX | 75428 | Hunt | CN604397307 | RN106957814 | Rebond baghouse dust collection system. | The following property is used 100% for pollution control and is installed to meet or exceed federal or state regulations: Rebond baghouse dust collection system. | 2016-06-08 | 101126 | 100
20038 | T1 | Ensign US Southern Drilling, LLC | Drilling Rig 773 | Latitude (N) 31.450208 | Reagan County | TX |  | Reagan | CN604347831 | RN109189274 | drilling rig spill response equipment including ram type blow-out preventers, closing units, and choke manifold systems. | The following property is used 100% for pollution control and is installed to meet or exceed federal or state regulations: drilling rig spill response equipment including RAM type blow-out preventers, closing units, and choke manifold systems. | 2016-05-05 | 1280402 | 100
20039 | T1 | RC218 LLC | Refined coal facility unit CY-218 | 13065 Plant Road | Bremond | TX | 76629 | Robertson | CN605139930 | RN100226570 | refined coal facility equipment including a M45-B conex, liquid tote and containment, chemical pumps and associated chemical delivery system plumbing, motor control center, programmable logic control system, and all associated valves, fitting, and equipment; and a M45-a facility/skid and associated concrete pads, associated chemical delivery system plumbing, motor control center, silo, electrical cabling and all associated valves, fitting, and equipment. | Withdrawn/Returned | 2016-05-18 | 3068055 | 100
20040 | T1 | Ensign US Southern Drilling, LLC | Drilling Rig 769 | latitude N 32.036319, | Culberson County | TX |  | Culberson | CN604347831 | RN109192849 | drilling rig spill response equipment including ram type blowout preventers, closing units, and choke manifold systems. | The following property is used 100% for pollution control and is installed to meet or exceed federal or state regulations: drilling rig spill response equipment including ram type blowout preventers, closing units, and choke manifold systems. | 2016-05-05 | 1304836 | 100
20041 | T1 | Ensign US Southern Drilling, LLC | Drilling Rig 774 | Latitude N 31.723731, | Near Garden City | TX |  | Glasscock | CN604347831 | RN109192872 | drilling rig spill response equipment including ram type blowout preventers, closing units, and choke manifold systems. | The following property is used 100% for pollution control and is installed to meet or exceed federal or state regulations: drilling rig spill response equipment including ram type blowout preventers, closing units, and choke manifold systems. | 2016-05-05 | 1267071 | 100
20042 | T1 | Ensign US Southern Drilling, LLC | Drilling Rig 773 | Latitude (N) 31.450208 | Reagan County | TX |  | Reagan | CN604347831 | RN109189274 | drilling mud recycling system including a shale shaker, desilter, and desander. | The following property is used 100% for pollution control and is installed to meet or exceed federal or state regulations: drilling mud recycling system including a shale shaker, desilter, and desander. | 2016-04-29 | 1149311 | 100
20043 | T1 | Allsup Petroleum, Inc. | Allsups 154 | 1501 N Neches St | Coleman | TX | 76834 | Coleman | CN601099260 | RN102007861 | Overfill alarms, tank top sumps, automatic tank gauging probes and control console monitors, secondary containment monitoring equipment to monitor interstitial space in double-walled tanks or double-walled pipes for leaks, automatic line leak detectors, the incremental difference in cost between double-walled tanks and single-walled tanks, and the incremental difference in cost between double-walled pipes and single-walled pipes. | The following property is used 100% for pollution control and is installed to meet or exceed federal or state regulations: Overfill alarms, tank top sumps, automatic tank gauging probes and control console monitors, secondary containment monitoring equipment to monitor interstitial space in double-walled tanks or double-walled pipes for leaks, automatic line leak detectors, the incremental difference in cost between double-walled tanks and single-walled tanks, and the incremental difference in cost between double-walled pipes and single-walled pipes. | 2016-05-02 | 122404.4 | 100
20044 | T1 | Allsup Petroleum, Inc. | Allsups 78 | 503 W 2nd St | White Deer | TX | 79097 | Carson | CN601099260 | RN102028263 | Overfill alarms, tank top sumps, automatic tank gauging probes and control console monitors, secondary containment monitoring equipment to monitor interstitial space in double-walled tanks or double-walled pipes for leaks, automatic line leak detectors, the incremental difference in cost between double-walled tanks and single-walled tanks, and the incremental difference in cost between double-walled pipes and single-walled pipes. | The following property is used 100% for pollution control and is installed to meet or exceed federal or state regulations: Overfill alarms, tank top sumps, automatic tank gauging probes and control console monitors, secondary containment monitoring equipment to monitor interstitial space in double-walled tanks or double-walled pipes for leaks, automatic line leak detectors, the incremental difference in cost between double-walled tanks and single-walled tanks, and the incremental difference in cost between double-walled pipes and single-walled pipes. | 2016-05-02 | 122404.4 | 100
20045 | T1 | Allsup Petroleum, Inc. | Allsups 278 | 101 E Jim Sharp Blvd | Kermit | TX | 79745 | Winkler | CN601099260 | RN102041860 | Overfill alarms, tank top sumps, automatic tank gauging probes and control console monitors, secondary containment monitoring equipment to monitor interstitial space in double-walled tanks or double-walled pipes for leaks, automatic line leak detectors, the incremental difference in cost between double-walled tanks and single-walled tanks, and the incremental difference in cost between double-walled pipes and single-walled pipes. | The following property is used 100% for pollution control and is installed to meet or exceed federal or state regulations: Overfill alarms, tank top sumps, automatic tank gauging probes and control console monitors, secondary containment monitoring equipment to monitor interstitial space in double-walled tanks or double-walled pipes for leaks, automatic line leak detectors, the incremental difference in cost between double-walled tanks and single-walled tanks, and the incremental difference in cost between double-walled pipes and single-walled pipes. | 2016-05-02 | 122404.4 | 100
20046 | T1 | Allsup Petroleum, Inc. | Allsups 101 | 206 E Broadway St | Fritch | TX | 79036 | Hutchinson | CN601099260 | RN102056769 | Overfill alarms, tank top sumps, automatic tank gauging probes and control console monitors, secondary containment monitoring equipment to monitor interstitial space in double-walled tanks or double-walled pipes for leaks, automatic line leak detectors, the incremental difference in cost between double-walled tanks and single-walled tanks, and the incremental difference in cost between double-walled pipes and single-walled pipes. | The following property is used 100% for pollution control and is installed to meet or exceed federal or state regulations: Overfill alarms, tank top sumps, automatic tank gauging probes and control console monitors, secondary containment monitoring equipment to monitor interstitial space in double-walled tanks or double-walled pipes for leaks, automatic line leak detectors, the incremental difference in cost between double-walled tanks and single-walled tanks, and the incremental difference in cost between double-walled pipes and single-walled pipes. | 2016-05-02 | 122404.4 | 100
20047 | T1 | Allsup Petroleum, Inc. | Allsups 114 | 1125 W American Blvd | Muleshoe | TX | 79347 | Bailey | CN601099260 | RN108777772 | Overfill alarms, tank top sumps, automatic tank gauging probes and control console monitors, secondary containment monitoring equipment to monitor interstitial space in double-walled tanks or double-walled pipes for leaks, automatic line leak detectors, the incremental difference in cost between double-walled tanks and single-walled tanks, and the incremental difference in cost between double-walled pipes and single-walled pipes. | The following property is used 100% for pollution control and is installed to meet or exceed federal or state regulations: Overfill alarms, tank top sumps, automatic tank gauging probes and control console monitors, secondary containment monitoring equipment to monitor interstitial space in double-walled tanks or double-walled pipes for leaks, automatic line leak detectors, the incremental difference in cost between double-walled tanks and single-walled tanks, and the incremental difference in cost between double-walled pipes and single-walled pipes. | 2016-05-02 | 122404.4 | 100
20048 | T1 | Oldcastle APG West Inc | Custom Stone Supply | 2725 Prestige Rd | Fort Worth | TX | 76244 | Tarrant | CN603967183 | RN102062494 | stormwater retention pond. | Withdrawn/Returned | 2016-05-09 | 18729 | 100
20049 | T1 | Ensign US Southern Drilling, LLC | Drilling Rig 774 | Latitude N 31.723731, | Near Garden City | TX |  | Glasscock | CN604347831 | RN109192872 | drilling mud recycling system including a shale shaker, desilter, and desander. | The following property is used 100% for pollution control and is installed to meet or exceed federal or state regulations: drilling mud recycling system including a shale shaker, desilter, and desander. | 2016-04-29 | 1165203 | 100
20050 | T1 | Ensign US Southern Drilling, LLC | Drilling Rig 769 | latitude N 32.036319, | Culberson County | TX |  | Culberson | CN604347831 | RN109192849 | drilling mud recycling system including a shale shaker, desilter, and desander. | The following property is used 100% for pollution control and is installed to meet or exceed federal or state regulations: drilling mud recycling system including a shale shaker, desilter, and desander. | 2016-04-29 | 1228764 | 100
20051 | T1 | ASARCO LLC | Amarillo Copper Refinery | 7001 State Highway 136 | Amarillo | TX | 79108 | Potter | CN602815524 | RN101701654 | Groundwater monitoring system consisting of four groundwater monitoring wells and associated solar panels and submersible pumps activated by a float system. | The following property is used 100% for pollution control and is installed to meet or exceed federal or state regulations: Groundwater monitoring system consisting of four groundwater monitoring wells and associated solar panels and submersible pumps activated by a float system. | 2016-08-10 | 141925 | 100
20052 | T1 | ASARCO LLC | Amarillo Copper Refinery | 7001 State Highway 136 | Amarillo | TX | 79108 | Potter | CN602815524 | RN101701654 | Oil/Water Separation System. System of tanks, piping, oil/water separators, pumps, and associated controls used to convey industrial non-hazardous wastewater through the oil/water separation system prior to disposal. | Withdrawn/Returned | 2016-08-01 | 350563 | 100
20053 | T1 | Sealy & Company | Hutton Communications | 2520 Marsh Ln | Dallas | TX | 79927 | Dallas | CN603010901 | RN109687236 | stormwater containment pond. | Withdrawn/Returned | 2016-07-26 | 69386 | 100
20054 | T1 | Sealy & Company | Interload Forwarding LLC | 9500 Plaza Circle | El Paso | TX | 79927 | El Paso | CN603010901 | RN109686857 | three stormwater containment ponds. | Withdrawn/Returned | 2016-07-26 | 99196 | 100
20055 | T1 | Sealy & Company | Lear Corporation | 950 Loma Verde Dr | El Paso | TX | 79936 | El Paso | CN603010901 | RN103181012 | stormwater containment pond. | Withdrawn/Returned | 2016-07-26 | 100373 | 100
20056 | T1 | National Oilwell Varco LP | Sheldon North Coating Plant | 10222 Sheldon Rd | Houston | TX | 77049 | Harris | CN602962334 | RN106201171 | dust controls. | Withdrawn/Returned | 2016-06-06 | 790914 | 100
20057 | T1 | GS Diamond Holdings LP | Mercedes Benz of Georgetown | 7401 Kelley Dr | Georgetown | TX | 78626 | Williamson | CN603967142 | RN107719023 | stormwater containment pond. | Withdrawn/Returned | 2016-07-26 | 157678 | 100
20058 | T1 | CARS-DB4 LP | Round Rock Nissan | 3050 S IH 35 | Round Rock | TX | 78681 | Williamson | CN605190958 | None | stormwater containment pond. | Withdrawn/Returned | 2016-07-26 | 27547 | 100
20059 | T1 | American Spring Wire | Insteel Wire Products | 11020 Tanner Rd | Houston | TX | 77041 | Harris | CN602387599 | RN100656370 | stormwater containment pond. | Withdrawn/Returned | 2016-07-26 | 666627 | 100
20060 | T1 | Oldcastle Matt Stone Holdings | Oldcastle | 1607 Spur 529 | Rosenburg | TX | 77471 | Fort Bend | CN602736480 | None | stormwater containment pond. | Withdrawn/Returned | 2016-07-26 | 4400 | 100
20061 | T1 | Eastman Chemical Texas City | Eastman Chemical Texas City | 201 Bay Street S | Texas City | TX | 77590 | Galveston | CN604022632 | RN100212620 | Flare gas flow control and measurement equipment, BTU analyzer, steam flow control and measurement equipment, and natural gas flow and measurement equipment on the main flare (50Z501) of the Acetic Acid process. | The following property is used 100% for pollution control and is installed to meet or exceed federal or state regulations: Flare gas flow control and measurement equipment, BTU analyzer, steam flow control and measurement equipment, and natural gas flow and measurement equipment on the main flare (50Z501) of the Acetic Acid process. | 2016-05-06 | 964635 | 100
20062 | T3 | Delta Centrifugal Corporation | Delta Centrifugal | 3402 Center St | Temple | TX | 76504 | Bell | CN600511141 | RN100832112 | four dust collectors. | The following property is used 100% for pollution control and is installed to meet or exceed federal or state regulations: four dust collectors. | 2016-05-27 | 74518 | 100
20063 | T1 | Sidewinder Drilling, Inc. | TK Stanley Yard | TK Stanley Yard | Odessa | TX | 79762 | Ector | CN604347856 | NONE | Drilling rig spill response system consisting of ram-type blowout preventers, closing units, and choke manifolds. | Withdrawn/Returned | 2016-06-24 | 1950000 | 100
20064 | T1 | Sidewinder Drilling, Inc. | TK Stanley Yard | TK Stanley Yard | Odessa | TX | 79762 | Ector | CN604347856 | NONE | Drilling mud recycling system consisting of shaker tank system, shale shaker, degasser, desander, and desilter. | Withdrawn/Returned | 2016-06-24 | 2250000 | 100
20065 | T1 | Sidewinder Drilling, Inc. | Midland Yard | 9101 E. County Road 127 | Midland | TX | 79708 | Midland | CN604347856 | NONE | Four drilling mud recycling systems consisting of shaker tank systems, shale shakers, degassers, desanders, and desilters. | Withdrawn/Returned | 2016-06-24 | 3000000 | 100
20066 | T1 | Sidewinder Drilling, Inc. | Midland Yard | 9105 E County Road 127 | Midland | TX | 79708 | Midland | CN604347856 | NONE | Four drilling rig spill response systems consisting of ram-type blowout preventers, closing units, and choke manifolds. | Withdrawn/Returned | 2016-06-24 | 2600000 | 100
20067 | T1 | Patin Construction LLC | Patin Construction Home Office | 3800 W 2nd St | Taylor | TX | 76574 | Williamson | CN603952854 | RN109207761 | Water Trucks with VIN XXXXXXXXXXXXXXXXX, XXXXXXXXXXXXXXXXX, and XXXXXXXXXXXXXXXXX. | The following property is used 100% for pollution control and is installed to meet or exceed federal or state regulations: Water Trucks with VIN XXXXXXXXXXXXXXXXX, XXXXXXXXXXXXXXXXX, and XXXXXXXXXXXXXXXXX. | 2016-05-20 | 74987 | 100
20068 | T1 | Lauren Concrete LP | Plant 8 | 420 Old Perkins Rd | Bastrop | TX | 78602 | Bastrop | CN603058231 | RN104997531 | Water Truck VIN #XXXXXXXXXXXXXXXXX. | The following property is used 100% for pollution control and is installed to meet or exceed federal or state regulations: Water Truck with VIN XXXXXXXXXXXXXXXXX. | 2016-05-20 | 152688 | 100
20069 | T1 | Sachem Inc | Cleburne Facility | 2311 Pipeline Rd | Cleburne | TX | 76033 | Johnson | CN600383855 | RN100976117 | Secondary containment including cement containment curbing, cement slabs and trenches with galvanized steel grating around Intermediate Bulk Containers, Tank 217, Chiller, Reactor, and Tank Farm. | The following property is used 100% for pollution control and is installed to meet or exceed federal or state regulations: Secondary containment including cement containment curbing, cement slabs and trenches with galvanized steel grating around Intermediate Bulk Containers, Tank 217, Chiller, Reactor, and Tank Farm. | 2016-06-12 | 1234253 | 100
20070 | T1 | Asphalt Inc LLC | Asphalt Plant 1 | 11824 Harold Green Rd | Austin | TX | 78725 | Travis | CN604722728 | RN107915779 | Baghouse. | The following property is used 100% for pollution control and is installed to meet or exceed federal or state regulations: Baghouse. | 2016-05-13 | 582791 | 100
20071 | T1 | Chasco Constructors | Chasco East Old Settlers Park | 2801 East Old Settlers Blvd. | Round Rock | TX | 78665 | Williamson | CN602966210 | RN105706022 | Water Trucks: Ford F750 VIN XXXXXXXXXXXXXXXXX, Ford F750 VIN XXXXXXXXXXXXXXXXX, Ford F750 VIN XXXXXXXXXXXXXXXXX, and Peterbilt 348 VIN XXXXXXXXXXXXXXXXX. | Withdrawn/Returned | 2016-06-15 | 308265 | 100
20072 | T1 | TexMix Concrete | Bexar Plant | 12658 IH 10 Frontage Rd | Converse | TX | 78109 | Bexar | CN600134720 | RN108152034 | Dust Collector | Withdrawn/Returned | 2016-06-15 | 115579 | 100
20073 | T1 | TexMix Concrete | Spicewood Plant | 7780 E SH 71 | Spicewood | TX | 78669 | Burnet | CN600134720 | RN107711368 | Dust Collector. | Withdrawn/Returned | 2016-06-15 | 115579 | 100
20074 | T1 | TexMix Concrete | Comal Plant | 5246 Old Highway 81 | New Braunfels | TX | 78132 | Comal | CN600134720 | RN108303520 | Dust Collector. | Withdrawn/Returned | 2016-06-15 | 115579 | 100
20075 | T1 | Buc-ees Ltd | Buc-ees 18 | 40900 Highway 290 Business | Waller | TX | 77484 | Waller | CN600777452 | RN106526031 | Stage 1 vapor recovery equipment. | The following property is used 100% for pollution control and is installed to meet or exceed federal or state regulations: Stage 1 vapor recovery equipment. | 2016-05-18 | 1760 | 100
20076 | T1 | Buc-ees Ltd | Buc-ees 22 | 2760 N IH 35 | New Braunfels | TX | 78130 | Comal | CN600777452 | RN106337421 | Stage 1 vapor recovery equipment. | The following property is used 100% for pollution control and is installed to meet or exceed federal or state regulations: Stage 1 vapor recovery equipment. | 2016-05-18 | 6400 | 100
20077 | T1 | Buc-ees Ltd | Buc-ees 26 | 205 Interstate 45 S | Madisonville | TX | 77864 | Madison | CN600777452 | RN105661375 | Stage 1 vapor recovery equipment. | The following property is used 100% for pollution control and is installed to meet or exceed federal or state regulations: Stage 1 vapor recovery equipment. | 2016-05-18 | 1920 | 100
20078 | T1 | Buc-ees Ltd | Buc-ees 28 | 1700 E State Highway 71 | Bastrop | TX | 77602 | Bastrop | CN600777452 | RN106394158 | Stage 1 vapor recovery equipment. | The following property is used 100% for pollution control and is installed to meet or exceed federal or state regulations: Stage 1 vapor recovery equipment. | 2016-05-18 | 3200 | 100
20079 | T1 | Buc-ees Ltd | Buc-ees 30 | 10484 US 59 Hwy | Wharton | TX | 77488 | Wharton | CN600777452 | RN105661425 | Stage 1 vapor recovery equipment. | The following property is used 100% for pollution control and is installed to meet or exceed federal or state regulations: Stage 1 vapor recovery equipment. | 2016-05-18 | 4800 | 100
20080 | T1 | Buc-ees Ltd | Buc-ees 31 | 1243 Crabb River Rd | Richmond | TX | 77469 | Fort Bend | CN600777452 | RN105661458 | Stage 1 vapor recovery equipment. | The following property is used 100% for pollution control and is installed to meet or exceed federal or state regulations: Stage 1 vapor recovery equipment. | 2016-05-18 | 2400 | 100
20081 | T1 | Buc-ees Ltd | Buc-ees 32 | 27106 Highway 290 | Cypress | TX | 77433 | Harris | CN600777452 | RN105822183 | Stage 1 vapor recovery equipment. | The following property is used 100% for pollution control and is installed to meet or exceed federal or state regulations: Stage 1 vapor recovery equipment. | 2016-05-18 | 2400 | 100
20082 | T1 | Buc-ees Ltd | Buc-ees 33 | 6201 IH 45 | Texas City | TX | 77591 | Galveston | CN600777452 | RN106659279 | Stage 1 vapor recovery equipment. | The following property is used 100% for pollution control and is installed to meet or exceed federal or state regulations: Stage 1 vapor recovery equipment. | 2016-05-18 | 3200 | 100
20083 | T1 | Buc-ees Ltd | Buc-ees 34 | 4080 East Fwy | Baytown | TX | 77521 | Harris | CN600777452 | RN106927650 | Stage 1 vapor recovery equipment. | The following property is used 100% for pollution control and is installed to meet or exceed federal or state regulations: Stage 1 vapor recovery equipment. | 2016-05-18 | 4800 | 100
20084 | T1 | Buc-ees Ltd | Buc-ees 35 | 4155 N Interstate 35 | Temple | TX | 76501 | Bell | CN600777452 | RN107266728 | Stage 1 vapor recovery equipment. | The following property is used 100% for pollution control and is installed to meet or exceed federal or state regulations: Stage 1 vapor recovery equipment. | 2016-05-18 | 5120 | 100
20085 | T1 | Buc-ees Ltd | Buc-ees 36 | 506 W Interstate 20 | Terrell | TX | 75160 | Kaufman | CN600777452 | RN107129157 | Stage 1 vapor recovery equipment. | The following property is used 100% for pollution control and is installed to meet or exceed federal or state regulations: Stage 1 vapor recovery equipment. | 2016-05-18 | 5120 | 100
20086 | T1 | Takata Seat Belts | Takata Seat Belt Plant | 4611 Wiseman Blvd | San Antonio | TX | 78251 | Bexar | CN601488513 | RN100852409 | air filtration system | Withdrawn/Returned | 2016-08-05 | 285895 | 100
20087 | T1 | Takata Seat Belts | Takata Seat Belt Plant | 4611 Wiseman Blvd | San Antonio | TX | 78251 | Bexar | CN601488513 | RN100852409 | secondary containment | Withdrawn/Returned | 2016-08-05 | 197400 | 100
20088 | T1 | Higuchi International Corporation | Higuchi Manufacturing America Plant | 14901 Southton Road | Elmendorf | TX | 78112 | Bexar | CN603247396 | RN105346688 | secondary containment curbing and flooring installed around e-coat equipment and wastewater treatment equipment in order to contain potential spills. | The following property is used 100% for pollution control and is installed to meet or exceed federal or state regulations: secondary containment curbing and flooring installed around e-coat equipment and wastewater treatment equipment in order to contain potential spills. | 2016-10-13 | 136500 | 100
20089 | T1 | Higuchi International Corporation | Higuchi Manufacturing America Plant | 14901 Southton Road | Elmendorf | TX | 78112 | Bexar | CN603247396 | RN105346688 | wastewater pretreatment equipment including tanks, associated pumps and piping, reactors, vacuum filter, and building addition housing only wastewater treatment equipment. | The following property is used 100% for pollution control and is installed to meet or exceed federal or state regulations: wastewater pretreatment equipment including tanks, associated pumps and piping, reactors, vacuum filter, and building addition housing only wastewater treatment equipment. | 2016-08-17 | 396969 | 100
20090 | T1 | Lonestar Prospects Ltd | Texas Sand Silica Plant | 3549 Monroe Highway | Granbury | TX | 76049 | Hood | CN603845371 | RN103988366 | water truck loading station, CAT AA water truck 400 with VIN XXXXXXXXXXXXXXXXX, and Vemeer E550 Vacuum Trailer. | The following property is used 100% for pollution control and is installed to meet or exceed federal or state regulations: water truck loading station, CAT AA water truck 400 with VIN XXXXXXXXXXXXXXXXX, and Vemeer E550 Vacuum Trailer. | 2016-06-10 | 164461 | 100
20091 | T1 | Lonestar Prospects Ltd | Texas Sand Silica Plant | 3549 Monroe Highway | Granbury | TX | 76049 | Hood | CN603845371 | RN103988366 | baghouse controlling Dryer 1; conveyor, conveyor cover, and flop gate used to transfer fines captured by the baghouse to Silo 4; waste storage Silo 4; baghouse controlling Dryer 3; conveyor, conveyor cover, and bucket elevator used to transfer fines captured by the baghouse to Silo 5; and waste storage Silo 5. | The following property is used 100% for pollution control and is installed to meet or exceed federal or state regulations: baghouse controlling Dryer 1; conveyor, conveyor cover, and flop gate used to transfer fines captured by the baghouse to Silo 4; waste storage Silo 4; baghouse controlling Dryer 3; conveyor, conveyor cover, and bucket elevator used to transfer fines captured by the baghouse to Silo 5; and waste storage Silo 5. | 2016-10-13 | 2690812 | 100
20092 | T1 | Lonestar Prospects Ltd | Texas Sand Silica Plant | 3549 Monroe Highway | Granbury | TX | 76049 | Hood | CN603845371 | RN103988366 | conveyor covers, spray bars, water tank for spray bars. | Withdrawn/Returned | 2016-08-05 | 408600 | 100
20093 | T1 | Lauren Concrete LP | Brenham Ready-mix | 2200 Hwy 290 | Breham | TX | 77833 | Washington | CN605061001 | RN100242288 | Tenant Sweeper Serial Number XXX-XXXXX | The following property is used 100% for pollution control and is installed to meet or exceed federal or state regulations: Tenant Sweeper Serial Number XXX-XXXXX. | 2016-06-23 | 15000 | 100
20094 | T1 | Lauren Concrete Inc | Prairie View Silo 4 | 45071 Old Houston Hwy | Prairie View | TX | 77445 | Waller | CN605061001 | RN103032009 | Water Truck | Withdrawn/Returned | 2016-06-14 | 20000 | 100
20095 | T1 | Liberty Property LP | QHub | 5250 N Sam Houston Pkwy | Houston | TX | 77066 | Harris | CN603231374 | RN105318950 | stormwater containment pond. | Withdrawn/Returned | 2016-05-09 | 236745 | 100
20096 | T1 | Liberty Property LP | Greenspoint Crossing | 11220 Ella Blvd | Houston | TX | 77067 | Harris | CN603231374 | RN105318950 | stormwater containment pond. | Withdrawn/Returned | 2016-08-16 | 188363 | 100
20097 | T1 | CS Kinross Lake Parkway LLC | Charles Schwab Austin Corporate Campus | 2309 Gracy Farm Ln | Austin | TX | 78758 | Travis | CN605029800 | RN104849906 | stormwater retention pond. | Withdrawn/Returned | 2016-08-16 | 2374821 | 100
20098 | T2 | Magellan Pipeline Terminals, LP | East Houston Tank Farm | 7901 Wallisville Rd | Houston | TX | 77029 | Harris | CN603167297 | RN102186129 | External fixed geodesic domes on tanks 1221, 1225, 1226, 1227, 1228, 1403, and 2504. | The following property is used 100% for pollution control and is installed to meet or exceed federal or state regulations: External fixed geodesic domes on tanks 1221, 1225, 1226, 1227, 1228, 1403, and 2504. | 2016-06-02 | 2497157.38 | 100
20099 | T1 | OldCastle BuildingEnvelope, Inc | OldCastle BuildingEnvelope Terrell Facility | 803 Airport Rd | Terrell | TX | 75160 | Kaufman | CN602245813 | RN100218783 | paint booth enclosures; flash tunnel enclosures; oven enclosures; paint mixing room enclosure; particulate filters installed on paint booths and upstream of thermal oxidizer; thermal oxidizer; ductwork and fans that route emissions from aforementioned enclosures to particulate filters and thermal oxidizer; emission monitoring for thermal oxidizer; monitoring equipment for filtration systems and thermal oxidizer. | The following property is used 100% for pollution control and is installed to meet or exceed federal or state regulations: paint booth enclosures; flash tunnel enclosures; oven enclosures; paint mixing room enclosure; particulate filters installed on paint booths and upstream of thermal oxidizer; thermal oxidizer; ductwork and fans that route emissions from aforementioned enclosures to particulate filters and thermal oxidizer; emission monitoring for thermal oxidizer; monitoring equipment for filtration systems and thermal oxidizer. | 2016-06-01 | 2114440 | 100
20100 | T3 | Valero Refining - Texas, L.P. | Valero Corpus Christi Refinery East Plant | 1300 Cantwell Lane | Corpus Christi | TX | 78407 | Nueces | CN600127468 | RN100211663 | flare gas recovery system including 3 Kobelco compressors; 1 disengaging drum; 3 air-cooled heat exchangers; 1 amine contactor with knockout drum; 3 separate seal pots/vacuum breakers; DCS controls; 2 flow meters for flare gas flow measurement; and 2 H2S CEMs analyzers and gas chromatographs. | The following property is used 100% for pollution control and is installed to meet or exceed federal or state regulations: flare gas recovery system including 3 Kobelco compressors; 1 disengaging drum; 3 air-cooled heat exchangers; 1 amine contactor with knockout drum; 3 separate seal pots/vacuum breakers; DCS controls; 2 flow meters for flare gas flow measurement; and 2 H2S CEMs analyzers and gas chromatographs. | 2016-07-27 | 30200000 | 100
20101 | T1 | The Lubrizol Corporation | Deer Park Facility | 41 Tidal Road | Deer Park | TX | 77536 | Harris | CN600269617 | RN100221589 | Replaced piping on the LPBU flare line associated with flare POLY-FL-1, piping associated with the liquid ring vacuum pump used to reduce emissions routed to POLY-FL-1 flare, refurbished spare P-13 Vacuum Pump used to reduce emissions to POLY-FL-1 flare, and replaced section of piping on the HPBU flare line associated with the flare POLY-FL-1. | The following property is used 100% for pollution control and is installed to meet or exceed federal or state regulations: Replaced piping on the LPBU flare line associated with flare POLY-FL-1, piping associated with the liquid ring vacuum pump used to reduce emissions routed to POLY-FL-1 flare, refurbished spare P-13 Vacuum Pump used to reduce emissions to POLY-FL-1 flare, and replaced section of piping on the HPBU flare line associated with the flare POLY-FL-1. | 2016-09-21 | 568855.87 | 100
20102 | T1 | The Lubrizol Corporation | Deer Park Facility | 41 Tidal Road | Deer Park | TX | 77536 | Harris | CN600269617 | RN100221589 | Three ultrasonic flow meters and three flowcells on the acid vent system which routes to flare 15 in the 121 unit. | The following property is used 100% for pollution control and is installed to meet or exceed federal or state regulations: Three ultrasonic flow meters and three flowcells on the acid vent system which routes to flare 15 in the 121 unit. | 2016-09-21 | 159263.34 | 100
20103 | T1 | The Lubrizol Corporation | Deer Park Facility | 41 Tidal Road | Deer Park | TX | 77536 | Harris | CN600269617 | RN100221589 | Flare stack and ignition system replacement for the flare FL-177 in the 177 unit. | The following property is used 100% for pollution control and is installed to meet or exceed federal or state regulations: Flare stack and ignition system replacement for the flare FL-177 in the 177 unit. | 2016-09-21 | 277375.54 | 100
20104 | T1 | The Lubrizol Corporation | Deer Park Facility | 41 Tidal Road | Deer Park | TX | 77536 | Harris | CN600269617 | RN100221589 | S-61 venturi scrubber and pump system in HCL service located at the 116 Unit. | The following property is used 100% for pollution control and is installed to meet or exceed federal or state regulations: S-61 venturi scrubber and pump system in HCL service located at the 116 Unit. | 2016-09-21 | 182692.07 | 100
20105 | T1 | The Lubrizol Corporation | Bayport Facility | 12801 Bay Area Blvd. | Pasadena | TX | 77507 | Harris | CN600269617 | RN101058410 | Uninterruptible power system installed for the continuous emissions monitoring system on Boiler 1. | The following property is used 100% for pollution control and is installed to meet or exceed federal or state regulations: Uninterruptible power system installed for the continuous emissions monitoring system on Boiler 1. | 2016-09-21 | 96600.11 | 100
20106 | T1 | The Lubrizol Corporation | Bayport Facility | 12801 Bay Area Blvd. | Pasadena | TX | 77507 | Harris | CN600269617 | RN101058410 | A flame detector on the X-201 incinerator. | The following property is used 100% for pollution control and is installed to meet or exceed federal or state regulations: A flame detector on the X-201 incinerator. | 2016-09-21 | 16500.84 | 100
20107 | T1 | The Lubrizol Corporation | Bayport Facility | 12801 Bay Area Blvd. | Pasadena | TX | 77507 | Harris | CN600269617 | RN101058410 | Piping associated with C-452 which vents to vapor oxidizer X-401. | The following property is used 100% for pollution control and is installed to meet or exceed federal or state regulations: Piping associated with C-452 which vents to vapor oxidizer X-401. | 2016-09-21 | 204579.2 | 100
20108 | T1 | The Lubrizol Corporation | Deer Park Facility | 41 Tidal Road | Deer Park | TX | 77536 | Harris | CN600269617 | RN100221589 | wastewater tank H-68 installed at the 177 Unit and waste organic pot installed at the Blending Storage and Loading Unit. | The following property is used 100% for pollution control and is installed to meet or exceed federal or state regulations: wastewater tank H-68 installed at the 177 Unit and waste organic pot installed at the Blending Storage and Loading Unit. | 2016-07-11 | 312599 | 100
20109 | T1 | The Lubrizol Corporation | Bayport Facility | 12801 Bay Area Blvd. | Pasadena | TX | 77507 | Harris | CN600269617 | RN101058410 | sand yard containment structures | Withdrawn/Returned | 2016-08-10 | 126474.58 | 100
20110 | T1 | The Lubrizol Corporation | Deer Park Facility | 41 Tidal Road | Deer Park | TX | 77536 | Harris | CN600269617 | RN100221589 | concrete curb in Blending, Storage, and Loading (BSL) Unit. | The following property is used 100% for pollution control and is installed to meet or exceed federal or state regulations: concrete curb in Blending, Storage, and Loading (BSL) Unit. | 2016-11-28 | 13115.42 | 100
20111 | T1 | The Lubrizol Corporation | Deer Park Facility | 41 Tidal Road | Deer Park | TX | 77536 | Harris | CN600269617 | RN100221589 | wastewater conveyance and stormwater controls including wastewater trench installed at the North Blend Deck Area in the Blending, Storage and Loading (BSL) Unit; sump pump in Anglamol Unit; weir wall upgrade at #2 Lift Station; and sump SU-16 including trench and trench drains for BSL Unit. | The following property is used 100% for pollution control and is installed to meet or exceed federal or state regulations: wastewater conveyance and stormwater controls including wastewater trench installed at the North Blend Deck Area in the Blending, Storage and Loading (BSL) Unit; sump pump in Anglamol Unit; weir wall upgrade at #2 Lift Station; and sump SU-16 including trench and trench drains for BSL Unit. | 2016-09-21 | 147496.7 | 100
20112 | T1 | The Lubrizol Corporation | Deer Park Facility | 41 Tidal Road | Deer Park | TX | 77536 | Harris | CN600269617 | RN100221589 | level indicators installed for waste vessels H-68, H-83, KO-49 and SH-62 located in the 177 Unit. | The following property is used 100% for pollution control and is installed to meet or exceed federal or state regulations: level indicators installed for waste vessels H-68, H-83, KO-49 and SH-62 located in the 177 Unit. | 2016-07-11 | 125389.46 | 100
20113 | T1 | The Lubrizol Corporation | Deer Park Facility | 41 Tidal Road | Deer Park | TX | 77536 | Harris | CN600269617 | RN100221589 | sloped concrete spill capture and secondary containment area for storage of tank trucks and spill containment curbing at Sump SU-16 in the Blending, Storage, and Loading (BSL) Unit. | The following property is used 100% for pollution control and is installed to meet or exceed federal or state regulations: sloped concrete spill capture and secondary containment area for storage of tank trucks and spill containment curbing at Sump SU-16 in the Blending, Storage, and Loading (BSL) Unit. | 2017-01-19 | 3705000.69 | 100
20114 | T1 | The Lubrizol Corporation | Bayport Facility | 12801 Bay Area Blvd. | Pasadena | TX | 77507 | Harris | CN600269617 | RN101058410 | level indicator installed on waste tank B-587. | The following property is used 100% for pollution control and is installed to meet or exceed federal or state regulations: level indicator installed on waste tank B-587. | 2016-07-11 | 6815.07 | 100
20115 | T1 | West Hardin County Consolidated Independent School District | West Hardin Consolidated ISD | 39227 Highway 105 | Saratoga | TX | 77585 | Hardin | CN600794044 | RN101518793 | replacement wastewater treatment plant. | The following property is used 100% for pollution control and is installed to meet or exceed federal or state regulations: replacement wastewater treatment plant. | 2016-07-22 | 492550 | 100
20116 | T1 | Butler Family Partnership LTD | Parmer Center | 10081 W US 290 HWY SVRD | Austin | TX | 78766 | Travis | CN603202896 | RN109273136 | three water quality ponds, two stormwater quality ponds, three splitter boxes, and critical water quality zone areas with riparian pilot channels A & B. | The following property is used 100% for pollution control and is installed to meet or exceed federal or state regulations: three water quality ponds, two stormwater quality ponds, three splitter boxes, and the critical water quality zone with riparian rock pilot channels A & B. | 2016-09-21 | 2938490 | 100
20117 | T1 | Valsource International, LLC | Valsource Pasadena | 9415 New Century Dr | Pasadena | TX | 77507 | Harris | CN603676495 | RN105342729 | Heavy metal stabilizer, real property containing the heavy metal stabilizer, and real property where blast media is stored prior to being stabilized. | The following property is used 100% for pollution control and is installed to meet or exceed federal or state regulations: Heavy metal stabilizer, real property containing the heavy metal stabilizer, and real property where blast media is stored prior to being stabilized. | 2016-09-29 | 57860.46 | 100
20118 | T1 | Freeport LNG Development, LP | Freeport LNG Liquefaction Plant | 1500 Lamar Street | Quintana | TX | 77541 | Brazoria | CN601720345 | RN103196689 | 49 paved and curbed containment pads (identified on the LQF site plot plans attached to the application) and the closed collection system consisting of drainage piping, four Stormceptors, associated detention sumps, and associated cathodic protection. | The following property is used 100% for pollution control and is installed to meet or exceed federal or state regulations: 49 paved and curbed containment pads (identified on the LQF site plot plans attached to the application) and the closed collection system consisting of drainage piping, four Stormceptors, associated detention sumps, and associated cathodic protection. | 2016-08-16 | 104572437 | 100
20119 | T1 | WMCI Austin IV LLC | Bexley at Whitestone Apts | 9826 N Lake Creek Pkwy | Austin | TX | 78717 | Williamson | CN605089796 | RN105379853 | water quality wet basin pond. | The following property is used 100% for pollution control and is installed to meet or exceed federal or state regulations: water quality wet basin pond. | 2016-08-26 | 2816004 | 100
20120 | T1 | HEB Grocery Company LP | Descending Dove Commercial | 20725 Hwy 46 W | Spring Branch | TX | 78070 | Comal | CN600282156 | RN103117438 | water quality basins A, B, and original basin 1999; sedimentation and filtration ponds basins A, B, and C; splash pad with diffusers and baffles; Vortech stormwater quality manholes A and B; and stormwater quality pilot channel with weir associated with original basin 1999. | The following property is used 100% for pollution control and is installed to meet or exceed federal or state regulations: water quality basins A, B, and original basin 1999; sedimentation and filtration ponds basins A, B, and C; splash pad with diffusers and baffles; Vortech stormwater quality manholes A and B; and stormwater quality pilot channel with weir associated with original basin 1999. | 2016-08-26 | 1864584 | 100
20121 | T1 | Quail Run Energy Partners, LP | Quail Run Energy Center | 2950 E Interstate 20 | Odessa | TX | 79766 | Ector | CN603806845 | RN104763099 | Continuous Emission Monitoring Systems (CEMS) 1A, 1B, 2A, and 2B including for each CEMS CO/O2 stack gas analyzer, two NOx analyzers, data logger, associated software, shelter and air conditioning equipment required for proper operation of the CEMS; Selective Catalytic Reduction (SCR) Systems installed on Blocks 1 and 2 including tank skids, vaporizer skids, catalysts, and associated piping and valves. | The following property is used 100% for pollution control and is installed to meet or exceed federal or state regulations: Continuous Emission Monitoring Systems (CEMS) 1A, 1B, 2A, and 2B including for each CEMS CO/O2 stack gas analyzer, two NOx analyzers, data logger, associated software, shelter and air conditioning equipment required for proper operation of the CEMS; Selective Catalytic Reduction (SCR) Systems installed on Blocks 1 and 2 including tank skids, vaporizer skids, catalysts, and associated piping and valves. | 2016-08-19 | 1511200 | 100
20122 | T1 | Freeport LNG Development, LP | Freeport LNG Pretreatment Facility | 2363 County Road 690 | Oyster Creek | TX | 77541 | Brazoria | CN601720345 | RN106481500 | paved and curbed containment area located on Unit 61. | The following property is used 100% for pollution control and is installed to meet or exceed federal or state regulations: paved and curbed containment area located on Unit 61. | 2016-08-23 | 3457300 | 100
20123 | T1 | Freeport LNG Development, LP | Freeport LNG Liquefaction Plant | 1500 Lamar Street | Quintana | TX | 77541 | Brazoria | CN601720345 | RN103196689 | eight paved and curbed containment pads located at BOG Compressor, Glycol Collection, Transformer Area, Surge Drum Area, Blow Drum Area, Dock1 Surge and Blow Drum Area, Dock 2 Analyzer Area, and Pipe Rack Impounded Areas and Areas beside Trough; and the collection and transfer system consisting of drainage piping, trenches, and trough; Stormceptor (18U-50); Detention Sump (18U-51); Stormceptor Sump; Manhole (MH18); and associated cathodic protection. | The following property is used 100% for pollution control and is installed to meet or exceed federal or state regulations: eight paved and curbed containment pads located at BOG Compressor, Glycol Collection, Transformer Area, Surge Drum Area, Blow Drum Area, Dock1 Surge and Blow Drum Area, Dock 2 Analyzer Area, and Pipe Rack Impounded Areas and Areas beside Trough; and the collection and transfer system consisting of drainage piping, trenches, and trough; Stormceptor (18U-50); Detention Sump (18U-51); Stormceptor Sump; Manhole (MH18); and associated cathodic protection. | 2016-08-31 | 31218055 | 100
20124 | T1 | HEB Grocery Company LP | HEB Houston Retail Support Center | 4625 Windfern Rd | Houston | TX | 77041 | Harris | CN601297963 | RN102132701 | Eighteen 18 Flo Gard Drop Units and stormwater quality ponds 1, 2, 3, 4, 6, 7, and 8. | The following property is used 100% for pollution control and is installed to meet or exceed federal or state regulations: Eighteen 18 Flo Gard Drop Units and stormwater quality ponds 1, 2, 3, 4, 6, 7, and 8. | 2016-09-28 | 1910000 | 100
20125 | T1 | Freeport LNG Development, LP | Freeport LNG Pretreatment Facility | 2363 County Road 690 | Oyster Creek | TX | 77541 | Brazoria | CN601720345 | RN106481500 | Concrete paved and curbed containment area within Unit 62. | The following property is used 100% for pollution control and is installed to meet or exceed federal or state regulations: Concrete paved and curbed containment area within Unit 62. | 2016-09-13 | 3457300 | 100
20126 | T1 | Freeport LNG Development, LP | Freeport LNG Pretreatment Facility | 2363 County Road 690 | Oyster Creek | TX | 77541 | Brazoria | CN601720345 | RN106481500 | Concrete paved and curbed containment area within Unit 63. | The following property is used 100% for pollution control and is installed to meet or exceed federal or state regulations: Concrete paved and curbed containment area within Unit 63. | 2016-09-13 | 3457300 | 100
20127 | T1 | Freeport LNG Development, LP | Freeport LNG Pretreatment Facility | 2363 County Road 690 | Oyster Creek | TX | 77541 | Brazoria | CN601720345 | RN106481500 | Oily Water Tank and Collection System for the areas of Units 60, 61, 62, 63 and the warm flare consisting of closed gravity drains, headers and oily water tank 67T-92B. | The following property is used 100% for pollution control and is installed to meet or exceed federal or state regulations: Oily Water Tank and Collection System for the areas of Units 60, 61, 62, 63 and the warm flare consisting of closed gravity drains, headers and oily water tank 67T-92B. | 2016-09-28 | 1503505 | 100
20128 | T1 | Invista S.A.R.L. | Victoria Plant | 2695 Old Bloomington Rd N | Victoria | TX | 77905 | Victoria | CN602582231 | RN102663671 | selective non-catalytic reduction system (SNCR) and incremental cost difference for 8 low-NOx burners calculated by comparing the cost of the new burners to the cost of similarly sized burners without NOx controls. Equipment is installed on Boiler #1. | The following property is used 100% for pollution control and is installed to meet or exceed federal or state regulations: selective non-catalytic reduction system (SNCR) and incremental cost difference for 8 low-NOx burners calculated by comparing the cost of the new burners to the cost of similarly sized burners without NOx controls. Equipment is installed on Boiler #1. | 2016-10-07 | 9730000 | 100
20129 | T1 | Invista S.A.R.L. | Victoria Plant | 2695 Old Bloomington Rd N | Victoria | TX | 77905 | Victoria | CN602582231 | RN102663671 | selective non-catalytic reduction system (SNCR) and incremental cost difference for 8 low-NOx burners calculated by comparing the cost of the new burners to the cost of similarly sized burners without NOx controls. Equipment is installed on Boiler #4. | The following property is used 100% for pollution control and is installed to meet or exceed federal or state regulations: selective non-catalytic reduction system (SNCR) and incremental cost difference for 8 low-NOx burners calculated by comparing the cost of the new burners to the cost of similarly sized burners without NOx controls. Equipment is installed on Boiler #4. | 2016-10-07 | 11730000 | 100
20130 | T1 | OCI Beaumont, LLC | OCI Beaumont Plant | 5470 N. Twin City Highway | Nederland | TX | 77627 | Jefferson | CN604138933 | RN102559291 | selective catalytic reduction unit including catalyst bed and stack; duct burner consisting of four burners, a forced air blower, and a burner management skid; ammonia supply consisting of a 2,000 gallon storage tank, two electrical vaporizers, ammonia flow control skid, and an ammonia injection skid; and continuous emission monitoring analyzers for NOx, CO and ammonia. | The following property is used 100% for pollution control and is installed to meet or exceed federal or state regulations: selective catalytic reduction unit including catalyst bed and stack; duct burner consisting of four burners, a forced air blower, and a burner management skid; ammonia supply consisting of a 2,000 gallon storage tank, two electrical vaporizers, ammonia flow control skid, and an ammonia injection skid; and continuous emission monitoring analyzers for NOx, CO and ammonia. | 2016-11-02 | 104257596 | 100
20131 | T1 | HEB Grocery Company LP | HEB SAN MARCOS DISTRIBUTION CENTER | 2301 Hunter Rd | San Marcos | TX | 78666 | Hays | CN601297963 | RN101493054 | stormwater quality pond #1; and stormwater quality channels 1, 1A, and 1B. | The following property is used 100% for pollution control and is installed to meet or exceed federal or state regulations: stormwater quality pond #1; and stormwater quality channels 1, 1A, and 1B. | 2016-11-30 | 1431132 | 100
20132 | T1 | SILVER EAGLE DISTRIBUTORS LP | SAN ANTONIO DISTRIBUTORSHIP | 4609 W US HIGHWAY 90 | SAN ANTONIO | TX | 78237 | Bexar | CN601468499 | RN103051546 | stormwater containment pond. | Withdrawn/Returned | 2017-06-05 | 323116 | 100
20133 | T1 | SILVER EAGLE DISTRIBUTORS LP | ROSENBERG DISTRIBUTORSHIP | 6902 INDUSTRIAL PKWY | ROSENBERG | TX | 77471 | Fort Bend | CN601468499 | RN103002978 | stormwater containment pond | Withdrawn/Returned | 2017-06-05 | 104545 | 100
20134 | T1 | WTG Jameson LP | West Jameson Treating Facility | 1.6 Mi SW of Silver on lease | Silver | TX | 76949 | Coke | CN602679813 | RN108683103 | flare system consisting of flare stack, burner, tip, blower, piping, header, and vessel. | The following property is used 100% for pollution control and is installed to meet or exceed federal or state regulations: flare system consisting of flare stack, burner, tip, blower, piping, header, and vessel. | 2016-11-02 | 197000 | 100
20135 | T1 | WTG Jameson LP | Perkins Gas Plant | 8 Mi W of Silver on lease RD | Silver | TX | 76949 | Coke | CN602679813 | RN100226786 | flare system consisting of flare stack, burner, tip, blower, piping, header, and vessel. | The following property is used 100% for pollution control and is installed to meet or exceed federal or state regulations: flare system consisting of flare stack, burner, tip, blower, piping, header, and vessel. | 2016-11-02 | 30000 | 100
20136 | T1 | WTG Jameson LP | Sally Odom Treating Facility | 12 Mi NW Of Bronte on HWY 277, | Wingate | TX | 79566 | Runnels | CN602679813 | RN100210285 | flare system consisting of flare stack, burner, tip, blower, piping, header, and vessel. | The following property is used 100% for pollution control and is installed to meet or exceed federal or state regulations: flare system consisting of flare stack, burner, tip, blower, piping, header, and vessel. | 2016-11-02 | 126000 | 100
20137 | T1 | SILVER EAGLE DISTRIBUTORS LP | PASADENA BEVERAGE DISTRIBUTORSHIP | 3505 PASADENA FWY | Pasadena | TX | 77503 | Harris | CN601468499 | RN108186644 | stormwater containment pond. | Withdrawn/Returned | 2017-06-05 | 269854 | 100
20138 | T1 | Crown Beverage Packaging LLC | Crown Cork & Seal USA | 12910 Jess Pirtle Blvd | Sugarland | TX | 77478 | Fort Bend | CN600129514 | RN100218072 | four Smog Hog units including ducts and fittings; two regenerative thermal oxidizers; and a baghouse dust collector. | The following property is used 100% for pollution control and is installed to meet or exceed federal or state regulations: four Smog Hog units including ducts and fittings; two regenerative thermal oxidizers; and a baghouse dust collector. | 2016-12-22 | 224827 | 100
20139 | T1 | Crown Cork & Seal USA Inc | Crown Cork & Seal | 2501 N Frazier St | Conroe | TX | 77301 | Montgomery | CN602717332 | RN100711118 | regenerative thermal oxidizer. | The following property is used 100% for pollution control and is installed to meet or exceed federal or state regulations: regenerative thermal oxidizer. | 2016-12-22 | 1589895 | 100
20140 | T1 | Denbury Onshore LLC | Oyster Bayou EOR Facility | Latitude N 29.6886111 | near Stowell | TX | 77661 | Chambers | CN602946782 | RN101061893 | selective catalytic reduction systems and sampling ports installed on five engines. | The following property is used 100% for pollution control and is installed to meet or exceed federal or state regulations: selective catalytic reduction systems and sampling ports installed on five engines. | 2016-11-10 | 2748187 | 100
20141 | T1 | Continental Carbon Company | Continental Carbon Sunray Plant | 11702 Carbon Black Rd | Sunray | TX | 79086 | Moore | CN600619407 | RN102321577 | The incremental cost difference between a low NOx burner and a similarly sized burner without NOx controls, a continuous emissions monitor on the exhaust gas stack, four continuous particulate matter early warning systems, and the incremental cost difference between the stack height required for production purposes and the stack height required for pollution control purposes. | The following property is used 100% for pollution control and is installed to meet or exceed federal or state regulations: the incremental cost difference between a low NOx burner and a similarly sized burner without NOx controls, a continuous emissions monitor on the exhaust gas stack, four continuous particulate matter early warning systems, and the incremental cost difference between the stack height required for production purposes and the stack height required for pollution control purposes. | 2016-12-14 | 946000 | 100
20142 | T3 | Continental Carbon Company | Continental Carbon Sunray Plant | 11702 Carbon Black Rd | Sunray | TX | 79086 | Moore | CN600619407 | RN102321577 | waste gas combustor/boiler with low NOx over-fire burner system; waste gas and boiler combustion fans; condensate tank; deaerator unit; pipelines for boiler feed water and steam supply; and associated meters, instrumentation, and electrical components. | The following property is used 85.91% for pollution control and is installed to meet or exceed federal or state regulations: waste gas combustor/boiler with low NOx over-fire burner system; waste gas and boiler combustion fans; condensate tank; deaerator unit; pipelines for boiler feed water and steam supply; and associated meters, instrumentation, and electrical components. | 2016-12-16 | 38310000 | 85.91
20143 | T1 | Natgasoline LLC | Natgasoline LLC | 2366 Sulphur Plant Rd | Beaumont | TX | 77705 | Jefferson | CN604256412 | RN106586795 | Flare | The following property is used 100% for pollution control and is installed to meet or exceed federal or state regulations: Flare. | 2017-01-19 | 1390000 | 100
20144 | T1 | Natgasoline LLC | Natgasoline LLC | 2366 Sulphur Plant Rd | Beaumont | TX | 77705 | Jefferson | CN604256412 | RN106586795 | Two Continuous Emissions Monitoring Systems, two Selective Catalytic Reduction Units, the incremental cost difference between the stack height required for production purposes and the stack height required for pollution control purposes for the Aux Boiler stack, and the incremental cost difference between the stack height required for production purposes and the stack height required for pollution control purposes for the Reformer Exhaust stack. | The following property is used 100% for pollution control and is installed to meet or exceed federal or state regulations: Two Continuous Emissions Monitoring Systems, two Selective Catalytic Reduction Units, the incremental cost difference between the stack height required for production purposes and the stack height required for pollution control purposes for the Aux Boiler stack, and the incremental cost difference between the stack height required for production purposes and the stack height required for pollution control purposes for the Reformer Exhaust stack. | 2017-01-19 | 3670790 | 100
20145 | T1 | Eastman Chemical Company | Texas Operations | 300 Kodak Blvd | Longview | TX | 75602 | Harrison | CN601214406 | RN100219815 | improvements made to the two Hydrocarbon Cracking Plant No. 3 flares (EPN 233FL1 and 233FL2) and the two Hydrocarbon Cracking Plant No. 3A flares (EPN 170FL1 and 170FL2) including flare tip replacement, repairs to steam flow meters, flare pilot thermocouples replacements, and new gas flow meters and low flow alarms. | The following property is used 100% for pollution control and is installed to meet or exceed federal or state regulations: improvements made to the two Hydrocarbon Cracking Plant No. 3 flares (EPN 233FL1 and 233FL2) and the two Hydrocarbon Cracking Plant No. 3A flares (EPN 170FL1 and 170FL2) including flare tip replacement, repairs to steam flow meters, flare pilot thermocouples replacements, and new gas flow meters and low flow alarms. | 2016-12-16 | 696000 | 100
20146 | T1 | Natgasoline LLC | Natgasoline LLC | 2366 Sulphur Plant Rd | Beaumont | TX | 77705 | Jefferson | CN604256412 | RN106586795 | scrubber unit | Returned | 2017-01-09 | 937000 | 100
20147 | T1 | Natgasoline LLC | Natgasoline LLC | 2366 Sulphur Plant Rd | Beaumont | TX | 77705 | Jefferson | CN604256412 | RN106586795 | methanol strippers | Returned | 2017-01-09 | 102000 | 100
20148 | T2 | Eastman Chemical Company | Texas Operations | 300 Kodak Blvd | Longview | TX | 75602 | Harrison | CN601214406 | RN100219815 | Texanol Process Vent Condensers including piping and two chilled water vents condensers. | The following property is used 100% for pollution control and is installed to meet or exceed federal or state regulations: Texanol Process Vent Condensers including piping and two chilled water vent condensers. | 2016-12-01 | 1125000 | 100
20149 | T1 | Enterprise Crude Pipeline LLC | Midland Station | 4500 E Hwy 80 | Midland | TX | 79706 | Midland | CN603272592 | RN100214089 | pontoon style floating roofs, mechanical shoe primary seals, and rim mounted secondary seals for tanks 5656, 5657, and 5658. | The following property is used 100% for pollution control and is installed to meet or exceed federal or state regulations: pontoon style floating roofs, mechanical shoe primary seals, and rim mounted secondary seals for tanks 5656, 5657, and 5658. | 2016-11-22 | 8495691 | 100
20150 | T1 | Enterprise Crude Pipeline LLC | Seaway Texas City Station | 4802 Loop 197 S | Texas City | TX | 77592 | Galveston | CN603272592 | RN102560182 | pontoon style floating roof, mechanical shoe primary seal, and rim mounted secondary seal for tank 9102. | The following property is used 100% for pollution control and is installed to meet or exceed federal or state regulations: pontoon style floating roof, mechanical shoe primary seal, and rim mounted secondary seal for tank 9102. | 2016-11-22 | 2980317 | 100
20151 | T1 | Enterprise Beaumont Marine West | Beaumont Marine West Terminal | 6275 Highway 347 | Beaumont | TX | 77705 | Jefferson | CN600611123 | RN101042885 | pontoon style floating roofs, mechanical shoe primary seals, and rim mounted secondary seals for tanks 390-1, 390-2, 390-3, 390-4, 390-5, 300-7, 250-9, 300-11, 300-12, 300-13, 300-14, and 390-18. | The following property is used 100% for pollution control and is installed to meet or exceed federal or state regulations: pontoon style floating roofs, mechanical shoe primary seals, and rim mounted secondary seals for tanks 390-1, 390-2, 390-3, 390-4, 390-5, 300-7, 250-9, 300-11, 300-12, 300-13, 300-14, and 390-18. | 2016-12-16 | 25091602 | 100
20152 | T2 | Enterprise Beaumont Marine West | Beaumont Marine West Terminal | 6275 Highway 347 | Beaumont | TX | 77705 | Jefferson | CN600611123 | RN101042885 | external fixed geodesic domes on tanks 390-1, 390-2, 390-3, 390-4, 390-5, 300-7, 250-9, 300-11, 300-12, 300-13, 300-14, and 390-18. | The following property is used 100% for pollution control and is installed to meet or exceed federal or state regulations: external fixed geodesic domes on tanks 390-1, 390-2, 390-3, 390-4, 390-5, 300-7, 250-9, 300-11, 300-12, 300-13, 300-14, and 390-18. | 2016-12-16 | 13913013 | 100
20153 | T1 | FREEPORT LNG DEVELOPMENT LP | FREEPORT LNG LIQUEFACTION PLANT | 1500 LAMAR ST | QUINTANA | TX | 77541 | Brazoria | CN601720345 | RN103196689 | Unit 11 storm water system consisting of three catch basins, pumps, 4,100 linear feet of conveyances (ditches, trenches, swales, culverts, and outfall piping), and 359,710 square feet of pavement, pad, gravel, and asphalt. | The following property is used 100% for pollution control and is installed to meet or exceed federal or state regulations: Unit 11 storm water system consisting of three catch basins, pumps, 4,100 linear feet of conveyances (ditches, trenches, swales, culverts, and outfall piping), and 359,710 square feet of pavement, pad, gravel, and asphalt. | 2020-05-13 | 25145442 | 100
20154 | T1 | Seaway Crude Pipeline Company LLC | Seaway Crude Pipeline - Brazoria County | Crude Oil Pipeline - | Brazoria County | TX | 0 | Brazoria | CN603281544 | RN103115754 | Cathodic protection and pipeline coatings consisting of fusion-bonded epoxy, adhesive for topcoat, and top coat consisting of polyethylene or polypropylene. | The following property is used 100% for pollution control and is installed to meet or exceed federal or state regulations: Cathodic protection and pipeline coatings consisting of fusion-bonded epoxy, adhesive for topcoat, and top coat consisting of polyethylene or polypropylene. | 2016-12-08 | 2766324 | 100
20155 | T1 | Occidental Permian LTD | Terrell Gas Treating Facility | 304 RR 3166 | Sheffield | TX | 79781 | Terrell | CN600755086 | RN102422334 | Catalytic converters on three Caterpillar 3406TA engines: C-2940, C-2950, and C-2960. | The following property is used 100% for pollution control and is installed to meet or exceed federal or state regulations: Catalytic converters on three Caterpillar 3406TA engines (C-2940, C-2950, and C-2960). | 2017-01-06 | 42000 | 100
20156 | T1 | Occidental Permian LTD | Terrell Gas Treating Facility | 304 RR 3166 | Sheffield | TX | 79781 | Terrell | CN600755086 | RN102422334 | Secondary containment consisting of 9’x10’ concrete containment around the corrosion inhibitor storage tank, 15’ 6” radius concrete containment around the produced water tank, 45’x14’ concrete containment around the dehydration skid, 48’x22’ concrete containment around oil storage tanks, and 17’x22’ containment around triethylene glycol storage. | The following property is used 100% for pollution control and is installed to meet or exceed federal or state regulations: Secondary containment consisting of 9’x10’ concrete containment around the corrosion inhibitor storage tank, 15’ 6” radius concrete containment around the produced water tank, 45’x14’ concrete containment around the dehydration skid, 48’x22’ concrete containment around oil storage tanks, and 17’x22’ containment around triethylene glycol storage. | 2017-01-06 | 50200 | 100
20157 | T1 | Occidental Permian LTD | Terrell Gas Treating Facility | 304 RR 3166 | Sheffield | TX | 79781 | Terrell | CN600755086 | RN102422334 | Wastewater collection tank | The following property is used 100% for pollution control and is installed to meet or exceed federal or state regulations: Wastewater collection tank. | 2017-01-06 | 97000 | 100
20158 | T1 | HEB Grocery Company LP | Weslaco Truck Terminal | 1100 Panther Dr | Weslaco | TX | 78596 | Hidalgo | CN601297963 | RN103757985 | stormwater quality ponds #1 and #2, pilot channel, and swales #1, and #2. | The following property is used 100% for pollution control and is installed to meet or exceed federal or state regulations: stormwater quality ponds #1 and #2, pilot channel, and swales #1, and #2. | 2017-01-09 | 1115665 | 100
20159 | T2 | Occidental Permian LTD | Terrell Gas Treating Facility | 304 RR 3166 | Sheffield | TX | 79781 | Terrell | CN600755086 | RN102422334 | lean burn technology installed on 3 Caterpillar G 3516 engines. The technology on each engine consists of a turbocharger, fuel injection system with nozzles positioned within the pre-combustion chamber, and pre-combustion chamber. | The following property is used 100% for pollution control and is installed to meet or exceed federal or state regulations: lean burn technology installed on 3 Caterpillar G 3516 engines. The technology on each engine consists of a turbocharger, fuel injection system with nozzles positioned within the pre-combustion chamber, and pre-combustion chamber. | 2017-02-01 | 459975 | 100
20160 | T1 | CALUMET SAN ANTONIO REFINING LLC | SAN ANTONIO REFINERY | 7811 S PRESA ST | SAN ANTONIO | TX | 78223 | BEXAR | CN604256628 | RN101485183 | Calumet Aboveground Tank Additions. | Withdrawn/Returned | 2017-03-22 | 384573 | 100
20161 | T1 | CALUMET SAN ANTONIO REFINING LLC | SAN ANTONIO REFINERY | 7811 S PRESA ST | SAN ANTONIO | TX | 78223 | BEXAR | CN604256628 | RN101485183 | Secondary containment system upgrades for the refinery tank farm area that contains atmospheric tower bottom tanks. | The following property is used 100% for pollution control and is installed to meet or exceed federal or state regulations: Secondary containment system upgrades for the refinery tank farm area that contains atmospheric tower bottom tanks. | 2017-02-17 | 5453 | 100
20162 | T1 | CALUMET SAN ANTONIO REFINING LLC | SAN ANTONIO REFINERY | 7811 S PRESA ST | SAN ANTONIO | TX | 78223 | BEXAR | CN604256628 | RN101485183 | Secondary containment system upgrades for the refinery tank farm area that contains gasoline, gasoline component, and benzene concentrate tanks. | The following property is used 100% for pollution control and is installed to meet or exceed federal or state regulations: Secondary containment system upgrades for the refinery tank farm area that contains gasoline, gasoline component, and benzene concentrate tanks. | 2017-02-17 | 176810 | 100
20163 | T1 | CALUMET SAN ANTONIO REFINING LLC | SAN ANTONIO REFINERY | 7811 S PRESA ST | SAN ANTONIO | TX | 78223 | BEXAR | CN604256628 | RN101485183 | Calumet Aboveground Tank Additions. | Withdrawn/Returned | 2017-03-22 | 384573 | 100
20164 | T1 | NIAGARA BOTTLING LLC | NIAGARA BOTTLING | 1730 8TH ST | SEGUIN | TX | 78155 | Guadalupe | CN604164285 | RN108708603 | TFC Wastewater pH/flow control treatment system. | Withdrawn/Returned | 2017-05-17 | 664913 | 100
20165 | T1 | MARATHON PETROLEUM COMPANY LP | TEXAS REFINING DIVISION | 1027 6Th Ave | Texas City | TX | 77590 | Galveston | CN600244933 | RN100210608 | heated cabinets for calibration gas associated with H2S analyzers. | The following property is used 100% for pollution control and is installed to meet or exceed federal or state regulations: heated cabinets for calibration gas associated with H2S analyzers. | 2017-03-13 | 235000 | 100
20166 | T1 | MARATHON PETROLEUM COMPANY LP | TEXAS REFINING DIVISION | 1027 6Th Ave | Texas City | TX | 77590 | Galveston | CN600244933 | RN100210608 | modifications to 24 relief vales to add inlet, outlet, and bypass valves; and the addition of Rosemount 708 wireless acoustic transmitters. | The following property is used 100% for pollution control and is installed to meet or exceed federal or state regulations: modifications to 24 relief vales to add inlet, outlet, and bypass valves; and the addition of Rosemount 708 wireless acoustic transmitters. | 2017-03-13 | 515000 | 100
20167 | T1 | MARATHON PETROLEUM COMPANY LP | TEXAS REFINING DIVISION | 1027 6Th Ave | Texas City | TX | 77590 | Galveston | CN600244933 | RN100210608 | cathodic protection systems consisting of deep well anodes, rectifiers, and associated electrical equipment to provide protections to tank bottoms. | The following property is used 100% for pollution control and is installed to meet or exceed federal or state regulations: cathodic protection systems consisting of deep well anodes, rectifiers, and associated electrical equipment to provide protections to tank bottoms. | 2017-03-13 | 2466000 | 100
20168 | T1 | MARATHON PETROLEUM COMPANY LP | TEXAS REFINING DIVISION | 1027 6Th Ave | Texas City | TX | 77590 | Galveston | CN600244933 | RN100210608 | flare moisture analyzer. | The following property is used 100% for pollution control and is installed to meet or exceed federal or state regulations: flare moisture analyzer. | 2017-04-20 | 1085000 | 100
20169 | T1 | BLANCHARD REFINING COMPANY LLC | GALVESTON BAY REFINERY |  |  |  |  | GALVESTON | CN604166868 | RN102535077 | Wastewater treatment plant improvements including sealing of existing sewers and carbon adsorption systems; segregation of stormwater from process water including two new earthen stormwater containment ponds, two new stormwater/wastewater tanks, piping to existing clarifiers, tank bypasses on tanks downstream of clarifiers, one new lift station, reconfiguration of existing lift stations, underground piping, and above ground force mains; two new API separators; and benzene management equipment including modification of an existing 3-phase separator, new piping, new instrumentation, new foundations and supporting structures, and a new air-cooled exchanger. | The following property is used 100% for pollution control and is installed to meet or exceed federal or state regulations: Wastewater treatment plant improvements including sealing of existing sewers and carbon adsorption systems; segregation of stormwater from process water including two new earthen stormwater containment ponds, two new stormwater/wastewater tanks, piping to existing clarifiers, tank bypasses on tanks downstream of clarifiers, one new lift station, reconfiguration of existing lift stations, underground piping, and above ground force mains; two new API separators; and benzene management equipment including modification of an existing 3-phase separator, new piping, new instrumentation, new foundations and supporting structures, and a new air-cooled exchanger. | 2017-04-11 | 259400000 | 100
20170 | T1 | MARATHON PETROLEUM COMPANY LP | TEXAS REFINING DIVISION | 1027 6Th Ave | Texas City | TX | 77590 | Galveston | CN600244933 | RN100210608 | flare H2S scavenger. | The following property is used 100% for pollution control and is installed to meet or exceed federal or state regulations: flare H2S scavenger. | 2017-03-13 | 1225000 | 100
20171 | T1 | Precision Drilling Corporation | Precision Drilling Rig 563 | 14041 Vickery Drive | Houston | TX | 77032 | Harris | CN604727636 | RN106160211 | ram type blowout preventers, closing unit, and a choke manifold unit. | The following property is used 100% for pollution control and is installed to meet or exceed federal or state regulations: ram type blowout preventers, closing unit, and a choke manifold unit. | 2017-01-05 | 896000 | 100
20172 | T1 | Precision Drilling Corporation | Precision Drilling Rig 601 | 14041 Vickery Drive | Houston | TX | 77032 | Harris | CN604727636 | RN106160211 | ram type blowout preventers, closing unit, and a choke manifold unit. | The following property is used 100% for pollution control and is installed to meet or exceed federal or state regulations: ram type blowout preventers, closing unit, and a choke manifold unit. | 2017-01-05 | 1295000 | 100
20173 | T1 | Precision Drilling Corporation | Precision Drilling Rig 608 | 14041 Vickery Drive | Houston | TX | 77032 | Harris | CN604727636 | RN106160211 | ram type blowout preventers, closing unit, and a choke manifold unit. | The following property is used 100% for pollution control and is installed to meet or exceed federal or state regulations: ram type blowout preventers, closing unit, and a choke manifold unit. | 2017-01-05 | 1295000 | 100
20174 | T1 | Precision Drilling Corporation | Precision Drilling Rig 612 | 14041 Vickery Drive | Houston | TX | 77032 | Harris | CN604727636 | RN106160211 | ram type blowout preventers, closing unit, and a choke manifold unit. | The following property is used 100% for pollution control and is installed to meet or exceed federal or state regulations: ram type blowout preventers, closing unit, and a choke manifold unit. | 2017-01-05 | 1295000 | 100
20175 | T1 | Precision Drilling Corporation | Precision Drilling Rig 608 | 14041 Vickery Drive | Houston | TX | 77032 | Harris | CN604727636 | RN106160211 | shaker tank, shale shakers, desilter, desander, and degasser portions of the drilling mud recycling system. | The following property is used 100% for pollution control and is installed to meet or exceed federal or state regulations: shaker tank, shale shakers, desilter, desander, and degasser portions of the drilling mud recycling system. | 2017-01-05 | 777900 | 100
20176 | T1 | Precision Drilling Corporation | Precision Drilling Rig 563 | 14041 Vickery Drive | Houston | TX | 77032 | Harris | CN604727636 | RN106160211 | shaker tank, shale shakers, desilter, desander, and degasser portions of the drilling mud recycling system. | The following property is used 100% for pollution control and is installed to meet or exceed federal or state regulations: shaker tank, shale shakers, desilter, desander, and degasser portions of the drilling mud recycling system. | 2017-01-05 | 707900 | 100
20177 | T1 | Precision Drilling Corporation | Precision Drilling Rig 601 | 14041 Vickery Drive | Houston | TX | 77032 | Harris | CN604727636 | RN106160211 | shaker tank, shale shakers, desilter, desander, and degasser portions of the drilling mud recycling system. | The following property is used 100% for pollution control and is installed to meet or exceed federal or state regulations: shaker tank, shale shakers, desilter, desander, and degasser portions of the drilling mud recycling system. | 2017-01-05 | 777900 | 100
20178 | T1 | Precision Drilling Corporation | Precision Drilling Rig 612 | 14041 Vickery Drive | Houston | TX | 77032 | Harris | CN604727636 | RN106160211 | shaker tank, shale shakers, desilter, desander, and degasser portions of the drilling mud recycling system. | The following property is used 100% for pollution control and is installed to meet or exceed federal or state regulations: shaker tank, shale shakers, desilter, desander, and degasser portions of the drilling mud recycling system. | 2017-01-05 | 777900 | 100
20179 | T1 | OXY USA Inc | Century Gas Plant | Drive 25 MI SE on HWY 285 | Fort Stockton | TX | 79735 | Pecos | CN604677401 | RN105567218 | environmental paving of vehicular traffic areas. | The following property is used 100% for pollution control and is installed to meet or exceed federal or state regulations: environmental paving of vehicular traffic areas. | 2017-02-01 | 544649 | 100
20180 | T1 | Nalco Company | Nalco Champion-Corsicana Technologies Plant | 2733 E. Highway 31 | Corsicana | TX | 75109 | Navarro | CN602898751 | RN100756287 | wastewater system improvements including injection well including wellhead, downhole casing, tubulars, and all associated piping, pumps, controls, instrumentation, and electrical connections; tanks used to store waste including small intermediate storage tanks, large waste storage tank (T-223), and carbon steel piping used to transfer non-hazardous waste oil and amine and nitrile reactor waste from waste storage tanks (T-220, T-221. T-222, T-223, T-224, and T-225); process sewer and drainage system including drains, piping, and pumps; wastewater collection system including piping and pumps; eight wastewater treatment tanks (T-200, T-201, T-202, T-203, T-204, T-205, T-206, and T-207) including all necessary pads, piping, pumps, and electrical connections; instrumentation for measuring pH; and metering pumps for adding neutralization chemicals. | The following property is used 100% for pollution control and is installed to meet or exceed federal or state regulations: wastewater system improvements including injection well including wellhead, downhole casing, tubulars, and all associated piping, pumps, controls, instrumentation, and electrical connections; tanks used to store waste including small intermediate storage tanks, large waste storage tank (T-223), and carbon steel piping used to transfer non-hazardous waste oil and amine and nitrile reactor waste from waste storage tanks (T-220, T-221. T-222, T-223, T-224, and T-225); process sewer and drainage system including drains, piping, and pumps; wastewater collection system including piping and pumps; eight wastewater treatment tanks (T-200, T-201, T-202, T-203, T-204, T-205, T-206, and T-207) including all necessary pads, piping, pumps, and electrical connections; instrumentation for measuring pH; and metering pumps for adding neutralization chemicals. | 2017-01-20 | 4250000 | 100
20181 | T1 | HEB Grocery Company LP | HEB 610 | 2121 FM 2920 | Spring | TX | 77388 | Harris | CN601297963 | RN105287064 | stormwater quality in-line detention and two Park StormTroopers (SWST08C and SWSI0C). | The following property is used 100% for pollution control and is installed to meet or exceed federal or state regulations: stormwater quality in-line detention and two Park StormTroopers (SWST08C and SWSI0C). | 2017-01-27 | 745400 | 100
20182 | T1 | INVISTA SA RL | INVISTA ORANGE SITE |  |  |  |  | ORANGE | CN602582231 | RN104392626 | Secondary containment system located in the Adiponitrile process unit waste treatment area for all RCRA tanks including protective liners that are chemically compatible with tank contents and have a wall/curb height of 12 inches or more. | The following property is used 100% for pollution control and is installed to meet or exceed federal or state regulations: Secondary containment system located in the Adiponitrile process unit waste treatment area for all RCRA tanks including protective liners that are chemically compatible with tank contents and have a wall/curb height of 12 inches or more. | 2017-03-21 | 4800000 | 100
20183 | T1 | Chevron Phillips Chemical Company LP | Drilling Specialties Alamo Plant | 5450 Jefferson Chemical Rd | Conroe | TX | 77301 | Montgomery | CN600303614 | RN100216381 | aerobic septic system consisting of tank, pump, sprinklers, disinfectant system and associated piping. | The following property is used 100% for pollution control and is installed to meet or exceed federal or state regulations: aerobic septic system consisting of tank, pump, sprinklers, disinfectant system and associated piping. | 2017-01-30 | 214756 | 100
20184 | T1 | CHEVRON PHILLIPS CHEMICAL COMPANY LP | CEDAR BAYOU CHEMICAL COMPLEX | 9500 I-10 EAST EXIT 796 | BAYTOWN | TX | 77521 | HARRIS | CN600303614 | RN103919817 | brine disposal pond and ancillary equipment including the collection system piping (6” under primary liner and 4” under secondary liner), collection sump and associated sump pumps. | The following property is used 100% for pollution control and is installed to meet or exceed federal or state regulations: brine disposal pond and ancillary equipment including the collection system piping (6” under primary liner and 4” under secondary liner), collection sump and associated sump pumps. | 2017-03-12 | 17800000 | 100
20185 | T1 | Chevron Phillips Chemical Company LP | Chevron Phillips Chemical Port Arthur Facility | 2001 South Gulfway Dr. | Port Arthur | TX | 77640 | Jefferson | CN600303614 | RN100209857 | flare tip for flare 24. | The following property is used 100% for pollution control and is installed to meet or exceed federal or state regulations: flare tip for flare 24. | 2017-01-19 | 657600 | 100
20186 | T1 | Texvest Holdings LLC | Texvest | 7208 Gessner Rd | Houston | TX | 77040 | Harris | CN605280130 | RN109550418 | 4.82 acre stormwater detention pond | The following property is used 100% for pollution control and is installed to meet or exceed federal or state regulations: 4.82 acre stormwater detention pond. | 2017-03-20 | 326284 | 100
20187 | T1 | Chevron Phillips Chemical Company LP | Pasadena Plastics Complex | 1400 Jefferson Road | Pasadena | TX | 77506 | Harris | CN600303614 | RN102018322 | flare tip for flare PPC PE8. | The following property is used 100% for pollution control and is installed to meet or exceed federal or state regulations: flare tip for flare PPC PE8. | 2017-01-19 | 800000 | 100
20188 | T1 | CHEVRON PHILLIPS CHEMICAL COMPANY LP | SWEENY CHEMICAL COMPLEX | 21441 LOOP 419 | SWEENY | TX | 77480 | Brazoria | CN600303614 | RN100825249 | Sweeny rail area stormwater control including Outfall SW001, Outfall SW002, Outfall SW003, Outfall SW004, Outfall SW005, MF South Pond, Danspond, CS Pond, Main Pond 1, Main Pond 2, MF South Pond, MF East Pond, North Ponds 1-4, South Ponds 1-4, East Ditch, West Ditch, MF Ditch, MF Ditch 1, MF Ditch 2, MF Ditch 3, Transload Ditch 1, and associated piping. | The following property is used 100% for pollution control and is installed to meet or exceed federal or state regulations: Sweeny rail area stormwater control including Outfall SW001, Outfall SW002, Outfall SW003, Outfall SW004, Outfall SW005, MF South Pond, Danspond, CS Pond, Main Pond 1, Main Pond 2, MF South Pond, MF East Pond, North Ponds 1-4, South Ponds 1-4, East Ditch, West Ditch, MF Ditch, MF Ditch 1, MF Ditch 2, MF Ditch 3, Transload Ditch 1, and associated piping. | 2017-06-26 | 3850000 | 100
20189 | T1 | Seaway Crude Pipeline Company LLC | SEAWAY CRUDE PIPELINE HARRIS COUNTY | HARRIS COUNTY PIPELINE SEGMENT | Houston | TX |  | Harris | CN603281544 | RN109619379 | pipeline coatings and cathodic protection for 60.92 miles of 36” pipe. | The following property is used 100% for pollution control and is installed to meet or exceed federal or state regulations: pipeline coatings and cathodic protection for 60.92 miles of 36” pipe. | 2017-01-20 | 289924 | 100
20190 | T1 | COPANO PROCESSING LLC | COPANO PROCESSING HOUSTON CENTRAL GAS PLANT | 1651 COUNTY RD 255 SOUTH | SHERIDAN | TX | 77475 | COLORADO | CN604532515 | RN101271419 | Flare | The following property is used 100% for pollution control and is installed to meet or exceed federal or state regulations: Flare. | 2017-02-17 | 1489500 | 100
20191 | T1 | CABOT CORPORATION | CABOT DEVELOPMENT AND MANUFACTURING CENTER | 11561 US HWY 60 | PAMPA | TX | 79066 | Gray | CN600124911 | RN100210582 | Thermal Oxidizer. | The following property is used 100% for pollution control and is installed to meet or exceed federal or state regulations: Thermal oxidizer. | 2017-02-13 | 1788726 | 100
20192 | T1 | CABOT CORPORATION | CABOT PAMPA PLANT | 11561 US HWY 60 | PAMPA | TX | 79066 | Gray | CN600124911 | RN100221761 | stack modifications consisting of extensions were made to existing GP-2, GP-3, and GP-4 process line stacks. | The following property is used 100% for pollution control and is installed to meet or exceed federal or state regulations: stack modifications consisting of extensions were made to existing GP-2, GP-3, and GP-4 process line stacks. | 2017-02-16 | 793294 | 100
20193 | T1 | CABOT CORPORATION | CABOT PAMPA PLANT | 11561 US HWY 60 | PAMPA | TX | 79066 | Gray | CN600124911 | RN100221761 | air emissions control and monitoring system including thermal oxidizer, SCR system with ancillary equipment, and CEMS. | The following property is used 100% for pollution control and is installed to meet or exceed federal or state regulations: air emissions control and monitoring system including thermal oxidizer, SCR system with ancillary equipment, and CEMS. | 2017-02-17 | 13751898 | 100
20194 | T1 | HEB GROCERY COMPANY LP | HEB CENTRAL TEXAS RETAIL SUPPORT CENTER - PHASE 1 | 4750 WENDLAND RD | TEMPLE | TX | 76504 | Bell | CN601297963 | RN105765010 | water quality pond. | The following property is used 100% for pollution control and is installed to meet or exceed federal or state regulations: water quality pond. | 2017-03-24 | 1132560 | 100
20195 | T1 | FREEPORT LNG DEVELOPMENT LP | FREEPORT LNG PRETREATMENT FACILITY | 2363 COUNTY RD 690 | OYSTER CREEK | TX | 77541 | Brazoria | CN601720345 | RN106481500 | Train 1 – Mercury guard beds (60V-11 A/B) and dust filters (60F-11 A/B). | The following property is used 100% for pollution control and is installed to meet or exceed federal or state regulations: Train 1 – Mercury guard beds (60V-11 A/B) and dust filters (60F-11 A/B). | 2017-11-07 | 24473145 | 100
20196 | T1 | EL PASO ELECTRIC COMPANY | MONTANA POWER STATION | FROM EL PASO INTL AIRPORT GO W ON CONVAIR RD 0.4 MI TURN L ON AIRWAY BLVD GO S 0.6 MI TURN L ON US 62 180 MONTANA AVE GO E 10.9 MI STAY ON ACCESS RD AT OVERPASS AT MONTANA AND US 659 ZARAGOSA RD MAKE A U-TURN TURN L ON MONTANA AVE FOR 0.20 MI SITE ON R | El Paso | TX | 79938 | El Paso | CN600352819 | RN106392624 | north stormwater retention pond; south stormwater retention pond; associated geotextile liner and rip rap; associated concrete swales, ditches, culverts, pipes, headwalls, and flumes that convey stormwater to the retention ponds. | The following property is used 100% for pollution control and is installed to meet or exceed federal or state regulations: north stormwater retention pond; south stormwater retention pond; associated geotextile liner and rip rap; associated concrete swales, ditches, culverts, pipes, headwalls, and flumes that convey stormwater to the retention ponds. | 2017-03-30 | 1205242.47 | 100
20197 | T1 | MARKWEST OKLAHOMA GAS COMPANY LLC | EAST BRITT RANCH COMPRESSOR STATION | FROM INTX OF HIGHWAY 152 & RR 592 GO 2.0 MI N ON RR 592 TO BRITT RANCH ON R SITE IS 4.5 MI FROM RANCH ENTRANCE AND 2.75 MI E OF RR 592 | WHEELER | TX | 79096 | Wheeler | CN603400276 | RN105609333 | Air/Fuel Ratio Controller and Catalytic Converter on Cat 3516 Compressor Engine Modified. | The following property is used 100% for pollution control and is installed to meet or exceed federal or state regulations: Air/Fuel Ratio Controller and Catalytic Converter on Cat 3516 Compressor Engine Modified. | 2017-02-13 | 228000 | 100
20198 | T1 | FLINT HILLS RESOURCES CORPUS CHRISTI LLC | FHR CORPUS CHRISTI WEST PLANT | 2825 SUNTIDE RD | CORPUS CHRISTI | TX | 78409 | Nueces | CN603741463 | RN100235266 | internal floating roofs installed in tanks 15FB509, 15FB510, 40FB3043, 40FB3044, 40FB4014, 40FB4015, 40FB4016, 100,000 barrel tank identified as emission point number (EPN) IFRTK1, and 75,000 barrel tank identified as EPN IFRTK2. | The following property is used 100% for pollution control and is installed to meet or exceed federal or state regulations: internal floating roofs installed in tanks 15FB509, 15FB510, 40FB3043, 40FB3044, 40FB4014, 40FB4015, 40FB4016, 100,000 barrel tank identified as emission point number (EPN) IFRTK1, and 75,000 barrel tank identified as EPN IFRTK2. | 2017-03-13 | 8277200 | 100
20199 | T1 | MARKWEST ENERGY WEST TEXAS GAS COMPANY LLC | HIDALGO CRYOGENIC GAS PLANT | FROM ORLA GO W ON FM 652 FOR 18.6 MI TURN LEFT ON FM 3541 AND GO S FOR 1.2 MI AND TAKE 2ND RIGHT ON UNKNOWN RD GO W FOR 1.3 MI TO SITE ON S | ORLA | TX | 79772 | Culberson | CN604839829 | RN107648339 | Six Air/Fuel Ratio Controllers and Six Catalytic Converters on Six Cat 3608 Compressor Engines Modified and one Air/Fuel Ratio Controller and one Catalytic Converter on one Cat 3516 Generator Engine Modified. | The following property is used 100% for pollution control and is installed to meet or exceed federal or state regulations: Six Air/Fuel Ratio Controllers and Six Catalytic Converters on Six Cat 3608 Compressor Engines Modified and one Air/Fuel Ratio Controller and one Catalytic Converter on one Cat 3516 Generator Engine Modified. | 2017-02-13 | 2196000 | 100
20200 | T1 | FLINT HILLS RESOURCES CORPUS CHRISTI LLC | FHR CORPUS CHRISTI WEST PLANT | 2825 SUNTIDE RD | CORPUS CHRISTI | TX | 78409 | Nueces | CN603741463 | RN100235266 | two selective catalytic reduction systems including aqueous ammonia unloading, handling and storage. | The following property is used 100% for pollution control and is installed to meet or exceed federal or state regulations: two selective catalytic reduction systems including aqueous ammonia unloading, handling and storage. | 2017-03-13 | 5987000 | 100
20201 | T1 | KIRBY INLAND MARINE LP | KIRBY INLAND MARINE CHANNELVIEW OPERATIONS | 16538 DE ZAVALLA RD | CHANNELVIEW | TX | 77530 | Harris | CN600611206 | RN104352265 | The incremental cost difference between a single-hulled barge and a double hulled barge, perimeter deck spill rails, high level overflow alarms, and closed gauging on Barges Kirby 28711, Kirby 28712, Kirby 28713, WTC 3001, WTC 3002, WTC 3003, WTC 3004, WTC 3005, WTC 3006, WTC 3007, WTC 3008, WTC 3009, WTC 3010, WTC 3011, SFC 1201, SFC 1202, SFC 1203, SFC 1204, WTC 2001, WTC 2002, WTC 2003, WTC 2004, Kirby 30313, Kirby 29060, and Kirby 29061. | The following property is used 100% for pollution control and is installed to meet or exceed federal or state regulations: The incremental cost difference between a single-hulled barge and a double hulled barge, perimeter deck spill rails, high level overflow alarms, and closed gauging on Barges Kirby 28711, Kirby 28712, Kirby 28713, WTC 3001, WTC 3002, WTC 3003, WTC 3004, WTC 3005, WTC 3006, WTC 3007, WTC 3008, WTC 3009, WTC 3010, WTC 3011, SFC 1201, SFC 1202, SFC 1203, SFC 1204, WTC 2001, WTC 2002, WTC 2003, WTC 2004, Kirby 30313, Kirby 29060, and Kirby 29061. | 2017-02-13 | 19436019.84 | 100
20202 | T1 | FLINT HILLS RESOURCES CORPUS CHRISTI LLC | FHR CORPUS CHRISTI WEST PLANT | 2825 SUNTIDE RD | CORPUS CHRISTI | TX | 78409 | Nueces | CN603741463 | RN100235266 | continuous emission monitoring systems consisting of analyzers, sampling systems, temperature monitors, and flow monitors installed for emission point numbers SATGASHTR and JJ-4. | The following property is used 100% for pollution control and is installed to meet or exceed federal or state regulations: continuous emission monitoring systems consisting of analyzers, sampling systems, temperature monitors, and flow monitors installed for emission point numbers SATGASHTR and JJ-4. | 2017-02-16 | 1268600 | 100
20203 | T1 | KIRBY INLAND MARINE LP | KIRBY INLAND MARINE CHANNELVIEW OPERATIONS | 16538 DE ZAVALLA RD | CHANNELVIEW | TX | 77530 | Harris | CN600611206 | RN104352265 | Vapor Recovery System on Barges Kirby 28711, Kirby 28712, Kirby 28713, WTC 3001, WTC 3002, WTC 3003, WTC 3004, WTC 3005, WTC 3006, WTC 3007, WTC 3008, WTC 3009, WTC 3010, WTC 3011, SFC 1201, SFC 1202, SFC 1203, SFC 1204, WTC 2001, WTC 2002, WTC 2003, WTC 2004, Kirby 30313, Kirby 29060, and Kirby 29061. | The following property is used 100% for pollution control and is installed to meet or exceed federal or state regulations: Vapor Recovery System on Barges Kirby 28711, Kirby 28712, Kirby 28713, WTC 3001, WTC 3002, WTC 3003, WTC 3004, WTC 3005, WTC 3006, WTC 3007, WTC 3008, WTC 3009, WTC 3010, WTC 3011, SFC 1201, SFC 1202, SFC 1203, SFC 1204, WTC 2001, WTC 2002, WTC 2003, WTC 2004, Kirby 30313, Kirby 29060, and Kirby 29061. | 2017-02-13 | 3239336.64 | 100
20204 | T1 | FLINT HILLS RESOURCES CORPUS CHRISTI LLC | FHR CORPUS CHRISTI WEST PLANT | 2825 SUNTIDE RD | CORPUS CHRISTI | TX | 78409 | Nueces | CN603741463 | RN100235266 | Dry Low NOx Combustion System consisting of the following components: fuel nozzle assemblies, transition piece assemblies, cap assemblies, combustion liners, inner crossfire tubes, and outer crossfire tubes. | The following property is used 100% for pollution control and is installed to meet or exceed federal or state regulations: Dry Low NOx Combustion System consisting of the following components: fuel nozzle assemblies, transition piece assemblies, cap assemblies, combustion liners, inner crossfire tubes, and outer crossfire tubes. | 2017-02-16 | 11537000 | 100
20205 | T1 | KOPPERS INDUSTRIES INC | KOPPERS INDUSTRIES | 290 COUNTY ROAD 423 | SOMERVILLE | TX | 77879 | Burleson | CN601096050 | RN101993764 | scrubber upgrade projects including new scrubber valves and piping installed in 2014 and a new scrubber stack installed in 2015. | The following property is used 100% for pollution control and is installed to meet or exceed federal or state regulations: scrubber upgrade projects including new scrubber valves and piping installed in 2014 and a new scrubber stack installed in 2015. | 2017-03-20 | 161728 | 100
20206 | T1 | GENESIS MARINE LLC | GENESIS MARINE BOATS AND BARGES | 7438 AIRPORT BLVD | HOUSTON | TX | 77061 | Harris | CN604608802 | RN107489924 | The incremental cost difference between a single-hulled barge and a double hulled barge, perimeter deck spill rails, high level overflow alarms, and closed gauging on Barges GM 1012, GM 1013, GM 1014, GM 1015, GM 1016, GM 1017, GM 1018, and GM 1019. | The following property is used 100% for pollution control and is installed to meet or exceed federal or state regulations: The incremental cost difference between a single-hulled barge and a double hulled barge, perimeter deck spill rails, high level overflow alarms, and closed gauging on Barges GM 1012, GM 1013, GM 1014, GM 1015, GM 1016, GM 1017, GM 1018, and GM 1019. | 2017-02-13 | 11415736.21 | 100
20207 | T1 | GENESIS MARINE LLC | GENESIS MARINE BOATS AND BARGES | 7438 AIRPORT BLVD | HOUSTON | TX | 77061 | Harris | CN604608802 | RN107489924 | Vapor Recovery System on Barges GM 1012, GM 1013, GM 1014, GM 1015, GM 1016, GM 1017, GM 1018, and GM 1019. | The following property is used 100% for pollution control and is installed to meet or exceed federal or state regulations: Vapor Recovery System on Barges GM 1012, GM 1013, GM 1014, GM 1015, GM 1016, GM 1017, GM 1018, and GM 1019. | 2017-02-13 | 1902622.7 | 100
20208 | T1 | KOPPERS INC | KOPPERS INDUSTRIES | 290 COUNTY ROAD 423 | SOMERVILLE | TX | 77879 | Burleson | CN602411605 | RN101993764 | secondary containment additions including the installation of second walls on the aeration biological treatment tank and the surge tank located at the wastewater treatment plant, and the impermeable coating installed on concrete secondary containment for the drip pad coating storage drums area. A negative determination for the modifications to the height of the drip rack building. | The following property is used 100% for pollution control and is installed to meet or exceed federal or state regulations: secondary containment additions including the installation of second walls on the aeration biological treatment tank and the surge tank located at the wastewater treatment plant, and the impermeable coating installed on concrete secondary containment for the drip pad coating storage drums area. A negative determination for the modifications to the height of the drip rack building. Increasing the height of a building wall would be eligible for a positive use determination if the extra height was required in order to provide secondary containment of waste material. Increasing the wall height in order to prevent repeated damage to the wall is not providing additional secondary containment. | 2017-03-22 | 252458 | 100
20209 | T1 | ORYX SOUTHERN DELAWARE HOLDINGS LLC | ORYX TRANS PERMIAN PIPELINE CRANE COUNTY | CRANE COUNTY PIPELINE SEGMENTS |  | TX |  | Crane | CN605310184 | RN109652446 | Three 16" Intelligent Pipeline Inspection Gauge (PIG) Launchers and One 16" Intelligent Pipeline Inspection Gauge (PIG) Receiver | The following property is used 100% for pollution control and is installed to meet or exceed federal or state regulations: Three 16" Intelligent Pipeline Inspection Gauge (PIG) Launchers and One 16" Intelligent Pipeline Inspection Gauge (PIG) Receiver. | 2017-02-14 | 475878 | 100
20210 | T1 | KOPPERS INC | KOPPERS INDUSTRIES | 290 COUNTY ROAD 423 | SOMERVILLE | TX | 77879 | Burleson | CN602411605 | RN101993764 | waste collection and removal system consisting of the Unloader Cyclone Stack and conveyor system. | The following property is used 100% for pollution control and is installed to meet or exceed federal or state regulations: waste collection and removal system consisting of the Unloader Cyclone Stack and conveyor system. | 2017-03-20 | 21245 | 100
20211 | T1 | KOPPERS INC | KOPPERS INDUSTRIES | 290 COUNTY ROAD 423 | SOMERVILLE | TX | 77879 | Burleson | CN602411605 | RN101993764 | wastewater treatment facility upgrades including discharge line for the API separator, aeration biological treatment plant circulation pump repairs, new API separator, and flow route modifications. | The following property is used 100% for pollution control and is installed to meet or exceed federal or state regulations: wastewater treatment facility upgrades including discharge line for the API separator, aeration biological treatment plant circulation pump repairs, new API separator, and flow route modifications. | 2017-03-20 | 380939 | 100
20212 | T1 | ORYX SOUTHERN DELAWARE HOLDINGS LLC | ORYX TRANS PERMIAN PIPELINE MIDLAND COUNTY | MIDLAND COUNTY PIPELINE SEGMENTS |  | TX |  | Midland | CN605310184 | RN109653238 | One 16" Intelligent Pipeline Inspection Gauge (PIG) Launcher and Receiver Set. | The following property is used 100% for pollution control and is installed to meet or exceed federal or state regulations: One 16" Intelligent Pipeline Inspection Gauge (PIG) Launcher and Receiver Set. | 2017-02-14 | 123775 | 100
20213 | T1 | ORYX SOUTHERN DELAWARE HOLDINGS LLC | ORYX TRANS PERMIAN PIPELINE REEVES COUNTY | REEVES COUNTY PIPELINE SEGMENTS |  | TX |  | Reeves | CN605310184 | RN109653477 | One 16" Intelligent Pipeline Inspection Gauge (PIG) Launcher and Receiver Set. | The following property is used 100% for pollution control and is installed to meet or exceed federal or state regulations: One 16" Intelligent Pipeline Inspection Gauge (PIG) Launcher and Receiver Set. | 2017-02-14 | 117368 | 100
20214 | T1 | ONCOR ELECTRIC DELIVERY COMPANY LLC | ALLEN SUBSTATION 1 | 306 CENTRAL EXPY S | ALLEN | TX | 75013 | Collin | CN603313842 | RN109653501 | leaker management and secondary containment comprised of a concrete pad poured around the transformer; an oil water separator incorporated into the concrete pad; and a metal railing installed around the concrete pad to channel leaked oil to the oil water separator. | The following property is used 100% for pollution control and is installed to meet or exceed federal or state regulations: leaker management and secondary containment comprised of a concrete pad poured around the transformer; an oil water separator incorporated into the concrete pad; and a metal railing installed around the concrete pad to channel leaked oil to the oil water separator. | 2017-02-16 | 20745 | 100
20215 | T1 | ONCOR ELECTRIC DELIVERY COMPANY LLC | ALLEN SUBSTATION 1 AND 2 | 306 CENTRAL EXPY S | ALLEN | TX | 75013 | Collin | CN603313842 | RN109653501 | leaker management and secondary containment comprised of a concrete pad poured around the transformer; an oil water separator incorporated into the concrete pad; and a metal railing installed around the concrete pad to channel leaked oil to the oil water separator. | The following property is used 100% for pollution control and is installed to meet or exceed federal or state regulations: leaker management and secondary containment comprised of a concrete pad poured around the transformer; an oil water separator incorporated into the concrete pad; and a metal railing installed around the concrete pad to channel leaked oil to the oil water separator. | 2017-02-16 | 20745 | 100
20216 | T1 | The Dow Chemical Company | The Dow Chemical Company | State Hwys 288,332,227 | Freeport | TX | 77541 | Brazoria | Insuffucient Information | Insuffucient Information | Installed an emergency scrubber system consisting of a vent collection header, chlorine scrubber, heat exchanger, collection tank, Thiosulfate treatment tank, pumps, piping and associated instrumentation and wiring. | A positive use determination of 100% for the emergency scrubber system. | 2017-03-24 | 2431000 | 100
20217 | T3 | The Dow Chemical Company | The Dow Chemical Company | State Hwys 288,332,227 | Freeport | TX | 77541 | Brazoria | Insuffucient Information | Insuffucient Information | Installed 31 sealless pumps. | A positive use determination of 64.9% for the 31 sealless pumps. | 2017-03-24 | 1440000 | 100
20218 | T1 | ONCOR ELECTRIC DELIVERY COMPANY LLC | BUCHANAN RANCH SUBSTATION | 5 MI NORTH ON CR 110 S FROM HIGHWAY 158 | MIDLAND | TX | 79706 | Midland | CN603313842 | RN109655043 | leaker management and secondary containment comprised of a concrete pad poured around the transformer; an oil water separator incorporated into the concrete pad; and a metal railing installed around the concrete pad to channel leaked oil to the oil water separator | The following property is used 100% for pollution control and is installed to meet or exceed federal or state regulations: leaker management and secondary containment comprised of a concrete pad poured around the transformer; an oil water separator incorporated into the concrete pad; and a metal railing installed around the concrete pad to channel leaked oil to the oil water separator. | 2017-02-16 | 27780 | 100
20219 | T1 | ONCOR ELECTRIC DELIVERY COMPANY LLC | CANTON SUBSTATION | HWY 4 MI N OF MARTIN MILLS AND HWY 19 INTERSECTION | CANTON | TX | 75103 | Van Zandt | CN603313842 | RN109655068 | catastrophic containment project consisting of an earthen berm and an oil water separator. | The following property is used 100% for pollution control and is installed to meet or exceed federal or state regulations: catastrophic containment project consisting of an earthen berm and an oil water separator. | 2017-02-16 | 40717 | 100
20220 | T1 | ORYX SOUTHERN DELAWARE OIL GATHERING AND TRANSPORT LLC | REEVES CENTRAL RECEIPT POINT | 2306 CR103 | PECOS | TX | 79772 | Reeves | CN605155233 | RN109225797 | External Floating Roofs on Tanks TK-201, TK-202, and TK-203. | The following property is used 100% for pollution control and is installed to meet or exceed federal or state regulations: External Floating Roofs on Tanks TK-201, TK-202, and TK-203. | 2017-02-28 | 520114 | 100
20221 | T1 | ORYX SOUTHERN DELAWARE OIL GATHERING AND TRANSPORT LLC | CRANE TRUCK STATION | 4037 NAVAJO RD | CRANE | TX | 79731 | Crane | CN605155233 | RN109655126 | External Floating Roofs on Tanks TK-301, TK-302, and TK-303. | The following property is used 100% for pollution control and is installed to meet or exceed federal or state regulations: External Floating Roofs on Tanks TK-301, TK-302, and TK-303. | 2017-02-28 | 520114 | 100
20222 | T1 | ORYX SOUTHERN DELAWARE OIL GATHERING AND TRANSPORT LLC | PYOTE TRUCK STATION | FROM IH-20 WEST TAKE EXIT 115 NORTH TURN RIGHT ONTO 3RD ST 3RD ST BECOMES FM 2355 STAY ON FM 2355 FOR APPROX 3 MI SITE IS ON THE RIGHT SIDE OF THE ROAD |  | TX |  | Ward | CN605155233 | RN109655209 | External Floating Roof on TK-101. | The following property is used 100% for pollution control and is installed to meet or exceed federal or state regulations: External Floating Roof on TK-101. | 2017-02-14 | 115581 | 100
20223 | T1 | ONCOR ELECTRIC DELIVERY COMPANY LLC | COMMERCE SUBSTATION 1 | 700 BLOCK OF PARK ST | COMMERCE | TX | 75428 | Hunt | CN603313842 | RN109655241 | leaker management and secondary containment comprised of a concrete pad poured around the transformer; an oil water separator incorporated into the concrete pad; and a metal railing installed around the concrete pad to channel leaked oil to the oil water separator. | The following property is used 100% for pollution control and is installed to meet or exceed federal or state regulations: leaker management and secondary containment comprised of a concrete pad poured around the transformer; an oil water separator incorporated into the concrete pad; and a metal railing installed around the concrete pad to channel leaked oil to the oil water separator. | 2017-02-16 | 25252 | 100
20224 | T1 | The Dow Chemical Company | The Dow Chemical Company | State Hwys 288,332,227 | Freeport | TX | 77541 | Brazoria | Insuffucient Information | Insuffucient Information | A segregated stormwater collection system consisting of concrete trenches, sumps, leak detection/leachate collection systems and associated pumps and piping was installed. | A positive use determination of 100% for the stormwater collection and handling systems. | 2017-03-24 | 640000 | 100
20225 | T1 | ONCOR ELECTRIC DELIVERY COMPANY LLC | CRISP SUBSTATION 1 AND 2 | 3141 UNION HILL RD | ENNIS | TX | 75119 | Ellis | CN603313842 | RN109655829 | leaker management and secondary containment comprised of a concrete pad poured around the transformer; an oil water separator incorporated into the concrete pad; and a metal railing installed around the concrete pad to channel leaked oil to the oil water separator. | The following property is used 100% for pollution control and is installed to meet or exceed federal or state regulations: leaker management and secondary containment comprised of a concrete pad poured around the transformer; an oil water separator incorporated into the concrete pad; and a metal railing installed around the concrete pad to channel leaked oil to the oil water separator. | 2017-02-16 | 44690 | 100
20226 | T1 | ONCOR ELECTRIC DELIVERY COMPANY LLC | DFW SOUTHEAST 1 | 2401 S AIRFIELD DR | DALLAS | TX | 75261 | Dallas | CN603313842 | RN109656165 | catastrophic containment project consisting of an earthen berm and an oil water separator. | The following property is used 100% for pollution control and is installed to meet or exceed federal or state regulations: catastrophic containment project consisting of an earthen berm and an oil water separator. | 2017-02-16 | 34393 | 100
20227 | T1 | ONCOR ELECTRIC DELIVERY COMPANY LLC | DFW SOUTHEAST 1 AND 2 | 2401 S AIRFIELD DR | DALLAS | TX | 75261 | Dallas | CN603313842 | RN109656165 | leaker management and secondary containment comprised of a concrete pad poured around the transformer; an oil water separator incorporated into the concrete pad; and a metal railing installed around the concrete pad to channel leaked oil to the oil water separator. | The following property is used 100% for pollution control and is installed to meet or exceed federal or state regulations: leaker management and secondary containment comprised of a concrete pad poured around the transformer; an oil water separator incorporated into the concrete pad; and a metal railing installed around the concrete pad to channel leaked oil to the oil water separator. | 2017-02-16 | 38473 | 100
20228 | T1 | The Dow Chemical Company | The Dow Chemical Company | State Hwys 288,332,227 | Freeport | TX | 77541 | Brazoria | Insuffucient Information | Insuffucient Information | Installed a knock out pot system with vacuum pumps to reduce emissions. | A positive use determination of 100% for the knock out pot system with vacuum pumps to reduce emissions. | 2017-03-24 | 384000 | 100
20229 | T1 | The Dow Chemical Company | The Dow Chemical Company | State Hwys 288,332,227 | Freeport | TX | 77541 | Brazoria | Insuffucient Information | Insuffucient Information | Installed a RCL/HCL/Propylene destruction system consisting of the following: vent collection header, RCL absorption tower, two stage caustic jet scrubber, flare system, heat exchanger, pumps, piping and associated instrumentation and wiring. | A positive use determination of 100% for the RCL/HCL Propylene destruction system. | 2017-03-24 | 6280000 | 100
20230 | T1 | ONCOR ELECTRIC DELIVERY COMPANY LLC | EMMA SUBSTATION 2 | 11 MI S OF ANDREWS ON 385 5 MI MIDFAM | ANDREWS | TX | 79714 | Andrews | CN603313842 | RN109657486 | leaker management and secondary containment comprised of a concrete pad poured around the transformer; an oil water separator incorporated into the concrete pad; and a metal railing installed around the concrete pad to channel leaked oil to the oil water separator. | The following property is used 100% for pollution control and is installed to meet or exceed federal or state regulations: leaker management and secondary containment comprised of a concrete pad poured around the transformer; an oil water separator incorporated into the concrete pad; and a metal railing installed around the concrete pad to channel leaked oil to the oil water separator. | 2017-02-17 | 29780 | 100
20231 | T2 | ORYX SOUTHERN DELAWARE HOLDINGS LLC | ORYX TRANS PERMIAN PIPELINE CRANE COUNTY | CRANE COUNTY PIPELINE SEGMENTS |  | TX |  | Crane | CN605310184 | RN109652446 | Non-destructive pipeline testing expenditures. | The following property is used 100% for pollution control and is installed to meet or exceed federal or state regulations: Non-destructive pipeline testing expenditures. | 2017-02-16 | 572924 | 100
20232 | T2 | ORYX SOUTHERN DELAWARE HOLDINGS LLC | ORYX TRANS PERMIAN PIPELINE MIDLAND COUNTY | MIDLAND COUNTY PIPELINE SEGMENTS |  | TX |  | Midland | CN605310184 | RN109653238 | Non-destructive pipeline testing expenditures. | The following property is used 100% for pollution control and is installed to meet or exceed federal or state regulations: Non-destructive pipeline testing expenditures. | 2017-02-16 | 509692 | 100
20233 | T2 | ORYX SOUTHERN DELAWARE HOLDINGS LLC | ORYX TRANS PERMIAN PIPELINE PECOS COUNTY | PECOS COUNTY PIPELINE SEGMENTS |  | TX |  | Pecos | CN605310184 | RN109657510 | Non-destructive pipeline testing expenditures. | The following property is used 100% for pollution control and is installed to meet or exceed federal or state regulations: Non-destructive pipeline testing expenditures. | 2017-02-16 | 240024 | 100
20234 | T2 | ORYX SOUTHERN DELAWARE HOLDINGS LLC | ORYX TRANS PERMIAN PIPELINE REEVES COUNTY | REEVES COUNTY PIPELINE SEGMENTS |  | TX |  | Reeves | CN605310184 | RN109653477 | Non-destructive pipeline testing expenditures. | The following property is used 100% for pollution control and is installed to meet or exceed federal or state regulations: Non-destructive pipeline testing expenditures. | 2017-02-16 | 97373 | 100
20235 | T2 | ORYX SOUTHERN DELAWARE HOLDINGS LLC | ORYX TRANS PERMIAN PIPELINE UPTON COUNTY | UPTON COUNTY PIPELINE SEGMENTS |  | TX |  | Upton | CN605310184 | RN109657544 | Non-destructive pipeline testing expenditures. | The following property is used 100% for pollution control and is installed to meet or exceed federal or state regulations: Non-destructive pipeline testing expenditures. | 2017-02-16 | 239088 | 100
20236 | T2 | ORYX SOUTHERN DELAWARE HOLDINGS LLC | ORYX TRANS PERMIAN PIPELINE WARD COUNTY | WARD COUNTY PIPELINE SEGMENTS |  | TX |  | Ward | CN605310184 | RN109657551 | Non-destructive pipeline testing expenditures. | The following property is used 100% for pollution control and is installed to meet or exceed federal or state regulations: Non-destructive pipeline testing expenditures. | 2017-02-16 | 121171 | 100
20237 | T1 | ONCOR ELECTRIC DELIVERY COMPANY LLC | ESKOTA SWITCH | BETWEEN SWEETWATER AND TRENT | SWEETWATER | TX | 79556 | Nolan | CN603313842 | RN109633081 | leaker management and secondary containment comprised of a concrete pad poured around the transformer; an oil water separator incorporated into the concrete pad; and a metal railing installed around the concrete pad to channel leaked oil to the oil water separator. | The following property is used 100% for pollution control and is installed to meet or exceed federal or state regulations: leaker management and secondary containment comprised of a concrete pad poured around the transformer; an oil water separator incorporated into the concrete pad; and a metal railing installed around the concrete pad to channel leaked oil to the oil water separator. | 2017-02-24 | 29467 | 100
20238 | T1 | ONCOR ELECTRIC DELIVERY COMPANY LLC | EULESS SUBSTATION | 1902 N INDUSTRIAL BLVD | EULESS | TX | 86039 | Tarrant | CN603313842 | RN109628867 | catastrophic containment project consisting of an earthen berm and an oil water separator. | The following property is used 100% for pollution control and is installed to meet or exceed federal or state regulations: catastrophic containment project consisting of an earthen berm and an oil water separator. | 2017-02-17 | 67429 | 100
20239 | T1 | ONCOR ELECTRIC DELIVERY COMPANY LLC | GASLAND SUBSTATION 1 | 3 MI W ON SW 900 FROM INTERSECTION OF FM 2371 AND FM 181 | ANDREWS | TX | 79714 | Andrews | CN603313842 | RN109657791 | leaker management and secondary containment comprised of a concrete pad poured around the transformer; an oil water separator incorporated into the concrete pad; and a metal railing installed around the concrete pad to channel leaked oil to the oil water separator. | The following property is used 100% for pollution control and is installed to meet or exceed federal or state regulations: leaker management and secondary containment comprised of a concrete pad poured around the transformer; an oil water separator incorporated into the concrete pad; and a metal railing installed around the concrete pad to channel leaked oil to the oil water separator. | 2017-02-17 | 29780 | 100
20240 | T1 | ONCOR ELECTRIC DELIVERY COMPANY LLC | HUTTO SWITCH | 651 CR 119 | HUTTO | TX | 78634 | Williamson | CN603313842 | RN109629089 | leaker management and secondary containment comprised of a concrete pad poured around the transformer; an oil water separator incorporated into the concrete pad; and a metal railing installed around the concrete pad to channel leaked oil to the oil water separator. | The following property is used 100% for pollution control and is installed to meet or exceed federal or state regulations: leaker management and secondary containment comprised of a concrete pad poured around the transformer; an oil water separator incorporated into the concrete pad; and a metal railing installed around the concrete pad to channel leaked oil to the oil water separator. | 2017-02-17 | 26870 | 100
20241 | T1 | The Dow Chemical Company | The Dow Chemical Company | State Hwys 288,332,227 | Freeport | TX | 77541 | Brazoria | Insuffucient Information | Insuffucient Information | Installed a plant clearing system to reduce VOC releases during unusual situations. | A positive use determination of 100% for the plant clearing system to reduce VOC releases during unusual situations. | 2017-03-24 | 120000 | 100
20242 | T1 | ONCOR ELECTRIC DELIVERY COMPANY LLC | INWOOD RD SUBSTATION 1 AND 2 | 14333 LANDMARK BLVD DALLAS TX 75254 | DALLAS | TX | 75254 | Dallas | CN603313842 | RN109657924 | catastrophic containment project consisting of an earthen berm and an oil water separator. | The following property is used 100% for pollution control and is installed to meet or exceed federal or state regulations: catastrophic containment project consisting of an earthen berm and an oil water separator | 2017-02-24 | 36360 | 100
20243 | T1 | ONCOR ELECTRIC DELIVERY COMPANY LLC | INWOOD RD SUBSTATION 2 | 14333 LANDMARK BLVD DALLAS TX 75254 | DALLAS | TX | 75254 | Dallas | CN603313842 | RN109657924 | leaker management and secondary containment comprised of a concrete pad poured around the transformer; an oil water separator incorporated into the concrete pad; and a metal railing installed around the concrete pad to channel leaked oil to the oil water separator. | The following property is used 100% for pollution control and is installed to meet or exceed federal or state regulations: leaker management and secondary containment comprised of a concrete pad poured around the transformer; an oil water separator incorporated into the concrete pad; and a metal railing installed around the concrete pad to channel leaked oil to the oil water separator. | 2017-02-17 | 25717 | 100
20244 | T1 | ONCOR ELECTRIC DELIVERY COMPANY LLC | IRVING SUBSTATION 1 | 2200 PARKSIDE AVE | IRVING | TX | 75061 | Dallas | CN603313842 | RN109658443 | leaker management and secondary containment comprised of a concrete pad poured around the transformer; an oil water separator incorporated into the concrete pad; and a metal railing installed around the concrete pad to channel leaked oil to the oil water separator. | The following property is used 100% for pollution control and is installed to meet or exceed federal or state regulations: leaker management and secondary containment comprised of a concrete pad poured around the transformer; an oil water separator incorporated into the concrete pad; and a metal railing installed around the concrete pad to channel leaked oil to the oil water separator. | 2017-02-17 | 19885 | 100
20245 | T1 | The Dow Chemical Company | The Dow Chemical Company | State Hwys 288,332,227 | Freeport | TX | 77541 | Brazoria | Insuffucient Information | Insuffucient Information | Installation of chemical process equipment for the Epichloroydrin production facility. New process using HOCL generates 50% less wastewater. | A positive use determination of 100% for the reactors, heat exchangers, absorber tower, storage vessels, stripper columns, vacuum jets, blowers, mixers, pumps, piping, and associated instrumentation and wiring. | 2017-03-30 | 36500000 | 100
20246 | T1 | ONCOR ELECTRIC DELIVERY COMPANY LLC | Jarrell East Substation | 260 COUNTY ROAD 312 | JARRELL | Tx | 76537 | Williamson | CN603313842 | RN109658492 | leaker management and secondary containment comprised of a concrete pad poured around the transformer; an oil water separator incorporated into the concrete pad; and a metal railing installed around the concrete pad to channel leaked oil to the oil water separator. | The following property is used 100% for pollution control and is installed to meet or exceed federal or state regulations: leaker management and secondary containment comprised of a concrete pad poured around the transformer; an oil water separator incorporated into the concrete pad; and a metal railing installed around the concrete pad to channel leaked oil to the oil water separator. | 2017-02-17 | 36127 | 100
20247 | T1 | ORYX SOUTHERN DELAWARE HOLDINGS LLC | ORYX TRANS PERMIAN PIPELINE CRANE COUNTY | CRANE COUNTY PIPELINE SEGMENTS |  | TX |  | Crane | CN605310184 | RN109652446 | cathodic protection; fusion-bonded epoxy (FBE) on the pipe surface; adhesive for top coat; and top coat consisting of polyethylene or polypropylene. | The following property is used 100% for pollution control and is installed to meet or exceed federal or state regulations: cathodic protection; fusion-bonded epoxy (FBE) on the pipe surface; adhesive for top coat; and top coat consisting of polyethylene or polypropylene. | 2017-02-16 | 1165690 | 100
20248 | T1 | ORYX SOUTHERN DELAWARE HOLDINGS LLC | ORYX TRANS PERMIAN PIPELINE MIDLAND COUNTY | MIDLAND COUNTY PIPELINE SEGMENTS |  | TX |  | Midland | CN605310184 | RN109653238 | cathodic protection; fusion-bonded epoxy (FBE) on the pipe surface; adhesive for top coat; and top coat consisting of polyethylene or polypropylene. | The following property is used 100% for pollution control and is installed to meet or exceed federal or state regulations: cathodic protection; fusion-bonded epoxy (FBE) on the pipe surface; adhesive for top coat; and top coat consisting of polyethylene or polypropylene. | 2017-02-16 | 1091134 | 100
20249 | T1 | ORYX SOUTHERN DELAWARE HOLDINGS LLC | ORYX TRANS PERMIAN PIPELINE PECOS COUNTY | PECOS COUNTY PIPELINE SEGMENTS |  | TX |  | Pecos | CN605310184 | RN109657510 | cathodic protection; fusion-bonded epoxy (FBE) on the pipe surface; adhesive for top coat; and top coat consisting of polyethylene or polypropylene. | The following property is used 100% for pollution control and is installed to meet or exceed federal or state regulations: cathodic protection; fusion-bonded epoxy (FBE) on the pipe surface; adhesive for top coat; and top coat consisting of polyethylene or polypropylene. | 2017-02-16 | 466571 | 100
20250 | T1 | ORYX SOUTHERN DELAWARE HOLDINGS LLC | ORYX TRANS PERMIAN PIPELINE REEVES COUNTY | REEVES COUNTY PIPELINE SEGMENTS |  | TX |  | Reeves | CN605310184 | RN109653477 | cathodic protection; fusion-bonded epoxy (FBE) on the pipe surface; adhesive for top coat; and top coat consisting of polyethylene or polypropylene. | The following property is used 100% for pollution control and is installed to meet or exceed federal or state regulations: cathodic protection; fusion-bonded epoxy (FBE) on the pipe surface; adhesive for top coat; and top coat consisting of polyethylene or polypropylene. | 2017-02-16 | 223022 | 100
20251 | T1 | ORYX SOUTHERN DELAWARE HOLDINGS LLC | ORYX TRANS PERMIAN PIPELINE UPTON COUNTY | UPTON COUNTY PIPELINE SEGMENTS |  | TX |  | Upton | CN605310184 | RN109657544 | cathodic protection; fusion-bonded epoxy (FBE) on the pipe surface; adhesive for top coat; and top coat consisting of polyethylene or polypropylene. | The following property is used 100% for pollution control and is installed to meet or exceed federal or state regulations: cathodic protection; fusion-bonded epoxy (FBE) on the pipe surface; adhesive for top coat; and top coat consisting of polyethylene or polypropylene. | 2017-02-16 | 491222 | 100
20252 | T1 | ORYX SOUTHERN DELAWARE HOLDINGS LLC | ORYX TRANS PERMIAN PIPELINE WARD COUNTY | WARD COUNTY PIPELINE SEGMENTS |  | TX |  | Ward | CN605310184 | RN109657551 | cathodic protection; fusion-bonded epoxy (FBE) on the pipe surface; adhesive for top coat; and top coat consisting of polyethylene or polypropylene. | The following property is used 100% for pollution control and is installed to meet or exceed federal or state regulations: cathodic protection; fusion-bonded epoxy (FBE) on the pipe surface; adhesive for top coat; and top coat consisting of polyethylene or polypropylene. | 2017-02-16 | 269282 | 100
20253 | T1 | ADVANTAGE PIPELINE LLC | ADVANTAGE PIPELINE | 1322 US HWY 285 SOUTH | PECOS | TX | 79772 | Reeves | CN604387738 | RN106925225 | External floating roofs on Tank #1 and Tank #2. | Withdrawn/Returned | 2017-03-22 | 227465 | 100
20254 | T1 | BRAZOS MIDSTREAM OPERATING LLC | MILLER COMPRESSOR STATION | FROM BARSTOW GO W ON CONCHO ST TOWARD MACKEY AVE AND TURN LEFT ON RR 516 MACKEY AVE GO 2.7 MI AND TURN LEFT AND CONTINUE 0.2 MI TOWARDS THE FACILITY ENTRANCE | BARSTOW | TX | 79719 | Ward | CN605077106 | RN109035477 | Flare system. | The following property is used 100% for pollution control and is installed to meet or exceed federal or state regulations: Flare system. | 2017-02-17 | 154871 | 100
20255 | T1 | BRAZOS MIDSTREAM OPERATING LLC | COMANCHE PLANT | FROM PECOS TX TAKE US-285 S S CEDAR ST AND GO 3.2 MILES TURN LEFT ONTO FM 1450 E AND DRIVE 15.1 MILES AND THEN TURN RIGHT AND GO 0.8 MILE TOWARDS THE FACILITY LOCATION | PECOS | TX | 79772 | Reeves | CN605077106 | RN109161745 | Flare system. | The following property is used 100% for pollution control and is installed to meet or exceed federal or state regulations: Flare system. | 2017-02-17 | 391638 | 100
20256 | T1 | CAPROCK PERMIAN PROCESSING LLC | PECOS BEND GAS PROCESSING PLANT | IN PECOS TAKE HIGHWAY 285 N FROM IH 20 TO THE INTERSECTION OF HIGHWAY 285 AND CR 402 TURN R ON CR 402 AND GO 1.6 MI NORTH TO THE PLANT RD WHICH WILL BE ON THE WEST SIDE OF CR 402 | PECOS | TX | 79772 | Reeves | CN605164201 | RN109238691 | Flare system. | The following property is used 100% for pollution control and is installed to meet or exceed federal or state regulations: Flare system. | 2017-02-17 | 252468 | 100
20257 | T1 | CORONADO MIDSTREAM LLC | RIPTIDE GAS PLANT | FROM THE INTERSECTION OF I-20 AND EAST LOOP 250 IN MIDLAND GO EAST ON THE NORTH I-20 SERVICE ROAD 8.65 MILES TO CR 1050 GO NORTH ON CR 1050 10 MILES PLANT IS ON THE RIGHT | STANTON | TX | 79782 | Martin | CN603481193 | RN108360785 | Flare system. | The following property is used 100% for pollution control and is installed to meet or exceed federal or state regulations: Flare system. | 2017-02-17 | 1395341 | 100
20258 | T1 | ORYX SOUTHERN DELAWARE HOLDINGS LLC | ORYX TRANS PERMIAN PIPELINE CRANE COUNTY | MIDLAND COUNTY PIPELINE SEGMENTS |  | TX |  | Crane | CN605310184 | RN109652446 | sedimentation and erosion controls including slope breakers, silt fences, staked hay or straw bales, matting, and diking. | The following property is used 100% for pollution control and is installed to meet or exceed federal or state regulations: sedimentation and erosion controls including slope breakers, silt fences, staked hay or straw bales, matting, and diking. | 2017-02-16 | 2701240 | 100
20259 | T1 | ORYX SOUTHERN DELAWARE HOLDINGS LLC | ORYX TRANS PERMIAN PIPELINE MIDLAND COUNTY | MIDLAND COUNTY PIPELINE SEGMENTS |  | TX |  | Midland | CN605310184 | RN109653238 | sedimentation and erosion controls including slope breakers, silt fences, staked hay or straw bales, matting, and diking. | The following property is used 100% for pollution control and is installed to meet or exceed federal or state regulations: sedimentation and erosion controls including slope breakers, silt fences, staked hay or straw bales, matting, and diking. | 2017-02-16 | 2597824 | 100
20260 | T1 | ORYX SOUTHERN DELAWARE HOLDINGS LLC | ORYX TRANS PERMIAN PIPELINE PECOS COUNTY | PECOS COUNTY PIPELINE SEGMENTS |  | TX |  | Pecos | CN605310184 | RN109657510 | sedimentation and erosion controls including slope breakers, silt fences, staked hay or straw bales, matting, and diking. | The following property is used 100% for pollution control and is installed to meet or exceed federal or state regulations: sedimentation and erosion controls including slope breakers, silt fences, staked hay or straw bales, matting, and diking. | 2017-02-16 | 1541296 | 100
20261 | T1 | ORYX SOUTHERN DELAWARE HOLDINGS LLC | ORYX TRANS PERMIAN PIPELINE REEVES COUNTY | REEVES COUNTY PIPELINE SEGMENTS |  | TX |  | Reeves | CN605310184 | RN109653477 | sedimentation and erosion controls including slope breakers, silt fences, staked hay or straw bales, matting, and diking. | The following property is used 100% for pollution control and is installed to meet or exceed federal or state regulations: sedimentation and erosion controls including slope breakers, silt fences, staked hay or straw bales, matting, and diking. | 2017-02-16 | 13414412 | 100
20262 | T1 | ORYX SOUTHERN DELAWARE HOLDINGS LLC | ORYX TRANS PERMIAN PIPELINE UPTON COUNTY | UPTON COUNTY PIPELINE SEGMENTS |  | TX |  | Upton | CN605310184 | RN109657544 | sedimentation and erosion controls including slope breakers, silt fences, staked hay or straw bales, matting, and diking. | The following property is used 100% for pollution control and is installed to meet or exceed federal or state regulations: sedimentation and erosion controls including slope breakers, silt fences, staked hay or straw bales, matting, and diking. | 2017-02-16 | 1169525 | 100
20263 | T1 | ORYX SOUTHERN DELAWARE HOLDINGS LLC | ORYX TRANS PERMIAN PIPELINE WARD COUNTY | WARD COUNTY PIPELINE SEGMENTS |  | TX |  | Ward | CN605310184 | RN109657551 | sedimentation and erosion controls including slope breakers, silt fences, staked hay or straw bales, matting, and diking. | The following property is used 100% for pollution control and is installed to meet or exceed federal or state regulations: sedimentation and erosion controls including slope breakers, silt fences, staked hay or straw bales, matting, and diking. | 2017-02-16 | 3357379 | 100
20264 | T1 | ONCOR ELECTRIC DELIVERY COMPANY LLC | JEWETT SUBSTATION | 2221 N MAIN ST | JEWETT | Tx | 75846 | Leon | CN603313842 | RN109627513 | leaker management and secondary containment comprised of a concrete pad poured around the transformer; an oil water separator incorporated into the concrete pad; and a metal railing installed around the concrete pad to channel leaked oil to the oil water separator | The following property is used 100% for pollution control and is installed to meet or exceed federal or state regulations: leaker management and secondary containment comprised of a concrete pad poured around the transformer; an oil water separator incorporated into the concrete pad; and a metal railing installed around the concrete pad to channel leaked oil to the oil water separator. | 2017-02-17 | 30673 | 100
20265 | T1 | DELAWARE G&P LLC | LOBO PROCESSING PLANT | FROM MENTONE TAKE HIGHWAY 302 NE 6.25 MI TO SITE ON THE LEFT | MENTONE | Tx | 79785 | Loving | CN605246016 | RN107914277 | Flare system. | The following property is used 100% for pollution control and is installed to meet or exceed federal or state regulations: Flare system. | 2017-02-17 | 1237668 | 100
20266 | T1 | ONCOR ELECTRIC DELIVERY COMPANY LLC | KNAPP SUBSTATION | N32-41-30 W101-03-07 2295 | SNYDER | Tx | 79459 | Scurry | CN603313842 | RN109664425 | leaker management and secondary containment comprised of a concrete pad poured around the transformer; an oil water separator incorporated into the concrete pad; and a metal railing installed around the concrete pad to channel leaked oil to the oil water separator. | The following property is used 100% for pollution control and is installed to meet or exceed federal or state regulations: leaker management and secondary containment comprised of a concrete pad poured around the transformer; an oil water separator incorporated into the concrete pad; and a metal railing installed around the concrete pad to channel leaked oil to the oil water separator. | 2017-02-24 | 29317 | 100
20267 | T1 | EC MIDSTREAM SERVICES LLC | NW TOYAH GAS PROCESSING FACILITY | FROM INTX OF IH 20 & CONCHO ST TURN R ONTO CONCHO GO 0.1 MI TURN R & GO 0.12 MI TO STOCKING ST TURN L & GO 2.68 MI MERGE W CR 222 GO 4.4 MI TURN L ONTO CR 231 & GO 2.84 MI TURN R & GO APPROX 2.45 MI TO FACILITY | TOYAH | Tx | 79785 | Reeves | CN604676999 | RN107734550 | Flare system. | The following property is used 100% for pollution control and is installed to meet or exceed federal or state regulations: Flare system. | 2017-03-09 | 65000 | 100
20268 | T1 | ORYX SOUTHERN DELAWARE HOLDINGS LLC | ORYX TRANS PERMIAN PIPELINE WINKLER COUNTY | WINKLER COUNTY PIPELINE SEGMENTS |  | Tx |  | Winkler | CN605310184 | RN109665216 | sedimentation and erosion controls including slope breakers, silt fences, staked hay or straw bales, matting, and diking. | The following property is used 100% for pollution control and is installed to meet or exceed federal or state regulations: sedimentation and erosion controls including slope breakers, silt fences, staked hay or straw bales, matting, and diking. | 2017-02-16 | 271400 | 100
20269 | T1 | EC MIDSTREAM SERVICES LLC | EAST TOYAH GAS PROCESSING FACILITY | 49 COUNTY RD 419 | PECOS | Tx | 79772 | Reeves | CN604676999 | RN106442320 | Flare system. | The following property is used 100% for pollution control and is installed to meet or exceed federal or state regulations: Flare system. | 2017-03-09 | 230000 | 100
20270 | T1 | MEDALLION DELAWARE BASIN LLC | PECOS RIVER GAS PLANT | 6.8 MILES NE OF ORLA TX ON FM 652 | ORLA | Tx | 79770 | Reeves | CN604939744 | RN108793316 | Flare system. | The following property is used 100% for pollution control and is installed to meet or exceed federal or state regulations: Flare system. | 2017-03-24 | 290588 | 100
20271 | T1 | PRISM MIDSTREAM LLC | OSSF 3671 US HIGHWAY 190 W | FROM INTX OF HWY 190 AND HWY 163 GO W ON HWY 190 FOR 7.2 MI THEN ARRIVE AT LOCATION ON S SIDE OF HWY 190 CROCKETT COUNTY | OZONA | Tx | 76943 | Crockett | CN604926345 | RN108761065 | Flare system. | The following property is used 100% for pollution control and is installed to meet or exceed federal or state regulations: Flare system. | 2017-03-09 | 240720 | 100
20272 | T1 | VAQUERO PERMIAN PROCESSING LLC | CAYMUS PLANT | FROM HWY 285 FM1450 INTERSECTION JUST SOUTH OF PECOS TAKES FM1450 25.5 MI SOUTH TO RANCH 1776 RD TURN LEFT AND GO 4.5 MI TO SITE ON RIGHT | COYANOSA | Tx | 79730 | Pecos | CN604945741 | RN108806753 | Flare system. | The following property is used 100% for pollution control and is installed to meet or exceed federal or state regulations: Flare system. | 2017-02-24 | 787746 | 100
20273 | T2 | KURARAY AMERICA INC | PVOH PLANT | 13100 BAY AREA BLVD | La Porte | Tx | 77571 | Harris | CN603315953 | RN106155849 | energy recovery equipment | Withdrawn/Returned | 2017-05-24 | 326400 | 100
20274 | T1 | SUNOCO PARTNERS MARKETING & TERMINALS LP | SUNOCO PARTNERS NEDERLAND TERMINAL | 2300 N TWIN CITY HWY | NEDERLAND | TX | 77627 | Jefferson | CN601403199 | RN100214626 | External floating roofs, leg seals, floating roof seals, and gauge pole seals on storage tanks 1573, 1582, 1583, 1584, 1585, 1586, 1587, and 1588. | The following property is used 100% for pollution control and is installed to meet or exceed federal or state regulations: External floating roofs, leg seals, floating roof seals, and gauge pole seals on storage tanks 1573, 1582, 1583, 1584, 1585, 1586, 1587, and 1588. | 2017-02-24 | 14925000 | 100
20275 | T1 | ONCOR ELECTRIC DELIVERY COMPANY LLC | LAVON SUBSTATION NEAR WYLIE | NE OF WYLIE ON HIGHWAY 78 S | WYLIE | Tx | 75098 | Collin | CN603313842 | RN109667360 | catastrophic containment project consisting of an earthen berm and an oil water separator. | The following property is used 100% for pollution control and is installed to meet or exceed federal or state regulations: catastrophic containment project consisting of an earthen berm and an oil water separator. | 2017-02-24 | 38887 | 100
20276 | T1 | ETC TEXAS PIPELINE LTD | PANTHER GAS PLANT | FROM ODESSA TRAVEL SOUTHEAST ON US-385 FOR APPROXIMATELY 12 MILES TURN LEFT ONTO FM1787 AND TRAVEL FOR 10 MILES TO FM1492 S TURN RIGHT AND DRIVE 1.7 MILES TO UNNAMED ENTRANCE ROAD ON THE LEFT | RANKIN | TX | 75835 | Upton | CN601587652 | RN109124057 | Flare System. | The following property is used 100% for pollution control and is installed to meet or exceed federal or state regulations: Flare system. | 2017-02-24 | 1125000 | 100
20277 | T1 | ONCOR ELECTRIC DELIVERY COMPANY LLC | LOTT FALLS ROAD SUBSTATION | 116 FALLS RD LOTT TX 76656 | Lott | Tx | 76656 | Falls | CN603313842 | RN109632828 | catastrophic containment project consisting of an earthen berm and an oil water separator. | The following property is used 100% for pollution control and is installed to meet or exceed federal or state regulations: catastrophic containment project consisting of an earthen berm and an oil water separator. | 2017-02-17 | 41707 | 100
20278 | T1 | REPUBLIC MIDSTREAM LLC | REPUBLIC 144 CDP | 2600 FM 958 | SHINER | TX | 77984 | Lavaca | CN604804609 | RN108291584 | Internal floating roofs for storage tanks 110, 115, 120, 125, 210, and 215. | The following property is used 100% for pollution control and is installed to meet or exceed federal or state regulations: Internal floating roofs for storage tanks 110, 115, 120, 125, 210, and 215. | 2017-03-31 | 1080000 | 100
20279 | T1 | ETC TEXAS PIPELINE LTD | REBEL GAS PLANT | 13788 TX 158 | GARDEN CITY | TX | 79379 | Glasscock | CN601587652 | RN106934664 | Flare System. | The following property is used 100% for pollution control and is installed to meet or exceed federal or state regulations: Flare system. | 2017-02-24 | 937500 | 100
20280 | T1 | KURARAY AMERICA INC | PVOH PLANT | 13100 BAY AREA BLVD | La Porte | Tx | 77571 | Harris | CN603315953 | RN106155849 | 400 System baghouses including Z-406 A/B, Z-407 A/B, and Z-411 A/B. | The following property is used 100% for pollution control and is installed to meet or exceed federal or state regulations: 400 System baghouses including Z-406 A/B, Z-407 A/B, and Z-411 A/B. | 2017-07-25 | 789107 | 100
20281 | T1 | ONCOR ELECTRIC DELIVERY COMPANY LLC | LUFKIN SWITCH 1 | CR 37 W OF LOOP 287 | LUFKIN | Tx | 75904 | Angelina | CN603313842 | RN109668228 | leaker management and secondary containment comprised of a concrete pad poured around the transformer; an oil water separator incorporated into the concrete pad; and a metal railing installed around the concrete pad to channel leaked oil to the oil water separator. | The following property is used 100% for pollution control and is installed to meet or exceed federal or state regulations: leaker management and secondary containment comprised of a concrete pad poured around the transformer; an oil water separator incorporated into the concrete pad; and a metal railing installed around the concrete pad to channel leaked oil to the oil water separator. | 2017-02-24 | 31720 | 100
20282 | T1 | ONCOR ELECTRIC DELIVERY COMPANY LLC | MIDESSA SUBSTATION 1 | CHALLENGER DR N AND THEN E FOR 3 MI FROM HWY 80 W | MIDLAND | Tx | 76706 | Midland | CN603313842 | RN109668657 | leaker management and secondary containment comprised of a concrete pad poured around the transformer; an oil water separator incorporated into the concrete pad; and a metal railing installed around the concrete pad to channel leaked oil to the oil water separator. | The following property is used 100% for pollution control and is installed to meet or exceed federal or state regulations: leaker management and secondary containment comprised of a concrete pad poured around the transformer; an oil water separator incorporated into the concrete pad; and a metal railing installed around the concrete pad to channel leaked oil to the oil water separator. | 2017-02-24 | 29780 | 100
20283 | T1 | ETC TEXAS PIPELINE LTD | ALAMO GAS PLANT | 597 COUNTY ROAD 3020 | CROCKETT | TX | 75835 | Houston | CN601587652 | RN107716664 | Flare System. | The following property is used 100% for pollution control and is installed to meet or exceed federal or state regulations: Flare system. | 2017-02-24 | 1180376 | 100
20284 | T1 | ONCOR ELECTRIC DELIVERY COMPANY LLC | MIDLAND EAST SWITCH 1 AND 2 | 1600 N FAIRGROUND RD | MIDLAND | Tx | 79706 | Midland | CN603313842 | RN109668699 | leaker management and secondary containment comprised of a concrete pad poured around the transformer; an oil water separator incorporated into the concrete pad; and a metal railing installed around the concrete pad to channel leaked oil to the oil water separator. | The following property is used 100% for pollution control and is installed to meet or exceed federal or state regulations: leaker management and secondary containment comprised of a concrete pad poured around the transformer; an oil water separator incorporated into the concrete pad; and a metal railing installed around the concrete pad to channel leaked oil to the oil water separator. | 2017-02-24 | 49360 | 100
20285 | T1 | ONCOR ELECTRIC DELIVERY COMPANY LLC | MIDRED SUBSTATION 2 | 1091 CR 2040 SE | CORSICANA | Tx | 75109 | Navarro | CN603313842 | RN109668798 | leaker management and secondary containment comprised of a concrete pad poured around the transformer; an oil water separator incorporated into the concrete pad; and a metal railing installed around the concrete pad to channel leaked oil to the oil water separator. | The following property is used 100% for pollution control and is installed to meet or exceed federal or state regulations: leaker management and secondary containment comprised of a concrete pad poured around the transformer; an oil water separator incorporated into the concrete pad; and a metal railing installed around the concrete pad to channel leaked oil to the oil water separator. | 2017-02-24 | 25407 | 100
20286 | T1 | ETC TEXAS PIPELINE LTD | KENEDY GAS PLANT | 349-359 CR 173 | KARNES CITY | TX | 78118 | Karnes | CN601587652 | RN106331515 | Flare System. | The following property is used 100% for pollution control and is installed to meet or exceed federal or state regulations: Flare system. | 2017-02-24 | 1702650 | 100
20287 | T1 | ONCOR ELECTRIC DELIVERY COMPANY LLC | MONTICELLO SUBSTATION | 12 MI S OF MT PLEASANT ON HWY 21 | WINFIELD | Tx | 75493 | Titus | CN603313842 | RN109668855 | leaker management and secondary containment comprised of a concrete pad poured around the transformer; an oil water separator incorporated into the concrete pad; and a metal railing installed around the concrete pad to channel leaked oil to the oil water separator. | The following property is used 100% for pollution control and is installed to meet or exceed federal or state regulations: leaker management and secondary containment comprised of a concrete pad poured around the transformer; an oil water separator incorporated into the concrete pad; and a metal railing installed around the concrete pad to channel leaked oil to the oil water separator. | 2017-02-24 | 44309 | 100
20288 | T1 | ETC TEXAS PIPELINE LTD | ORLA GAS | FROM INTX HWY 652 AND 285 IN ORLA GO W ON HWY 652 0.3 MI SW ON CR 437 1.1 MI S ON LEASE RD 0.8 TO SITE | ORLA | TX |  | Reeves | CN601587652 | RN109668889 | Flare System. | Withdrawn/Returned | 2017-03-29 | 1100000 | 100
20289 | T1 | ONCOR ELECTRIC DELIVERY COMPANY LLC | MOSS SWITCH | 10400 BLOCK OF W 3RD 25 MI W OF MOSS RD | ODESSA | Tx | 79763 | Ector | CN603313842 | RN109668954 | leaker management and secondary containment comprised of a concrete pad poured around the transformer; an oil water separator incorporated into the concrete pad; and a metal railing installed around the concrete pad to channel leaked oil to the oil water separator. | The following property is used 100% for pollution control and is installed to meet or exceed federal or state regulations: leaker management and secondary containment comprised of a concrete pad poured around the transformer; an oil water separator incorporated into the concrete pad; and a metal railing installed around the concrete pad to channel leaked oil to the oil water separator. | 2017-02-24 | 29317 | 100
20290 | T1 | ETC TEXAS PIPELINE LTD | JACKSON COUNTY GAS PLANT | FROM GANADO TAKE FM 710 N FOR 4.5 MI TO GALOW RD TURN LEFT & GO 1.25 MI TO SITE ON RIGHT | GANADO | TX | 77962 | Jackson | CN601587652 | RN106225436 | Flare System. | Withdrawn/Returned | 2017-03-29 | 1062500 | 100
20291 | T1 | ONCOR ELECTRIC DELIVERY COMPANY LLC | ODESSA SUBSTATION 1 AND 2 | 301 S DIXIE BLVD | ODESSA | Tx | 79761 | Ector | CN603313842 | RN100685635 | leaker management and secondary containment comprised of a concrete pad poured around the transformer; an oil water separator incorporated into the concrete pad; and a metal railing installed around the concrete pad to channel leaked oil to the oil water separator. | The following property is used 100% for pollution control and is installed to meet or exceed federal or state regulations: leaker management and secondary containment comprised of a concrete pad poured around the transformer; an oil water separator incorporated into the concrete pad; and a metal railing installed around the concrete pad to channel leaked oil to the oil water separator. | 2017-02-24 | 48573 | 100
20292 | T1 | ONCOR ELECTRIC DELIVERY COMPANY LLC | PARIS SWITCHING STATION 1 | 2 MILES SOUTH OF PARIS ON LOOP 286 PARIS TX 75460 | PARIS | Tx | 75460 | Lamar | CN603313842 | RN109627505 | leaker management and secondary containment comprised of a concrete pad poured around the transformer; an oil water separator incorporated into the concrete pad; and a metal railing installed around the concrete pad to channel leaked oil to the oil water separator. | The following property is used 100% for pollution control and is installed to meet or exceed federal or state regulations: leaker management and secondary containment comprised of a concrete pad poured around the transformer; an oil water separator incorporated into the concrete pad; and a metal railing installed around the concrete pad to channel leaked oil to the oil water separator. | 2017-02-24 | 29462 | 100
20293 | T1 | ETC TEXAS PIPELINE LTD | GODLEY PLANT | 8711 COUNTY ROAD 916 | GODLEY | TX | 76044 | Johnson | CN601587652 | RN104928676 | Flare System. | The following property is used 100% for pollution control and is installed to meet or exceed federal or state regulations: Flare system. | 2017-02-24 | 1127000 | 100
20294 | T1 | ONCOR ELECTRIC DELIVERY COMPANY LLC | PAULINE SUBSTATION 1 | FROM US 175 GO 15 MI NW ON CR 2938 | MAYBANK | Tx | 75156 | Henderson | CN603313842 | RN109669325 | leaker management and secondary containment comprised of a concrete pad poured around the transformer; an oil water separator incorporated into the concrete pad; and a metal railing installed around the concrete pad to channel leaked oil to the oil water separator. | The following property is used 100% for pollution control and is installed to meet or exceed federal or state regulations: leaker management and secondary containment comprised of a concrete pad poured around the transformer; an oil water separator incorporated into the concrete pad; and a metal railing installed around the concrete pad to channel leaked oil to the oil water separator. | 2017-02-24 | 24670 | 100
20295 | T1 | ONCOR ELECTRIC DELIVERY COMPANY LLC | PEGASUS SOUTH SUBSTATION 2 | 12 MI S OF ODESSA ON 385 8 MI E ON 1787 ODESSA TX 79766 | ODESSA | Tx | 79766 | Ector | CN603313842 | RN109627208 | leaker management and secondary containment comprised of a concrete pad poured around the transformer; an oil water separator incorporated into the concrete pad; and a metal railing installed around the concrete pad to channel leaked oil to the oil water separator. | The following property is used 100% for pollution control and is installed to meet or exceed federal or state regulations: leaker management and secondary containment comprised of a concrete pad poured around the transformer; an oil water separator incorporated into the concrete pad; and a metal railing installed around the concrete pad to channel leaked oil to the oil water separator. | 2017-02-24 | 29780 | 100
20296 | T1 | AMERICAN MIDSTREAM PERMIAN LLC | YELLOW ROSE GAS PROCESSING PLANT | FROM TARZAN TRAVEL APPROX 11.5 MI W ON RR 87 AND THEN 0.5 MI SE ON FM 349 TO WHERE THE PLANT IS OFF THE W SIDE OF THE RD | TARZAN | TX | 79783 | Martin | CN604796383 | RN107150591 | Flare system. | The following property is used 100% for pollution control and is installed to meet or exceed federal or state regulations: Flare system. | 2017-02-24 | 188587 | 100
20297 | T1 | ONCOR ELECTRIC DELIVERY COMPANY LLC | PRESTON MEADOWS SUBSTATION 2 | 4310 LEGACY DR | PLANO | Tx | 75074 | Collin | CN603313842 | RN109631689 | leaker management and secondary containment comprised of a concrete pad poured around the transformer; an oil water separator incorporated into the concrete pad; and a metal railing installed around the concrete pad to channel leaked oil to the oil water separator. | The following property is used 100% for pollution control and is installed to meet or exceed federal or state regulations: leaker management and secondary containment comprised of a concrete pad poured around the transformer; an oil water separator incorporated into the concrete pad; and a metal railing installed around the concrete pad to channel leaked oil to the oil water separator. | 2017-02-24 | 24717 | 100
20298 | T1 | TALCO MIDSTREAM ASSETS LTD | JONES SWD FACILITY | FROM US 59 AND US 80 GO NORTH ON 59 5.25 MI THEN TURN LEFT ON FM 1793 GO NORTH 2.20 MI FM 1793 MARSHALL TX 75692 | MARSHALL | TX | 75692 | Harrison | CN602444580 | RN109415323 | Saltwater disposal well. | Withdrawn/Returned | 2017-05-03 | 45600 | 100
20299 | T1 | TALCO MIDSTREAM ASSETS LTD | WILBORN SWD | NONCOMMERICAL GAS INJECTION |  | TX |  | Harrison | CN602444580 | RN109669473 | Saltwater disposal well. | Withdrawn/Returned | 2017-03-29 | 35000 | 100
20300 | T1 | ONCOR ELECTRIC DELIVERY COMPANY LLC | REAGAN STREET SUBSTATION 1 | 2311 REAGAN ST | DALLAS | Tx | 75219 | Dallas | CN603313842 | RN109669846 | leaker management and secondary containment comprised of a concrete pad poured around the transformer; an oil water separator incorporated into the concrete pad; and a metal railing installed around the concrete pad to channel leaked oil to the oil water separator. | The following property is used 100% for pollution control and is installed to meet or exceed federal or state regulations: leaker management and secondary containment comprised of a concrete pad poured around the transformer; an oil water separator incorporated into the concrete pad; and a metal railing installed around the concrete pad to channel leaked oil to the oil water separator. | 2017-02-24 | 44371 | 100
20301 | T1 | ONCOR ELECTRIC DELIVERY COMPANY LLC | REAGAN STREET SUBSTATION 2 | 2311 REAGAN ST | DALLAS | Tx | 75219 | Dallas | CN603313842 | RN109669846 | catastrophic containment project consisting of an earthen berm and an oil water separator. | The following property is used 100% for pollution control and is installed to meet or exceed federal or state regulations: catastrophic containment project consisting of an earthen berm and an oil water separator. | 2017-02-24 | 74302 | 100
20302 | T1 | ONCOR ELECTRIC DELIVERY COMPANY LLC | RENNER SWITCH AUTO 1 | 4243 W PLANO PKWY | PLANO | Tx | 75093 | Collin | CN603313842 | RN109627414 | catastrophic containment project consisting of an earthen berm and an oil water separator. | The following property is used 100% for pollution control and is installed to meet or exceed federal or state regulations: catastrophic containment project consisting of an earthen berm and an oil water separator. | 2017-02-24 | 36917 | 100
20303 | T1 | ONCOR ELECTRIC DELIVERY COMPANY LLC | RENNER SUBSTATION AUTO 1 | 4243 W PLANO PKWY | PLANO | Tx | 75093 | Collin | CN603313842 | RN109627414 | leaker management and secondary containment comprised of a concrete pad poured around the transformer; an oil water separator incorporated into the concrete pad; and a metal railing installed around the concrete pad to channel leaked oil to the oil water separator. | The following property is used 100% for pollution control and is installed to meet or exceed federal or state regulations: leaker management and secondary containment comprised of a concrete pad poured around the transformer; an oil water separator incorporated into the concrete pad; and a metal railing installed around the concrete pad to channel leaked oil to the oil water separator. | 2017-02-24 | 31720 | 100
20304 | T1 | ONCOR ELECTRIC DELIVERY COMPANY LLC | RICHARDSON EAST SUBSTATION | 618 N PLANO RD | RICHARDSON | Tx | 75081 | Dallas | CN603313842 | RN109669937 | leaker management and secondary containment comprised of a concrete pad poured around the transformer; an oil water separator incorporated into the concrete pad; and a metal railing installed around the concrete pad to channel leaked oil to the oil water separator. | The following property is used 100% for pollution control and is installed to meet or exceed federal or state regulations: leaker management and secondary containment comprised of a concrete pad poured around the transformer; an oil water separator incorporated into the concrete pad; and a metal railing installed around the concrete pad to channel leaked oil to the oil water separator. | 2017-02-24 | 13213 | 100
20305 | T1 | KURARAY AMERICA INC | PVOH PLANT | 13100 BAY AREA BLVD | La Porte | Tx | 77571 | Harris | CN603315953 | RN106155849 | baghouse system equipped with five fabric filter dust collectors. | The following property is used 100% for pollution control and is installed to meet or exceed federal or state regulations: baghouse system equipped with five fabric filter dust collectors. | 2017-05-25 | 763232 | 100
20306 | T1 | ONCOR ELECTRIC DELIVERY COMPANY LLC | ROUND ROCK WESTINGHOUSE | 5000 N IH 35 ROUND ROCK TX 78681 | ROUND ROCK | Tx | 78681 | Williamson | CN603313842 | RN109670505 | catastrophic containment project consisting of an earthen berm and an oil water separator. | The following property is used 100% for pollution control and is installed to meet or exceed federal or state regulations: catastrophic containment project consisting of an earthen berm and an oil water separator. | 2017-02-24 | 41737 | 100
20307 | T1 | ONCOR ELECTRIC DELIVERY COMPANY LLC | ROUND ROCK WESTINGHOUSE 3 | 5000 N IH 35 ROUND ROCK TX 78681 | ROUND ROCK | Tx | 76681 | Williamson | CN603313842 | RN109670505 | leaker management and secondary containment comprised of a concrete pad poured around the transformer; an oil water separator incorporated into the concrete pad; and a metal railing installed around the concrete pad to channel leaked oil to the oil water separator. | The following property is used 100% for pollution control and is installed to meet or exceed federal or state regulations: leaker management and secondary containment comprised of a concrete pad poured around the transformer; an oil water separator incorporated into the concrete pad; and a metal railing installed around the concrete pad to channel leaked oil to the oil water separator. | 2017-02-24 | 27340 | 100
20308 | T1 | ONCOR ELECTRIC DELIVERY COMPANY LLC | SPRAYBERRY SWITCH | 14 MI S OF MIDLAND ON CR1160 | MIDLAND | Tx | 79706 | Midland | CN603313842 | RN109670687 | leaker management and secondary containment comprised of a concrete pad poured around the transformer; an oil water separator incorporated into the concrete pad; and a metal railing installed around the concrete pad to channel leaked oil to the oil water separator. | The following property is used 100% for pollution control and is installed to meet or exceed federal or state regulations: leaker management and secondary containment comprised of a concrete pad poured around the transformer; an oil water separator incorporated into the concrete pad; and a metal railing installed around the concrete pad to channel leaked oil to the oil water separator. | 2017-02-24 | 28707 | 100
20309 | T1 | ODFJELL TERMINALS HOUSTON INC | ODFJELL TERMINALS HOUSTON | 12211 PORT RD | SEABROOK | Tx | 77586 | Galveston | CN603233974 | RN100218411 | Marine vapor control system. | The following property is used 100% for pollution control and is installed to meet or exceed federal or state regulations: Marine vapor control system. | 2017-04-19 | 1942600 | 100
20310 | T1 | ONCOR ELECTRIC DELIVERY COMPANY LLC | SOUTHLAKE SUBSTATION | 3401 TW KING BLVD E | SOUTHLAKE | Tx | 76092 | Tarrant | CN603313842 | RN109671289 | leaker management and secondary containment comprised of a concrete pad poured around the transformer; an oil water separator incorporated into the concrete pad; and a metal railing installed around the concrete pad to channel leaked oil to the oil water separator. | The following property is used 100% for pollution control and is installed to meet or exceed federal or state regulations: leaker management and secondary containment comprised of a concrete pad poured around the transformer; an oil water separator incorporated into the concrete pad; and a metal railing installed around the concrete pad to channel leaked oil to the oil water separator. | 2017-02-24 | 25717 | 100
20311 | T1 | ONCOR ELECTRIC DELIVERY COMPANY LLC | STEPHENVILLE SUBSTATION 3 AND 4 | 2760 W WASHINGTON ST | STEPHENVILLE | Tx | 76401 | Erath | CN603313842 | RN109671347 | leaker management and secondary containment comprised of a concrete pad poured around the transformer; an oil water separator incorporated into the concrete pad; and a metal railing installed around the concrete pad to channel leaked oil to the oil water separator. | The following property is used 100% for pollution control and is installed to meet or exceed federal or state regulations: leaker management and secondary containment comprised of a concrete pad poured around the transformer; an oil water separator incorporated into the concrete pad; and a metal railing installed around the concrete pad to channel leaked oil to the oil water separator. | 2017-02-24 | 44615 | 100
20312 | T1 | ONCOR ELECTRIC DELIVERY COMPANY LLC | TEMPLE SWITCH | LITTLE FLOCK ROAD | TEMPLE | Tx | 76501 | Bell | CN603313842 | RN109671396 | leaker management and secondary containment comprised of a concrete pad poured around the transformer; an oil water separator incorporated into the concrete pad; and a metal railing installed around the concrete pad to channel leaked oil to the oil water separator. | The following property is used 100% for pollution control and is installed to meet or exceed federal or state regulations: leaker management and secondary containment comprised of a concrete pad poured around the transformer; an oil water separator incorporated into the concrete pad; and a metal railing installed around the concrete pad to channel leaked oil to the oil water separator. | 2017-02-24 | 32187 | 100
20313 | T1 | KURARAY AMERICA INC | PVOH PLANT 600 SECTION VENT CONDENSER | 13100 BAY AREA BLVD | La Porte | Tx | 77571 | Harris | CN603315953 | RN106155849 | vapor condenser | Withdrawn/Returned | 2017-02-24 | 508800 | 100
20314 | T2 | KURARAY AMERICA INC | PVOH PLANT 700 SECTION ENERGY RECOVERY | 13100 BAY AREA BLVD | La Porte | Tx | 77571 | Harris | CN603315953 | RN106155849 | energy recovery equipment. | Withdrawn/Returned | 2017-02-24 | 2120480 | 100
20315 | T1 | KURARAY AMERICA INC | PVOH PLANT 700 SECTION VENT CONDENSER | 13100 BAY AREA BLVD | La Porte | Tx | 77571 | Harris | CN603315953 | RN106155849 | vent condenser | Withdrawn/Returned | 2017-02-24 | 1402240 | 100
20316 | T1 | KURARAY AMERICA INC | PVOH PLANT 800 SECTION VENT CONDENSER | 13100 BAY AREA BLVD | La Porte | Tx | 77571 | Harris | CN603315953 | RN106155849 | vapor condenser | Withdrawn/Returned | 2017-02-24 | 55040 | 100
20317 | T1 | KURARAY AMERICA INC | PVOH PLANT 800 SYSTEM BAGHOUSE | 13100 BAY AREA BLVD | La Porte | Tx | 77571 | Harris | CN603315953 | RN106155849 | the 800 System fabric filter baghouse and associated blower and conveyance piping. | The following property is used 100% for pollution control and is installed to meet or exceed federal or state regulations: the 800 System fabric filter baghouse and associated blower and conveyance piping. | 2017-05-09 | 285661 | 100
20318 | T1 | KURARAY AMERICA INC | PVOH PLANT 900 SECTION VENT CONDENSER | 13100 BAY AREA BLVD | La Porte | Tx | 77571 | Harris | CN603315953 | RN106155849 | vent condenser | Withdrawn/Returned | 2017-02-24 | 336960 | 100
20319 | T1 | ONCOR ELECTRIC DELIVERY COMPANY LLC | TYLER NW SWITCH | 6153 N US HWY 69 | TYLER | Tx | 75702 | Smith | CN603313842 | RN109672618 | catastrophic containment project consisting of an earthen berm and an oil water separator. | The following property is used 100% for pollution control and is installed to meet or exceed federal or state regulations: catastrophic containment project consisting of an earthen berm and an oil water separator. | 2017-02-24 | 71317 | 100
20320 | T1 | FAIRWAY METHANOL LLC | CELANESE CLEAR LAKE PLANT | 9502 BAYPORT BLVD | Pasadena | TX | 77507 | Harris | CN604543223 | RN100227016 | Clean Retention Pond #3 except for real property. | The following property is used 100% for pollution control and is installed to meet or exceed federal or state regulations: Clean Retention Pond #3 except for real property. | 2017-03-27 | 3268885 | 100
20321 | T1 | ONCOR ELECTRIC DELIVERY COMPANY LLC | WILLS POINT STATION ORVILLE RD | 190 E ORVILLE ST | WILLS POINT | Tx | 75169 | Van Zandt | CN603313842 | RN109672824 | leaker management and secondary containment comprised of a concrete pad poured around the transformer; an oil water separator incorporated into the concrete pad; and a metal railing installed around the concrete pad to channel leaked oil to the oil water separator. | The following property is used 100% for pollution control and is installed to meet or exceed federal or state regulations: leaker management and secondary containment comprised of a concrete pad poured around the transformer; an oil water separator incorporated into the concrete pad; and a metal railing installed around the concrete pad to channel leaked oil to the oil water separator. | 2017-02-24 | 40715 | 100
20322 | T1 | ONCOR ELECTRIC DELIVERY COMPANY LLC | WINK SWITCHING STATION 138 69 AUTO | 1199 TEXAS ELECTRIC RD ESN 311 WINK TX 79789 | WINK | Tx | 78789 | Winkler | CN603313842 | RN109673053 | leaker management and secondary containment comprised of a concrete pad poured around the transformer; an oil water separator incorporated into the concrete pad; and a metal railing installed around the concrete pad to channel leaked oil to the oil water separator. | The following property is used 100% for pollution control and is installed to meet or exceed federal or state regulations: leaker management and secondary containment comprised of a concrete pad poured around the transformer; an oil water separator incorporated into the concrete pad; and a metal railing installed around the concrete pad to channel leaked oil to the oil water separator. | 2017-02-24 | 22559 | 100
20323 | T1 | ONCOR ELECTRIC DELIVERY COMPANY LLC | WINK SWITCH | 1199 TEXAS ELECTRIC RD ESN 311 WINK TX 79789 | WINK | Tx | 78789 | Winkler | CN603313842 | RN109673053 | leaker management and secondary containment comprised of a concrete pad poured around the transformer; an oil water separator incorporated into the concrete pad; and a metal railing installed around the concrete pad to channel leaked oil to the oil water separator. | The following property is used 100% for pollution control and is installed to meet or exceed federal or state regulations: leaker management and secondary containment comprised of a concrete pad poured around the transformer; an oil water separator incorporated into the concrete pad; and a metal railing installed around the concrete pad to channel leaked oil to the oil water separator. | 2017-02-24 | 22558 | 100
20324 | T1 | ONCOR ELECTRIC DELIVERY COMPANY LLC | YUCCA DRIVE - PERMIAN BASIN SWITCHING STATION | 4 MI W OF MONAHANS RD ON 80 | MONAHAN | Tx | 79756 | Ward | CN603313842 | RN109673418 | leaker management and secondary containment comprised of a concrete pad poured around the transformer; an oil water separator incorporated into the concrete pad; and a metal railing installed around the concrete pad to channel leaked oil to the oil water separator. | The following property is used 100% for pollution control and is installed to meet or exceed federal or state regulations: leaker management and secondary containment comprised of a concrete pad poured around the transformer; an oil water separator incorporated into the concrete pad; and a metal railing installed around the concrete pad to channel leaked oil to the oil water separator. | 2017-02-24 | 30690 | 100
20325 | T1 | NUSTAR LOGISTICS LP | CORPUS CHRISTI 100 SERIES CRUDE STORAGE | 3009 W CAUSEWAY BLVD | CORPUS CHRISTI | TX | 78402 | Nueces | CN603180662 | RN106142003 | Secondary containment consisting of an earthen berm around all above ground bulk petroleum storage tanks and a concrete basin in the petroleum tanker unloading area. | The following property is used 100% for pollution control and is installed to meet or exceed federal or state regulations: Secondary containment consisting of an earthen berm around all above ground bulk petroleum storage tanks and a concrete basin in the petroleum tanker unloading area. | 2017-04-04 | 935260 | 100
20326 | T1 | KURARAY AMERICA INC | PVOH PLANT COOLING TOWER CEMS | 13100 BAY AREA BLVD | La Porte | Tx | 77571 | Harris | CN603315953 | RN106155849 | cooling tower CEMS. | The following property is used 100% for pollution control and is installed to meet or exceed federal or state regulations: cooling tower CEMS. | 2017-02-23 | 291200 | 100
20327 | T1 | NUSTAR LOGISTICS LP | CORPUS CHRISTI 100 SERIES CRUDE STORAGE | 3009 W CAUSEWAY BLVD | CORPUS CHRISTI | TX | 78402 | Nueces | CN603180662 | RN106142003 | Volatile organic compounds control system consisting of a flare; internal floating roofs in petroleum storage tanks; and vacuum collection skids and blower that capture and transfer VOC emissions to the flare. | The following property is used 100% for pollution control and is installed to meet or exceed federal or state regulations: Volatile organic compounds control system consisting of a flare; internal floating roofs in petroleum storage tanks; and vacuum collection skids and blower that capture and transfer VOC emissions to the flare. | 2017-03-29 | 2497190 | 100
20328 | T1 | KURARAY AMERICA INC | PVOH PLANT | 13100 BAY AREA BLVD | La Porte | Tx | 77571 | Harris | CN603315953 | RN106155849 | cooling tower mist eliminators. | The following property is used 100% for pollution control and is installed to meet or exceed federal or state regulations: cooling tower mist eliminators. | 2017-05-25 | 377600 | 100
20329 | T2 | KURARAY AMERICA INC | PVOH PLANT | 13100 BAY AREA BLVD | La Porte | Tx | 77571 | Harris | CN603315953 | RN106155849 | two emergency generators. | Withdrawn/Returned | 2017-07-05 | 944000 | 100
20330 | T1 | KM LIQUIDS TERMINALS LLC | KINDER MORGAN NORTH TERMINAL | 3009 W CAUSEWAY BLVD | CORPUS CHRISTI | TX | 77015 | Harris | CN603254707 | RN107124307 | Vapor collection and destruction system – North Dock CON-1A & 1B, VCU-2A&2B. | The following property is used 100% for pollution control and is installed to meet or exceed federal or state regulations: Vapor collection and destruction system – North Dock CON-1A & 1B, VCU-2A&2B. | 2017-03-24 | 10809552 | 100
20331 | T2 | KURARAY AMERICA INC | PVOH PLANT | 13100 BAY AREA BLVD | La Porte | Tx | 77571 | Harris | CN603315953 | RN106155849 | fire proofing | Withdrawn/Returned | 2017-07-05 | 5967181 | 100
20332 | T1 | KM LIQUIDS TERMINALS LLC | KINDER MORGAN PASADENA TERMINAL | 1420 NORTH WITTER | PASADENA | TX | 77506 | Harris | CN603254707 | RN100224815 | Vapor collection and destruction system – Pasadena VCU-3a & VCU-3b. | The following property is used 100% for pollution control and is installed to meet or exceed federal or state regulations: Vapor collection and destruction system – Pasadena VCU-3a & VCU-3b. | 2017-03-24 | 4637789 | 100
20333 | T2 | KURARAY AMERICA INC | PVOH PLANT FIRE PROTECTION | 13100 BAY AREA BLVD | La Porte | Tx | 77571 | Harris | CN603315953 | RN106155849 | fire protection system including underground piping, tankage, diesel pumps, and electric pumps. | Withdrawn/Returned | 2017-07-05 | 3564562 | 100
20334 | T1 | VOESTALPINE TEXAS LLC | LA QUINTA PLANT | FROM CORPUS CHRISTI TAKE US-181N ONTO FM RD 136 AND GO APPROX 1.0 MI GO R ONTO LA QUINTA RD PVT RD 87A AND THE SITE IS APPROX 2.0 MI DOWN ON R IT IS BOUNDED ON THE E BY LA QUINTA RD AND THE S BY CORPUS CHRISTI BAY | CORPUS CHRISTI ETJ | TX | 78374 | San Patricio | CN604261545 | RN106597875 | enclosed heated sludge treatment tanks (digester), clarifiers, chemical wastewater disinfection systems, wastewater impoundments (19 ponds and ditches) used to contain and retain wastewater and stormwaters, and chamber filter press. | The following property is used 100% for pollution control and is installed to meet or exceed federal or state regulations: Enclosed heated sludge treatment tanks (digester), clarifiers, chemical wastewater disinfection systems, wastewater impoundments (19 ponds and ditches) used to contain and retain wastewater and stormwaters, and chamber filter press. | 2017-04-20 | 1200587.07 | 100
20335 | T1 | KM LIQUIDS TERMINALS LLC | PASADENA TERMINAL | 1420 NORTH WITTER | PASADENA | TX | 77506 | Harris | CN603254707 | RN100224815 | MSS vapor collection and destruction system consisting of manifolding and piping; conversion of existing Tank 10-2 to a vapor bladder tank; and a new VCU. | The following property is used 100% for pollution control and is installed to meet or exceed federal or state regulations: MSS vapor collection and destruction system consisting of manifolding and piping; conversion of existing Tank 10-2 to a vapor bladder tank; and a new VCU. | 2017-03-24 | 14395574 | 100
20336 | T1 | KM LIQUIDS TERMINALS LLC | GALENA PARK TERMINAL | 906 CLINTON DR | GALENA PARK | TX | 77547 | Harris | CN603254707 | RN100237452 | Vapor collection and destruction system – Galena Park VCU 1C at BD2. | The following property is used 100% for pollution control and is installed to meet or exceed federal or state regulations: Vapor collection and destruction system – Galena Park VCU 1C at BD2. | 2017-03-24 | 2651811 | 100
20337 | T1 | KM LIQUIDS TERMINALS LLC | GALENA PARK TERMINAL | 906 CLINTON DR | GALENA PARK | TX | 77547 | Harris | CN603254707 | RN100237452 | Vapor collection and destruction system – Galena Park TNK 1C & 1D. | The following property is used 100% for pollution control and is installed to meet or exceed federal or state regulations: Vapor collection and destruction system – Galena Park TNK 1C & 1D. | 2017-04-19 | 7258791 | 100
20338 | T1 | EMPTY BARGE LINES III INC | EMPTY BARGE LINES III ORANGE COUNTY | 313 MARKET ST | ORANGE | TX | 77630 | Orange | CN604775395 | RN109676759 | spill and overflow prevention equipment installed on barges: barges EBL 2993, 2992, 2991, 2982, and 2981; and the incremental cost difference between the double-hulled barges and comparable single-hulled barges. | The following property is used 100% for pollution control and is installed to meet or exceed federal or state regulations: spill and overflow prevention equipment installed on barges: barges EBL 2993, 2992, 2991, 2982, and 2981; and the incremental cost difference between the double-hulled barges and comparable single-hulled barges. | 2017-03-27 | 4448414.62 | 100
20339 | T1 | KM LIQUIDS TERMINALS LLC | GALENA PARK TERMINAL | 906 CLINTON DR | GALENA PARK | TX | 77547 | Harris | CN603254707 | RN100237452 | Vapor collection and destruction system – Galena Park VCU A & B at BD3. | The following property is used 100% for pollution control and is installed to meet or exceed federal or state regulations: Vapor collection and destruction system – Galena Park VCU A & B at BD3. | 2017-03-24 | 4565810 | 100
20340 | T1 | KM LIQUIDS TERMINALS LLC | GALENA PARK TERMINAL | 906 CLINTON DR | GALENA PARK | TX | 77547 | Harris | CN603254707 | RN100237452 | MSS vapor collection and destruction system consisting of piping at East Plant manifolds 3100, 3400, 3600, 3800 and to a central point; 1,000 bbl vapor bladder tank in the East plant; vapor collection at the Central Plant Rail facility; vapor collection at Barge Dock 2 and Ship Dock 2; piping to the Gold VCU; and replacement of the West Plant VCU. | The following property is used 100% for pollution control and is installed to meet or exceed federal or state regulations: MSS vapor collection and destruction system consisting of piping at East Plant manifolds 3100, 3400, 3600, 3800 and to a central point; 1,000 bbl vapor bladder tank in the East plant; vapor collection at the Central Plant Rail facility; vapor collection at Barge Dock 2 and Ship Dock 2; piping to the Gold VCU; and replacement of the West Plant VCU. | 2017-03-24 | 12599937 | 100
20341 | T1 | KURARAY AMERICA INC | PVOH PLANT | 13100 BAY AREA BLVD | La Porte | Tx | 77571 | Harris | CN603315953 | RN106155849 | flare closed vent system including vents from multiple pieces of equipment routed to flare, dual seal pumps, sweep gas, conveyance piping, monitoring equipment, and knock-out pot. | The following property is used 100% for pollution control and is installed to meet or exceed federal or state regulations: flare closed vent system including vents from multiple pieces of equipment routed to flare, dual seal pumps, sweep gas, conveyance piping, monitoring equipment, and knock-out pot. | 2017-05-25 | 1030080 | 100
20342 | T1 | KURARAY AMERICA INC | PVOH PLANT | 13100 BAY AREA BLVD | La Porte | Tx | 77571 | Harris | CN603315953 | RN106155849 | flare. | The following property is used 100% for pollution control and is installed to meet or exceed federal or state regulations: flare. | 2017-05-25 | 2172480 | 100
20343 | T1 | KURARAY AMERICA INC | PVOH PLANT | 13100 BAY AREA BLVD | La Porte | Tx | 77571 | Harris | CN603315953 | RN106155849 | gas detector system comprised of 29 detectors and alarm panel. | The following property is used 100% for pollution control and is installed to meet or exceed federal or state regulations: gas detector system comprised of 29 detectors and alarm panel. | 2017-05-25 | 169600 | 100
20344 | T2 | KURARAY AMERICA INC | PVOH PLANT | 13100 BAY AREA BLVD | La Porte | Tx | 77571 | Harris | CN603315953 | RN106155849 | Scrubber 061. | The following property is used 100% for pollution control and is installed to meet or exceed federal or state regulations: Scrubber 061. | 2017-05-25 | 123286 | 100
20345 | T1 | KURARAY AMERICA INC | PVOH PLANT | 13100 BAY AREA BLVD | La Porte | Tx | 77571 | Harris | CN603315953 | RN106155849 | cathodic protection on pipelines | Withdrawn/Returned | 2017-03-02 | 1600000 | 100
20346 | T1 | KURARAY AMERICA INC | PVOH PLANT | 13100 BAY AREA BLVD | La Porte | Tx | 77571 | Harris | CN603315953 | RN106155849 | Process wastewater management system consisting of a wastewater storage tank, rainwater storage tank, sumps, pumps, pH meter, caustic addition container and 1,851 cubic yards of concrete dikes. | The following property is used 100% for pollution control and is installed to meet or exceed federal or state regulations: process wastewater management system consisting of a wastewater storage tank, rainwater storage tank, sumps, pumps, pH meter, caustic addition container and 1,851 cubic yards of concrete dikes. | 2017-08-15 | 4597270 | 100
20347 | T1 | KM LIQUIDS TERMINALS LLC | KINDER MORGAN EXPORT TERMINAL | 901 LIGHT COMPANY RD | PASADENA | TX | 77506 | Harris | CN603254707 | RN100542877 | KMET Saab Radar Gauges in tanks TK185-304, TK185-305, TK185-306, TK15-301, TK5-301, TK185-301, TK185-302, TK85-301, TK85-302, TK85-303, and TK85-304. | The following property is used 100% for pollution control and is installed to meet or exceed federal or state regulations: KMET Saab Radar Gauges in tanks TK185-304, TK185-305, TK185-306, TK15-301, TK5-301, TK185-301, TK185-302, TK85-301, TK85-302, TK85-303, and TK85-304. | 2017-04-14 | 520000 | 100
20348 | T1 | KM LIQUIDS TERMINALS LLC | KINDER MORGAN EXPORT TERMINAL | 901 LIGHT COMPANY RD | PASADENA | TX | 77506 | Harris | CN603254707 | RN100542877 | Thermal oxidizing vapor combustion units – KMET Marine VCU 1, 2, 3, & Tank VCU 1 controlling Tanks TK185-301, TK185-302, TK185-304, TK185-305, TK185-306, TK15-301, TK5-302, TK85-301, TK85-302, TK85-303, and TK85-304. | The following property is used 100% for pollution control and is installed to meet or exceed federal or state regulations: Thermal oxidizing vapor combustion units – KMET Marine VCU 1, 2, 3, & Tank VCU 1 controlling Tanks TK185-301, TK185-302, TK185-304, TK185-305, TK185-306, TK15-301, TK5-302, TK85-301, TK85-302, TK85-303, and TK85-304. | 2017-04-14 | 6279361 | 100
20349 | T1 | KM LIQUIDS TERMINALS LLC | KINDER MORGAN EXPORT TERMINAL | 901 LIGHT COMPANY RD | PASADENA | TX | 77506 | Harris | CN603254707 | RN100542877 | Internal floating roof and secondary seals on tanks TK185-301, TK185-302, TK185-304, TK185-305, TK185-306, TK10-301, TK5-301, TK85-301, TK85-302, TK85-303, and TK85-304. | The following property is used 100% for pollution control and is installed to meet or exceed federal or state regulations: Internal floating roof and secondary seals on tanks TK185-301, TK185-302, TK185-304, TK185-305, TK185-306, TK10-301, TK5-301, TK85-301, TK85-302, TK85-303, and TK85-304. | 2017-04-14 | 7709054 | 100
20350 | T1 | KM LIQUIDS TERMINALS LLC | KINDER MORGAN EXPORT TERMINAL | 901 LIGHT COMPANY RD | PASADENA | TX | 77506 | Harris | CN603254707 | RN100542877 | Stormwater segregation system consisting of the berm around the tank farm. | The following property is used 100% for pollution control and is installed to meet or exceed federal or state regulations: Stormwater segregation system consisting of the berm around the tank farm. | 2017-04-14 | 3125000 | 100
20351 | T1 | KM LIQUIDS TERMINALS LLC | KINDER MORGAN EXPORT TERMINAL | 901 LIGHT COMPANY RD | PASADENA | TX | 77506 | Harris | CN603254707 | RN100542877 | Wastewater tank 5-301, related sump pumps and associated piping. | Withdrawn/Returned | 2017-05-17 | 1283319 | 100
20352 | T1 | KM LIQUIDS TERMINALS LLC | KINDER MORGAN EXPORT TERMINAL | 901 LIGHT COMPANY RD | PASADENA | TX | 77506 | Harris | CN603254707 | RN100542877 | Cathodic Protection in/around tank foundations for tanks TK185-301, TK185-302, TK185-304, TK185-305, TK185-306, TK15-301, TK 5-301, TK85-301, TK85-302, TK85-303, and TK85-304; along the bulkhead at the ship dock and barge dock; and on underground piping. | Withdrawn/Returned | 2017-05-17 | 536750 | 100
20353 | T2 | KURARAY AMERICA INC | PVOH PLANT | 13100 BAY AREA BLVD | La Porte | Tx | 77571 | Harris | CN603315953 | RN106155849 | pump seal upgrades made to single seal pumps consisting of advanced seal controls including dual mechanical controls for the following pumps: P-104A-1, P-104A-2, P-104B-1, P-104B-2, P-108, P-109-1, P-109-2, P-122A, P-123A, P-125A, P-126A, P-128A, P-129A, P-202-1, P-202-2, P-203-1, P-203-2, P-204-1, P-204-2, P-205, P-206-1, P-206-2, P-208-1, P-208-2, P-209-1, P-209-2, P-302B, P-303A, P-303B, P-304A, P-304B, P-305A-1, P-305A-2, P-305B-1 P-305B-2, P-308A-1, P-308A-2, P-308B-1P-308B-2, P-309A-1, P-309A-2, P-309B-1, P-309B-2, P-310, P-311A, P-311B, P-324, P-401A, P-401B, P-604A-1, P-604A-2, P-604B-1, P-604B-2, P-605A-1, P-605A-2, P-605B-a, P-605B-2, P-606A-1, P-606A-2, P-606B-1, P-606B-2, P-608-1, P-608-2, P-609-1, P-609-2, P-610, P-611-1, P-611-2, P-612A, P-612B, P-701-1, P-702-1, P-703-1, P-703-2, P-705-1, P-705-2, P-706, P-707, P-709-1, P-709-2, P-710, P-711-1, P-711-2, P-712-1, P-712-2, P-713-1, P-713-2, P-714, P-716-1, P-716-2, P-717-1, P-717-2, P-731, P-733, P-734, P-801, P-803A, P-803B, P-804A-1, P-804A-2, P-804B-1, P-804B-2, P-809, P-810, P-811, P-813, P-815, P-820-1, P-820-2, P-901-1, P-902-2, P-903, P-904-1, P-904-2, P-905, P-911-1, P-911-2, P-912, P-913, P-914-1, P-914-2, P-920, P-101A, P-101B, P-102A-1, P-102A-2, P-102B-1, P-102B-2, P-103A, P-103B-1, P-103B-2, P-107A, P-107B, P-127A, P-134A, P-134B, P-137B, P-138B, P-906-1, P-906-2, P-908, P-909, P-910, and P-917. This positive use determination issued only for the pump sealing mechanisms not for the entire pumps. KURARAY | The following property is used 100% for pollution control and is installed to meet or exceed federal or state regulations: pump seal upgrades made to single seal pumps consisting of advanced seal controls including dual mechanical controls for the following pumps: P-104A-1, P-104A-2, P-104B-1, P-104B-2, P-108, P-109-1, P-109-2, P-122A, P-123A, P-125A, P-126A, P-128A, P-129A, P-202-1, P-202-2, P-203-1, P-203-2, P-204-1, P-204-2, P-205, P-206-1, P-206-2, P-208-1, P-208-2, P-209-1, P-209-2, P-302B, P-303A, P-303B, P-304A, P-304B, P-305A-1, P-305A-2, P-305B-1 P-305B-2, P-308A-1, P-308A-2, P-308B-1, P-308B-2, P-309A-1, P-309A-2, P-309B-1, P-309B-2, P-310, P-311A, P-311B, P-324, P-401A, P-401B, P-604A-1, P-604A-2, P-604B-1, P-604B-2, P-605A-1, P-605A-2, P-605B-1, P-605B-2, P-606A-1, P-606A-2, P-606B-1, P-606B-2, P-608-1, P-608-2, P-609-1, P-609-2, P-610, P-611-1, P-611-2, P-612A, P-612B, P-701-1, P-702-1, P-702-2, P-703-1, P-703-2, P-705-1, P-705-2, P-706, P-707, P-709-1, P-709-2, P-710, P-711-1, P-711-2, P-712-1, P-712-2, P-713-1, P-713-2, P-714, P-716-1, P-716-2, P-717-1, P-717-2, P-731, P-733, P-734, P-801, P-803A, P-803B, P-804A-1, P-804A-2, P-804B-1, P-804B-2, P-809, P-810, P-811, P-813, P-815, P-820-1, P-820-2, P-901-1, P-902-2, P-903, P-904-1, P-904-2, P-905, P-911-1, P-911-2, P-912, P-913, P-914-1, P-914-2, P-920, P-101A, P-101B, P-102A-1, P-102A-2, P-102B-1, P-102B-2, P-103A, P-103B-1, P-103B-2, P-107A, P-107B, P-127A, P-134A, P-134B, P-137B, P-138B, P-906-1, P-906-2, P-908, P-909, P-910, and P-917. This positive use determination issued only for the pump sealing mechanisms not for the entire pumps. | 2017-09-07 | 438400 | 100
20354 | T1 | KURARAY AMERICA INC | PVOH PLANT | 13100 BAY AREA BLVD | La Porte | Tx | 77571 | Harris | CN603315953 | RN106155849 | waste drum storage building and curbed storage area. | The following property is used 100% for pollution control and is installed to meet or exceed federal or state regulations: waste drum storage building and curbed storage area. | 2017-08-15 | 549000 | 100
20355 | T1 | EMPTY BARGE LINES III INC | EMPTY BARGE LINES III INC | 313 MARKET ST | ORANGE | TX | 77630 | Orange | CN604775395 | RN109676759 | vapor control systems consisting of permanent piping required for tank venting system, vapor resistant flexible hoses, vapor collection piping, vapor manifold, cargo gauging equipment, high level alarm system, overfill alarm system, and a vapor balancing system installed on barges EBL 2993, 2992, 2991, 2982, and 2981. | The following property is used 100% for pollution control and is installed to meet or exceed federal or state regulations: vapor control systems consisting of permanent piping required for tank venting system, vapor resistant flexible hoses, vapor collection piping, vapor manifold, cargo gauging equipment, high level alarm system, overfill alarm system, and a vapor balancing system installed on barges EBL 2993, 2992, 2991, 2982, and 2981. | 2017-03-27 | 741402.44 | 100
20356 | T1 | KURARAY AMERICA INC | PVOH PLANT | 13100 BAY AREA BLVD | La Porte | Tx | 77571 | Harris | CN603315953 | RN106155849 | RCRA waste management including tankage, exchangers, pumps, filters, loading equipment, and a 150 foot by 500 foot containment area. | Withdrawn/Returned | 2017-03-02 | 1283357 | 100
20357 | T1 | EMPTY BARGE LINES II INC | EMPTY BARGE LINES II INC | 313 MARKET ST | ORANGE | TX | 77630 | Orange | CN605323781 | RN109676759 | vapor control systems consisting of permanent piping required for tank venting system, vapor resistant flexible hoses, vapor collection piping, vapor manifold, cargo gauging equipment, high level alarm system, overfill alarm system, and a vapor balancing system installed on EBL barges 2990 and 2989. | The following property is used 100% for pollution control and is installed to meet or exceed federal or state regulations: vapor control systems consisting of permanent piping required for tank venting system, vapor resistant flexible hoses, vapor collection piping, vapor manifold, cargo gauging equipment, high level alarm system, overfill alarm system, and a vapor balancing system installed on EBL barges 2990 and 2989. | 2017-03-27 | 319944.74 | 100
20358 | T1 | FLINT HILLS RESOURCES CORPUS CHRISTI LLC | FHR CORPUS CHRISTI WEST PLANT | 2825 SUNTIDE RD |  |  |  | Nueces | CN603741463 | RN100235266 | West refinery flare system upgrades. | The following property is used 100% for pollution control and is installed to meet or exceed federal or state regulations: West refinery flare system upgrades. | 2017-03-06 | 82529319 | 100
20359 | T2 | KURARAY AMERICA INC | PVOH PLANT | 13100 BAY AREA BLVD | La Porte | Tx |  | Harris | CN603315953 | RN106155849 | sanitary wastewater system including pumps, lift station, and conveyance. | The following property is used 100% for pollution control and is installed to meet or exceed federal or state regulations: sanitary wastewater system including pumps, lift station, and conveyance. | 2017-05-26 | 165952 | 100
20360 | T2 | KURARAY AMERICA INC | PVOH PLANT | 13100 BAY AREA BLVD | La Porte | Tx |  | Harris | CN603315953 | RN106155849 | Scrubber 311-1 including exchangers, pumps, flow control, and 1000 feet of conveyance piping. | The following property is used 100% for pollution control and is installed to meet or exceed federal or state regulations: Scrubber 311-1 including exchangers, pumps, flow control, and 1000 feet of conveyance piping. | 2017-05-25 | 931718 | 100
20361 | T2 | KURARAY AMERICA INC | PVOH PLANT | 13100 BAY AREA BLVD | La Porte | Tx |  | Harris | CN603315953 | RN106155849 | Scrubber 511-1 including exchangers, pumps, flow control, and 1000 feet of conveyance piping used to route vapors to the scrubber. | The following property is used 100% for pollution control and is installed to meet or exceed federal or state regulations: Scrubber 511-1 including exchangers, pumps, flow control, and 1000 feet of conveyance piping used to route vapors to the scrubber. | 2017-05-25 | 989587 | 100
20362 | T1 | FLINT HILLS RESOURCES CORPUS CHRISTI LLC | FHR CORPUS CHRISTI WEST PLANT | 2825 SUNTIDE RD | CORPUS CHRISTI | TX | 78409 | Nueces | CN603741463 | RN100235266 | Internal floating roofs on tanks 08FB141 and 08FB153 (Emission point numbers FB141 and FB153). | The following property is used 100% for pollution control and is installed to meet or exceed federal or state regulations: Internal floating roofs on tanks 08FB141 and 08FB153 (Emission point numbers FB141 and FB153). | 2017-03-06 | 4795634 | 100
20363 | T1 | EMPTY BARGE LINES II INC | EMPTY BARGE LINES II INC | 313 MARKET ST | ORANGE | TX | 77630 | Orange | CN605323781 | RN109676759 | spill and overflow prevention equipment installed on EBL barges 2990 and 2989; and the incremental cost difference between the double-hulled barges and comparable single-hulled barges. | The following property is used 100% for pollution control and is installed to meet or exceed federal or state regulations: spill and overflow prevention equipment installed on EBL barges 2990 and 2989; and the incremental cost difference between double-hulled barges and comparable single-hulled barges for the above listed barges. | 2017-03-27 | 1919668 | 100
20364 | T1 | FLINT HILLS RESOURCES CORPUS CHRISTI LLC | FLINT HILLS RESOURCES EAST REFINERY | 1607 NUECES BAY BLVD | CORPUS CHRISTI | TX | 78407 | Nueces | CN603741463 | RN102534138 | East refinery flare installation and modifications. | The following property is used 100% for pollution control and is installed to meet or exceed federal or state regulations: East refinery flare installation and modifications. | 2017-03-06 | 11308264 | 100
20365 | T1 | FLINT HILLS RESOURCES CORPUS CHRISTI LLC | FHR CORPUS CHRISTI WEST PLANT | 2825 SUNTIDE RD | CORPUS CHRISTI | TX | 78409 | Nueces | CN603741463 | RN100235266 | Groundwater recovery systems – North Tank Barrier Trench and Gulf States Manifold Groundwater Recovery System. | The following property is used 100% for pollution control and is installed to meet or exceed federal or state regulations: Groundwater recovery systems – North Tank Barrier Trench and Gulf States Manifold Groundwater Recovery System. | 2017-03-06 | 2795514 | 100
20366 | T1 | FLINT HILLS RESOURCES CORPUS CHRISTI LLC | FLINT HILLS RESOURCES EAST REFINERY | 1607 NUECES BAY BLVD | CORPUS CHRISTI | TX | 78407 | Nueces | CN603741463 | RN102534138 | Wastewater treatment system installations including new wastewater tank E14TK530, Clarifier (E14T504B) upgrades, and HDPE liner secondary containment replacement around the sour water wastewater tank. | The following property is used 100% for pollution control and is installed to meet or exceed federal or state regulations: Wastewater Treatment system installations including new wastewater tank E14TK530, Clarifier (E14T504B) upgrades, and HDPE liner secondary containment replacement around the sour water wastewater tank. | 2017-03-06 | 8308602 | 100
20367 | T1 | HIGMAN MARINE SERVICES INC | HIGMAN MARINE SERVICES INC | INTERSECTION OF MARKET ST AND POLK AVE | ORANGE | Tx | 77630 | Orange | CN602756108 | RN109686550 | vapor control systems consisting of permanent piping required for tank venting system, vapor resistant flexible hoses, vapor collection piping, vapor manifold, cargo gauging equipment, high level alarm system, overfill alarm system, and a vapor balancing system installed on MMI barges 613, 3022, 3024, 3025, 3035, 3040, 3041, 3042, 3046, 3049, 3054, 3055, 3057, and 3058; and HTCO barges 3014, 3015, 2996, 3072, 3080, 3081, 3008, and 3131. | The following property is used 100% for pollution control and is installed to meet or exceed federal or state regulations: vapor control systems consisting of permanent piping required for tank venting system, vapor resistant flexible hoses, vapor collection piping, vapor manifold, cargo gauging equipment, high level alarm system, overfill alarm system, and a vapor balancing system installed on MMI barges 613, 3022, 3024, 3025, 3035, 3040, 3041, 3042, 3046, 3049, 3054, 3055, 3057, and 3058; and HTCO barges 3014, 3015, 2996, 3072, 3080, 3081, 3008, and 3131. | 2017-03-27 | 2614156 | 100
20368 | T1 | HIGMAN MARINE SERVICES INC | HIGMAN MARINE SERVICES INC | INTERSECTION OF MARKET ST AND POLK AVE | ORANGE | Tx | 77630 | Orange | CN602756108 | RN109686550 | spill and overflow prevention equipment installed on MMI barges 613, 3022, 3024, 3025, 3035, 3040, 3041, 3042, 3046, 3049, 3054, 3055, 3057, and 3058; and HTCO barges 3014, 3015, 2996, 3072, 3080, 3081, 3008, and 3131; and the incremental cost difference between double-hulled barges and comparable single-hulled barges for the above listed barges. | The following property is used 100% for pollution control and is installed to meet or exceed federal or state regulations: spill and overflow prevention equipment installed on MMI barges 613, 3022, 3024, 3025, 3035, 3040, 3041, 3042, 3046, 3049, 3054, 3055, 3057, and 3058; and HTCO barges 3014, 3015, 2996, 3072, 3080, 3081, 3008, and 3131; and the incremental cost difference between double-hulled barges and comparable single-hulled barges for the above listed barges. | 2017-03-27 | 15684938 | 100
20369 | T2 | KURARAY AMERICA INC | PVOH PLANT | 13100 BAY AREA BLVD | La Porte | Tx | 77571 | Harris | CN603315953 | RN106155849 | Scrubber 706 including exchangers, pumps, flow control, and 500 feet of conveyance piping used to route vapors to the scrubber. | The following property is used 100% for pollution control and is installed to meet or exceed federal or state regulations: Scrubber 706 including exchangers, pumps, flow control, and 500 feet of conveyance piping used to route vapors to the scrubber. | 2017-05-25 | 229098 | 100
20370 | T1 | FLINT HILLS RESOURCES CORPUS CHRISTI LLC | FHR CORPUS CHRISTI WEST PLANT |  |  |  |  | Nueces | CN603741463 | RN100235266 | Stormwater treatment system modifications including an alkylation unit mitigation system to mitigate a release of HF from the alkylation unit and a treatment system including enlargement of the Upper Pond to increase capacity; addition of a synthetic liner, leak detection system, pond diversion box, grit chamber; installation of a pumping facility; installation of a stormwater compliance metals reduction system to reduce copper and zinc from the facility’s stormwater discharge; and related auxiliary equipment. | The following property is used 100% for pollution control and is installed to meet or exceed federal or state regulations: Stormwater treatment system modifications including an alkylation unit mitigation system to mitigate a release of HF from the alkylation unit and a treatment system including enlargement of the Upper Pond to increase capacity; addition of a synthetic liner, leak detection system, pond diversion box, grit chamber; installation of a pumping facility; installation of a stormwater compliance metals reduction system to reduce copper and zinc from the facility’s stormwater discharge; and related auxiliary equipment. | 2017-03-06 | 28119540 | 100
20371 | T1 | HIGMAN MARINE SERVICES INC | HIGMAN MARINE SERVICES INC | 16530 PENINSULA ST | HOUSTON | Tx | 77015 | Harris | CN602756108 | RN104481460 | spill and overflow prevention equipment installed on HTCO barges 3150 and 3151; and the incremental cost difference between double-hulled barges and comparable single-hulled barges for the above listed barges. | The following property is used 100% for pollution control and is installed to meet or exceed federal or state regulations: spill and overflow prevention equipment installed on HTCO barges 3150 and 3151; and the incremental cost difference between double-hulled barges and comparable single-hulled barges for the above listed barges. | 2017-03-03 | 1719360 | 100
20372 | T1 | HIGMAN MARINE SERVICES INC | HIGMAN MARINE SERVICES INC | 16530 PENINSULA ST | HOUSTON | Tx | 77015 | Harris | CN602756108 | RN104481460 | vapor control systems consisting of permanent piping required for tank venting system, vapor resistant flexible hoses, vapor collection piping, vapor manifold, cargo gauging equipment, high level alarm system, overfill alarm system, and a vapor balancing system installed on HTCO barges 3150 and 3151. | The following property is used 100% for pollution control and is installed to meet or exceed federal or state regulations: vapor control systems consisting of permanent piping required for tank venting system, vapor resistant flexible hoses, vapor collection piping, vapor manifold, cargo gauging equipment, high level alarm system, overfill alarm system, and a vapor balancing system installed on HTCO barges 3150 and 3151. | 2017-03-27 | 286560 | 100
20373 | T2 | KURARAY AMERICA INC | PVOH PLANT | 13100 BAY AREA BLVD | La Porte | Tx | 77571 | Harris | CN603315953 | RN106155849 | Scrubber C-901 including exchangers, pumps, flow control, and 2000 feet of conveyance piping used to route vapors to the scrubber. | The following property is used 100% for pollution control and is installed to meet or exceed federal or state regulations: Scrubber C-901 including exchangers, pumps, flow control, and 2000 feet of conveyance piping used to route vapors to the scrubber. | 2017-05-25 | 479926 | 100
20374 | T1 | KURARAY AMERICA INC | PVOH PLANT | 13100 BAY AREA BLVD | La Porte | Tx | 77571 | Harris | CN603315953 | RN106155849 | stormwater management system comprised of a conveyance ditch, pond and overflow area. | Withdrawn/Returned | 2017-03-02 | 3456790 | 100
20375 | T1 | KURARAY AMERICA INC | PVOH PLANT | 13100 BAY AREA BLVD | La Porte | Tx | 77571 | Harris | CN603315953 | RN106155849 | 8 inch pipeline constructed to transport process wastewater from the plant to the wastewater treatment facility. | Withdrawn/Returned | 2017-03-02 | 1785000 | 100
20376 | T1 | TPC GROUP LLC | HOUSTON PLANT | 8600 PARK PLACE BLVD | HOUSTON | Tx | 77017 | Harris | CN603624289 | RN100219526 | flare analyzer. | Withdrawn/Returned | 2017-04-10 | 34000 | 100
20377 | T1 | MARTIN MARIETTA MATERIALS SOUTHWEST LLC | HUNTER STONE | 7781 FM 1102 | NEW BRAUNFELS | TX | 78132 | Comal | CN605057868 | RN100212067 | Fresh Water (FW) Pump #3 to Primary Dust Suppression, Dust Suppression/Wash Down (WD) Primary, FW Pump #4 to Secondary Dust Suppression, and Dust Suppression/WD-Secondary. | The following property is used 100% for pollution control and is installed to meet or exceed federal or state regulations: Fresh Water (FW) Pump #3 to Primary Dust Suppression, Dust Suppression/Wash Down (WD) Primary, FW Pump #4 to Secondary Dust Suppression, and Dust Suppression/WD-Secondary. | 2017-06-09 | 1365000 | 100
20378 | T1 | PILGRIMS PRIDE CORPORATION | PILGRIMS PRIDE NORTHEAST TEXAS COMPLEX WWTP | 1000 S OTYSON ST | MOUNT PLEASANT | Tx | 75455 | Titus | CN601276660 | RN102184041 | wastewater treatment plant including screens, dissolved air flotation (DAF) units, skimmers, anaerobic lagoon, aerators, oxic/anoxic activated sludge basin, biotower, sludge lagoons, clarifiers, chlorination/dechlorination unit, filters, belt press, and associated air compressors, pumps, piping, tanks, and other ancillary equipment. | The following property is used 100% for pollution control and is installed to meet or exceed federal or state regulations: wastewater treatment plant including screens, dissolved air flotation (DAF) units, skimmers, anaerobic lagoon, aerators, oxic/anoxic activated sludge basin, biotower, sludge lagoons, clarifiers, chlorination/dechlorination unit, filters, belt press, and associated air compressors, pumps, piping, tanks, and other ancillary equipment. | 2017-04-10 | 11164622 | 100
20379 | T1 | ATHLON SOLUTIONS LLC | ATHLON SOLUTIONS BAYPORT FACILITY | 11200 BAY AREA BLVD | Pasadena | TX | 77507 | Harris | CN604485193 | RN100660216 | Two flares, stacks, burners, flare tips, blowers; VOC monitor; wet flare KO drum; oxide flare KO drum; and air compressor KO drum. | The following property is used 100% for pollution control and is installed to meet or exceed federal or state regulations: Two flares, stacks, burners, flare tips, and blowers; wet flare KO drum; oxide flare KO drum; air compressor KO drum; and portable VOC monitor. | 2017-08-07 | 788899 | 100
20381 | T1 | JBS SWIFT & CO | OSSF 5950 CONAGRA ROAD | 5950 CONAGRA ROAD | CACTUS | Tx | 79013 | Moore | CN604156919 | RN106540636 | wastewater disposal wells WDW-334 and WDW-335. | The following property is used 100% for pollution control and is installed to meet or exceed federal or state regulations: wastewater disposal wells WDW-334 and WDW-335. | 2017-03-30 | 4335234 | 100
20383 | T1 | H E BUTT GROCERY COMPANY | HEB SAN ANTONIO RITTIMAN ROAD RETAIL SUPPORT CENTER | 5731 RITTIMAN RD | SAN ANTONIO | Tx | 78218 | Bexar | CN603807306 | RN106963622 | overfill alarms; tank top sumps; automatic tank gauging; automatic line leak detectors; liquid fuel sensors installed between the double walls of tanks and pipes to monitor for leaks; the incremental difference in cost between double-walled tanks and comparable single-walled tanks; incremental difference in cost between double-walled piping and single-walled piping; and the incremental difference in cost between the concrete paving covering the underground tanks and pipes and the other paving at the facility calculated using the difference in cost per square foot. | The following property is used 100% for pollution control and is installed to meet or exceed federal or state regulations: overfill alarms; tank top sumps; automatic tank gauging; automatic line leak detectors; liquid fuel sensors installed between the double walls of tanks and pipes to monitor for leaks; the incremental difference in cost between double-walled tanks and comparable single-walled tanks; incremental difference in cost between double-walled piping and single-walled piping; and the incremental difference in cost between the concrete paving covering the underground tanks and pipes and the other paving at the facility calculated using the difference in cost per square foot. | 2017-03-24 | 544900 | 100
20384 | T1 | TPC GROUP LLC | HOUSTON PLANT | 8600 PARK PLACE BLVD | HOUSTON | Tx | 77017 | Harris | CN603624289 | RN100219526 | catalyst for selective catalytic reduction system. | Withdrawn/Returned | 2017-04-10 | 661500 | 100
20385 | T1 | TPC GROUP LLC | HOUSTON PLANT | 8600 PARK PLACE BLVD | HOUSTON | Tx | 77017 | Harris | CN603624289 | RN100219526 | ammonia delivery system for selective catalytic reduction system. | Withdrawn/Returned | 2017-04-10 | 480000 | 100
20386 | T1 | TPC GROUP LLC | HOUSTON PLANT | 8600 PARK PLACE BLVD | HOUSTON | Tx | 77017 | Harris | CN603624289 | RN100219526 | PIB Wastewater Control System. | Withdrawn/Returned | 2017-04-10 | 80000 | 100
20387 | T1 | VOESTALPINE TEXAS LLC | LA QUINTA PLANT | FROM CORPUS CHRISTI TAKE US-181N ONTO FM RD 136 AND GO APPROX 1.0 MI GO R ONTO LA QUINTA RD PVT RD 87A AND THE SITE IS APPROX 2.0 MI DOWN ON R IT IS BOUNDED ON THE E BY LA QUINTA RD AND THE S BY CORPUS CHRISTI BAY | CORPUS CHRISTI ETJ | Tx | 78374 | San Patricio | CN604261545 | RN106597875 | 190’ by 2,042” 8” concrete and steel iron oxide pellet storage building. | The following property is used 100% for pollution control and is installed to meet or exceed federal or state regulations: 190’ by 2,042” 8” concrete and steel iron oxide pellet storage building. | 2017-05-02 | 51432436 | 100
20388 | T1 | ASARCO LLC | AMARILLO COPPER REFINERY | 7001 N STATE HIGHWAY 136 | AMARILLO | TX | 79108 | Potter | CN602815524 | RN101701654 | Paint booth, exhaust fans, openings, stack, and filter media. | The following property is used 100% for pollution control and is installed to meet or exceed federal or state regulations: Paint booth, exhaust fans, openings, stack, and filter media. | 2017-04-24 | 108252 | 100
20389 | T1 | ASARCO LLC | AMARILLO COPPER REFINERY | 7001 N STATE HIGHWAY 136 | AMARILLO | TX | 79108 | Potter | CN602815524 | RN101701654 | Injection well roto-jet booster pump. | The following property is used 100% for pollution control and is installed to meet or exceed federal or state regulations: Injection well roto-jet booster pump. | 2017-04-24 | 218867 | 100
20390 | T1 | VOESTALPINE TEXAS LLC | LA QUINTA PLANT | FROM CORPUS CHRISTI TAKE US-181N ONTO FM RD 136 AND GO APPROX 1.0 MI GO R ONTO LA QUINTA RD PVT RD 87A AND THE SITE IS APPROX 2.0 MI DOWN ON R IT IS BOUNDED ON THE E BY LA QUINTA RD AND THE S BY CORPUS CHRISTI BAY | CORPUS CHRISTI ETJ | Tx | 78374 | San Patricio | CN604261545 | RN106597875 | flare for the hot pressure relief vent, seal gas scrubber vent located at bottom of furnace, and degasser vent for process wastewaters. | The following property is used 100% for pollution control and is installed to meet or exceed federal or state regulations: flare for the hot pressure relief vent, seal gas scrubber vent located at bottom of furnace, and degasser vent for process wastewaters. | 2017-04-20 | 3285609.41 | 100
20391 | T1 | OXY USA INC | CENTURY GAS PLANT | FROM THE INTERSECTION OF HWY 385 AND 285 IN FT STOCKTON DRIVE SE ON HWY 285 FOR ABOUT 25MI TURN E AT CENTURY SIGN AND DRIVE 2.0MI TO SITE | FORT STOCKTON | TX | 79735 | Pecos | CN604677401 | RN105567218 | Stormwater conveyances consisting of an open drain system, closed drain system, and stormwater tank. | The following property is used 100% for pollution control and is installed to meet or exceed federal or state regulations: Stormwater conveyances consisting of an open drain system, closed drain system, and stormwater tank. | 2017-03-23 | 134830 | 100
20392 | T1 | OXY USA INC | CENTURY GAS PLANT | FROM THE INTERSECTION OF HWY 385 AND 285 IN FT STOCKTON DRIVE SE ON HWY 285 FOR ABOUT 25MI TURN E AT CENTURY SIGN AND DRIVE 2.0MI TO SITE | FORT STOCKTON | TX | 79735 | Pecos | CN604677401 | RN105567218 | Secondary containment consisting of concrete basins installed at the Seleox units 1 and 2, CO2 product pumps 1 and 2, transformers in the western section of the facility, HC liquid flash drum in the eastern section of the facility, and chemical containment in the southern section of the facility. | The following property is used 100% for pollution control and is installed to meet or exceed federal or state regulations: Secondary containment consisting of concrete basins installed at the Seleox units 1 and 2, CO2 product pumps 1 and 2, transformers in the western section of the facility, HC liquid flash drum in the eastern section of the facility, and chemical containment in the southern section of the facility. | 2017-03-23 | 517782 | 100
20393 | T1 | FREEPORT LNG DEVELOPMENT LP | FREEPORT LNG LIQUEFACTION PLANT | 1500 LAMAR ST | QUINTANA | TX | 77541 | Brazoria | CN601720345 | RN103196689 | The incremental cost difference between a single-walled tank and a double-walled tank for Tank 3 – doubled walled LNG storage tank. | The following property is used 100% for pollution control and is installed to meet or exceed federal or state regulations: The incremental cost difference between a single-walled tank and a double-walled tank for Tank 3 – doubled walled LNG storage tank. | 2017-05-05 | 51681463 | 100
20394 | T1 | HOLCIM TEXAS LIMITED PARTNERSHIP | HOLCIM TEXAS | 1800 DOVE LN | Midlothian | TX | 76065 | Ellis | CN601231459 | RN100219286 | Line 1 selective catalytic reduction system including vessel, catalyst beds, blowers, turning vanes, and dampers; and Line 2 Regenerative Thermal Oxidizer and ancillary equipment consisting of main fan and inlet and outlet ducts with valves. | The following property is used 100% for pollution control and is installed to meet or exceed federal or state regulations: Line 1 selective catalytic reduction system including vessel, catalyst beds, blowers, turning vanes, and dampers; and Line 2 Regenerative Thermal Oxidizer and ancillary equipment consisting of main fan and inlet and outlet ducts with valves. | 2017-08-16 | 31187025 | 100
20395 | T1 | HOLCIM TEXAS LIMITED PARTNERSHIP | HOLCIM TEXAS FINISHING MILLS 2 AND 3 | 1800 DOVE LN | Midlothian | TX | 76065 | Ellis | CN601231459 | RN100219286 | new motors installed on baghouses controlling Finishing Mills #2 and #3. | Withdrawn/Returned | 2017-05-15 | 101467 | 100
20396 | T1 | HOLCIM TEXAS LIMITED PARTNERSHIP | HOLCIM TEXAS | 1800 DOVE LN | Midlothian | TX | 76065 | Ellis | CN601231459 | RN100219286 | Environmental data acquisition system, SICK Model FWE200 DH particulate matter monitor located on the Line 1 cement kiln stack analyzer system, and SICK Model GMS811-FIDOR flame ionization detector analyzer located on the Line 2 Cement kiln stack analyzer system. | The following property is used 100% for pollution control and is installed to meet or exceed federal or state regulations: environmental data acquisition system, SICK Model FWE200 DH particulate matter monitor located on the Line 1 cement kiln stack analyzer system, and SICK Model GMS811-FIDOR flame ionization detector analyzer located on the Line 2 Cement kiln stack analyzer system. | 2017-08-15 | 244720 | 100
20397 | T1 | BASF CORPORATION | BASF FREEPORT HARBOR TERMINAL | LOCATED E OF FM 1495 AND APPROX 100 FT S OF INTX OF FM 1495 AND SH 288 | FREEPORT | Tx | 77541 | Brazoria | CN600124895 | RN101619690 | caprolactam scrubbers. | Withdrawn/Returned | 2017-04-17 | 2700000 | 100
20398 | T1 | WTG GAS PROCESSING LP | FRYAR TREATING FACILITY | FROM BIG SPRINGS GO S ON US 87 FOR 6.7 MI TURN W ON RANCH RD 33 GO 0.9 MI TURN W ON FM 818 GO 3.4 MI TURN N ON LEASE RD & GO 0.2 MI TO SITE ON R | BIG SPRING | TX | 79720 | Howard | CN600125439 | RN108934076 | Flare system. | The following property is used 100% for pollution control and is installed to meet or exceed federal or state regulations: Flare system. | 2017-03-14 | 233000 | 100
20399 | T1 | WTG GAS PROCESSING LP | SOUTH FEAGAN 2 TREATING FACILITY | FROM BIG SPRINGS GO S ON US 87 FOR 6.7 MI TURN W ON RANCH RD 33 GO 0.9 MI TURN W ON FM 818 GO 3.4 MI TURN N ON LEASE RD & GO 0.2 MI TO SITE ON R | BIG SPRING | TX | 79720 | Howard | CN600125439 | RN106965734 | Flare system. | The following property is used 100% for pollution control and is installed to meet or exceed federal or state regulations: Flare system. | 2017-03-14 | 227000 | 100
20400 | T1 | HOLCIM TEXAS LIMITED PARTNERSHIP | HOLCIM TEXAS | 1800 DOVE LN | Midlothian | TX | 76065 | Ellis | CN601231459 | RN100219286 | tanker dust control truck. | Withdrawn/Returned | 2017-06-12 | 26478 | 100
20401 | T1 | BASF CORPORATION | BASF FREEPORT HARBOR TERMINAL | LOCATED E OF FM 1495 AND APPROX 100 FT S OF INTX OF FM 1495 AND SH 288 | FREEPORT | Tx | 77541 | Brazoria | CN600124895 | RN101619690 | activated sludge system including aeration. | Withdrawn/Returned | 2017-04-17 | 8800000 | 100
20402 | T1 | HOLCIM TEXAS LIMITED PARTNERSHIP | HOLCIM TEXAS | 1800 DOVE LN | Midlothian | TX | 76065 | Ellis | CN601231459 | RN100219286 | line 2 blend silo bag filter. | Withdrawn/Returned | 2017-05-15 | 45538 | 100
20403 | T1 | COPANO FIELD SERVICES CENTRAL GULF COAST LP | LAVACA COUNTY COMPRESSOR STATION | 12916 US HIGHWAY 90A E | HALLETTSVILLE | TX | 77964 | Lavaca | CN602951576 | RN106146582 | Six catalytic converters on the following engines: Unit 1501, 1340 HP Caterpillar G3516LE; Unit 1601, 1340 HP Caterpillar G3516LE; Unit 1301, 1725 HP Caterpillar G3520B; Unit 1401, 1725 HP Caterpillar G3520B; Unit 1701, 1725 HP Caterpillar G3520B; and Unit 1801, 1725 HP Caterpillar G3520B. | The following property is used 100% for pollution control and is installed to meet or exceed federal or state regulations: Six catalytic converters on the following engines: Unit 1501, 1340 HP Caterpillar G3516LE; Unit 1601, 1340 HP Caterpillar G3516LE; Unit 1301, 1725 HP Caterpillar G3520B; Unit 1401, 1725 HP Caterpillar G3520B; Unit 1701, 1725 HP Caterpillar G3520B; and Unit 1801, 1725 HP Caterpillar G3520B. | 2017-03-15 | 1489500 | 100
20404 | T1 | VOPAK TERMINAL DEER PARK INC | VOPAK TERMINAL DEER PARK | 2759 INDEPENDENCE PKWY S | LA PORTE | TX | 77571 | Harris | CN601178734 | RN100225093 | Automatic tank gauging on tanks TK512, TK533, TK513, and TK562 and automatic tank gauging and tank overspill alarms on tanks TK326, TK563, TK567, TK594, TK595, TK596, TK736, TK743, TK807, TK900, TK909, TK510, TK524, TK560, TK737, TK739, TK744, TK913, TK927, TK929, TK930, TK907, TK908, 15, 29, 33, 28, 9, 19, 31, 47, 44, 48, 50, Tank 790, and Tank 922. | The following property is used 100% for pollution control and is installed to meet or exceed federal or state regulations: Automatic tank gauging on tanks TK512, TK533, TK513, and TK562 and automatic tank gauging and tank overspill alarms on tanks TK326, TK563, TK567, TK594, TK595, TK596, TK736, TK743, TK807, TK900, TK909, TK510, TK524, TK560, TK737, TK739, TK744, TK913, TK927, TK929, TK930, TK907, TK908, 15, 29, 33, 28, 9, 19, 31, 47, 44, 48, 50, Tank 790, and Tank 922. | 2017-04-26 | 12629683 | 100
20405 | T1 | YARA FREEPORT LLC | BASF FREEPORT SITE | 602 COPPER RD | FREEPORT | Tx | 77541 | Brazoria | CN604830976 | RN100218049 | Ammonia Terminal Flare. | Withdrawn/Returned | 2017-04-17 | 6450000 | 100
20406 | T1 | SOUTH COAST TERMINALS LP | SOUTH COAST TERMINALS LA PORTE | 10900 STRANG RD | LA PORTE | TX | 77571 | Harris | CN602743825 | RN102337581 | Stormwater containment. | Withdrawn/Returned | 2017-04-19 | 899108 | 100
20407 | T1 | AREA 51 ENTERPRISES LLC | JURASSIC CAR WASH | 4809 S CONGRESS AVE | AUSTIN | TX | 78745 | Travis | CN605332246 | RN109706309 | sedimentation and filtration pond. | The following property is used 100% for pollution control and is installed to meet or exceed federal or state regulations: sedimentation and filtration pond. | 2017-04-10 | 84200 | 100
20408 | T1 | STOLT-NIELSEN USA INC | STOLT BARGE SERVICES | 16300 DE ZAVALLA RD STE 7 | CHANNELVIEW | TX | 77530 | Harris | CN602524019 | RN104267133 | Stormwater containment consisting of reinforced concrete, dikes, and curbing located at the C Dock, new hose expansion area, and new fuel station. | The following property is used 100% for pollution control and is installed to meet or exceed federal or state regulations: Stormwater containment consisting of reinforced concrete, dikes, and curbing located at the C Dock, new hose expansion area, and new fuel station. | 2017-04-14 | 91595 | 100
20409 | T1 | STOLT-NIELSEN USA INC | STOLT BARGE SERVICES | 16300 DE ZAVALLA RD STE 7 | CHANNELVIEW | TX | 77530 | Harris | CN602524019 | RN104267133 | Vacuum system installed at the A/B Dock. | The following property is used 100% for pollution control and is installed to meet or exceed federal or state regulations: Spill response vacuum system installed at the A/B Dock. | 2017-04-24 | 39996 | 100
20410 | T1 | STOLT-NIELSEN USA INC | STOLT BARGE SERVICES | 16300 DE ZAVALLA RD STE 7 | CHANNELVIEW | TX | 77530 | Harris | CN602524019 | RN104267133 | Spill response boat hull #GEN16677E515. | The following property is used 100% for pollution control and is installed to meet or exceed federal or state regulations: Spill response boat hull #GEN16677E515. | 2017-04-14 | 24974 | 100
20411 | T1 | STOLTHAVEN HOUSTON INC | STOLTHAVEN HOUSTON TERMINAL | 15602 JACINTOPORT BLVD # A | HOUSTON | TX | 77015 | Harris | CN600124820 | RN100210475 | Chemical sewer systems consisting of lift stations, surface drains, pumps, and underground piping at the C Dock Expansion. | The following property is used 100% for pollution control and is installed to meet or exceed federal or state regulations: Chemical sewer systems consisting of lift stations, surface drains, pumps, and underground piping at the C Dock Expansion. | 2017-04-06 | 29428 | 100
20412 | T1 | STOLTHAVEN HOUSTON INC | STOLTHAVEN HOUSTON TERMINAL | 15602 JACINTOPORT BLVD # A | HOUSTON | TX | 77015 | Harris | CN600124820 | RN100210475 | Tank overfill protection devices: tank radar gauges and ball float valves on A, B, D, E, and P tanks and loading control valves and beeper sticks on rail racks #2 and #5. | The following property is used 100% for pollution control and is installed to meet or exceed federal or state regulations: Tank overfill protection devices - tank radar gauges and ball float valves on A, B, D, E, and P tanks and loading control valves and beeper sticks on rail racks #2 and #5. | 2017-04-06 | 2711620 | 100
20413 | T1 | STOLTHAVEN HOUSTON INC | STOLTHAVEN HOUSTON TERMINAL | 15602 JACINTOPORT BLVD # A | HOUSTON | TX | 77015 | Harris | CN600124820 | RN100210475 | Vacuum truck VIN XXXXXXXXXXXXXXXXX. | The following property is used 100% for pollution control and is installed to meet or exceed federal or state regulations: Vacuum truck VIN XXXXXXXXXXXXXXXXX. | 2017-04-06 | 230298 | 100
20414 | T1 | GOODMAN MANUFACTURING COMPANY LP | GOODMAN MANUFACTURING KERMIER ROAD PLANT | 19001 KERMIER RD | WALLER | TX | 77484 | Harris | CN601306079 | RN108007725 | stormwater drainage channels and vegetated swales; retention pond with floating collection screen at outfall; curb inlets that transfer stormwater to drainage system, roof cuts with associated downspouts that convey stormwater into drainage system; domestic wastewater treatment system including bar screen, flow equalization basin and box, aeration tanks with air diffuser system, clarifier, activated sludge digesters, chlorine contact basin, filter press, detention pond, and ancillary pumps, pipes, tanks, settling basins, and conveyances; industrial wastewater treatment system including sumps, equalization tanks, storage tanks that hold wastewater prior to batch treatment, treatment tanks, chemical precipitation equipment, pH meter, neutralization equipment, filter press, associated pumps, meters, air compressor, pipes, tanks, and conveyances; buildings enclosing wastewater treatment equipment; land occupied by stormwater and wastewater conveyances, treatment facilities, and retention ponds. | The following property is used 100% for pollution control and is installed to meet or exceed federal or state regulations: stormwater drainage channels and vegetated swales; retention pond with floating collection screen at outfall; curb inlets that transfer stormwater to drainage system, roof cuts with associated downspouts that convey stormwater into drainage system; domestic wastewater treatment system including bar screen, flow equalization basin and box, aeration tanks with air diffuser system, clarifier, activated sludge digesters, chlorine contact basin, filter press, detention pond, and ancillary pumps, pipes, tanks, settling basins, and conveyances; industrial wastewater treatment system including sumps, equalization tanks, storage tanks that hold wastewater prior to batch treatment, treatment tanks, chemical precipitation equipment, pH meter, neutralization equipment, filter press, associated pumps, meters, air compressor, pipes, tanks, and conveyances; buildings enclosing wastewater treatment equipment; land occupied by stormwater and wastewater conveyances, treatment facilities, and retention ponds. | 2017-04-26 | 15145551 | 100
20415 | T1 | STOLT-NIELSEN USA INC | STOLT TANK CLEANING FACILITY AND DEPOT | 16300 DE ZAVALLA RD | CHANNELVIEW | TX | 77530 | Harris | CN602524019 | RN102562063 | stormwater containment | Withdrawn/Returned | 2017-07-17 | 3666431 | 100
20417 | T1 | ALLSUP PETROLEUM INC | ALLSUPS 304 | 1000 S MAIN ST | VEGA | Tx | 79092 | Oldham | CN601099260 | RN102032430 | overfill alarms, incremental cost difference for double-walled tanks versus single-walled tanks, incremental cost difference for double-walled pipes versus single-walled pipes, tank top sumps, automatic tank gauging, secondary containment monitoring, and automatic line leak detectors. | The following property is used 100% for pollution control and is installed to meet or exceed federal or state regulations: overfill alarms, incremental cost difference for double-walled tanks versus single-walled tanks, incremental cost difference for double-walled pipes versus single-walled pipes, tank top sumps, automatic tank gauging, secondary containment monitoring, and automatic line leak detectors. | 2017-03-24 | 122404 | 100
20418 | T1 | BP CONTAINMENT RESPONSE SYSTEM HOLDINGS LLC | ASCO FREIGHT MANAGEMENT | 1755 FEDERAL RD | HOUSTON | Tx | 77015 | Harris | CN604600676 | RN107489528 | additions to the Containment Response System including Subsea data acquisition monitoring equipment, multiple connectors, two guide funnels for SHD-H4 30” connectors, relief wellhead and tubular standardization order, low and high pressure housing joints, dispersant delivery system, and flex joint tooling spacer plates for Maersk Hydar Allyev rig. | The following property is used 100% for pollution control and is installed to meet or exceed federal or state regulations: additions to the Containment Response System including Subsea data acquisition monitoring equipment, multiple connectors, two guide funnels for SHD-H4 30” connectors, relief wellhead and tubular standardization order, low and high pressure housing joints, dispersant delivery system, and flex joint tooling spacer plates for Maersk Hydar Allyev rig. | 2017-03-22 | 13517000 | 100
20419 | T1 | AEP TEXAS NORTH COMPANY | OKLAUNION POWER STATION | 12567 FM 3430 | VERNON | TX | 76384 | Wilbarger | CN601243389 | RN101062255 | Pond Berm on Pond 6. | The following property is used 100% for pollution control and is installed to meet or exceed federal or state regulations: Pond Berm on Pond 6. | 2017-06-30 | 2109722 | 100
20420 | T1 | PUBLIC SERVICE COMPANY OF OKLAHOMA | OKLAUNION POWER STATION | 12567 FM 3430 | VERNON | TX |  | Wilbarger | CN602616930 | RN101062255 | Replacement of aged and failed valves on absorber 101. | The following property is used 100% for pollution control and is installed to meet or exceed federal or state regulations: Replacement of aged and failed valves on absorber 101. | 2017-04-28 | 11302 | 100
20421 | T1 | HEB GROCERY COMPANY LP | HEB SAN ANTONIO RITTIMAN ROAD RETAIL SUPPORT CENTER | 5731 RITTIMAN RD | SAN ANTONIO | Tx | 78596 | Bexar | CN601297963 | RN106963622 | water quality basins #1, #2, and #3 and stormwater quality channels #1 and #2. | The following property is used 100% for pollution control and is installed to meet or exceed federal or state regulations: water quality basins #1, #2, and #3 and stormwater quality channels #1 and #2. | 2017-03-24 | 846770 | 100
20422 | T1 | JAMES HARDIE BUILDING PRODUCTS INC | JAMES HARDIE BUILDING PRODUCTS | 820 SPARKS DR | CLEBURNE | Tx | 76033 | Johnson | CN600482475 | RN100763895 | autoclave blowdown steam capture system consisting of two 1,700 ton capacity cooling towers, a 35,000 gallon blow-down steam condensate tank, two plate and frame heat exchangers, two blow-down steam circulation pumps, two steam blowers, steam and condensate headers, two filtration skid units, oil water separation system, condensate flash vessel, and a chemical treatment system. | The following property is used 100% for pollution control and is installed to meet or exceed federal or state regulations: autoclave blowdown steam capture system consisting of two 1,700 ton capacity cooling towers, a 35,000 gallon blow-down steam condensate tank, two plate and frame heat exchangers, two blow-down steam circulation pumps, two steam blowers, steam and condensate headers, two filtration skid units, oil water separation system, condensate flash vessel, and a chemical treatment system. | 2017-06-28 | 5910090 | 100
20423 | T1 | BUC-EES LTD | BUC EES 1 | 899 OYSTER CREEK DR | LAKE JACKSON | TX | 77566 | Brazoria | CN600777452 | RN102038601 | Stage 1 vapor recovery equipment. | The following property is used 100% for pollution control and is installed to meet or exceed federal or state regulations: Stage 1 vapor recovery equipment. | 2017-03-31 | 3200 | 100
20424 | T1 | BUC-EES LTD | BUC EES 1 | 899 OYSTER CREEK DR | LAKE JACKSON | TX | 77566 | Brazoria | CN600777452 | RN102038601 | Fuel tank monitoring system, under dispenser sumps, tank top sumps, automatic line leak detectors, tight fill fittings, sensing devices, spill containers, and automatic shut-off valves. | The following property is used 100% for pollution control and is installed to meet or exceed federal or state regulations: Fuel tank monitoring system, under dispenser sumps, tank top sumps, automatic line leak detectors, tight fill fittings, sensing devices, spill containers, and automatic shut-off valves. | 2017-03-31 | 68947 | 100
20425 | T1 | BUC-EES LTD | BUC-EE S 18 | 40900 HIGHWAY 290 BUSINESS | WALLER | TX | 77484 | Waller | CN600777452 | RN106526031 | Stage 1 vapor recovery equipment. | The following property is used 100% for pollution control and is installed to meet or exceed federal or state regulations: Stage 1 vapor recovery equipment. | 2017-03-31 | 3200 | 100
20426 | T1 | BUC-EES LTD | BUC-EE S 18 | 40900 HIGHWAY 290 BUSINESS | WALLER | TX | 77484 | Waller | CN600777452 | RN106526031 | Fuel tank monitoring system, under dispenser sumps, tank top sumps, automatic line leak detectors, tight fill fittings, sensing devices, spill containers, and automatic shut-off valves. | The following property is used 100% for pollution control and is installed to meet or exceed federal or state regulations: Fuel tank monitoring system, under dispenser sumps, tank top sumps, automatic line leak detectors, tight fill fittings, sensing devices, spill containers, and automatic shut-off valves. | 2017-03-31 | 109974 | 100
20427 | T1 | BUC-EES LTD | BUCEES 37 | 15901 NORTH FWY | FORT WORTH | TX | 76177 | Denton | CN600777452 | RN108376799 | Stage 1 vapor recovery equipment. | The following property is used 100% for pollution control and is installed to meet or exceed federal or state regulations: Stage 1 vapor recovery equipment. | 2017-03-31 | 6400 | 100
20428 | T1 | BUC-EES LTD | BUCEES 37 | 15901 NORTH FWY | FORT WORTH | TX | 76177 | Denton | CN600777452 | RN108376799 | Fuel tank monitoring system, under dispenser sumps, tank top sumps, automatic line leak detectors, tight fill fittings, sensing devices, spill containers, and automatic shut-off valves | The following property is used 100% for pollution control and is installed to meet or exceed federal or state regulations: Fuel tank monitoring system, under dispenser sumps, tank top sumps, automatic line leak detectors, tight fill fittings, sensing devices, spill containers, and automatic shut-off valves. | 2017-03-31 | 220677 | 100
20429 | T1 | HEB GROCERY COMPANY LP | WESLACO TRUCK TERMINAL | 1100 PANTHER DR | WESLACO | TX | 78596 | Hidalgo | CN601297963 | RN103757985 | overfill alarms; tank top sumps; automatic tank gauging; automatic line leak detectors; liquid fuel sensors installed between the double walls of tanks and pipes to monitor for leaks; the incremental difference in cost between double-walled tanks and comparable single-walled tanks; incremental difference in cost between double-walled piping and single-walled piping; and the incremental difference in cost between the concrete paving covering the underground tanks and pipes and the other paving at the facility calculated using the difference in cost per square foot. | The following property is used 100% for pollution control and is installed to meet or exceed federal or state regulations: overfill alarms; tank top sumps; automatic tank gauging; automatic line leak detectors; liquid fuel sensors installed between the double walls of tanks and pipes to monitor for leaks; the incremental difference in cost between double-walled tanks and comparable single-walled tanks; incremental difference in cost between double-walled piping and single-walled piping; and the incremental difference in cost between the concrete paving covering the underground tanks and pipes and the other paving at the facility calculated using the difference in cost per square foot. | 2017-04-11 | 508850 | 100
20430 | T1 | H E BUTT GROCERY COMPANY | HEB HOUSTON RETAIL SUPPORT CENTER | 4625 WINDFERN RD | HOUSTON | TX | 77041 | Harris | CN603807306 | RN102132701 | overfill alarms; tank top sumps; automatic tank gauging; automatic line leak detectors; liquid fuel sensors installed between the double walls of tanks and pipes to monitor for leaks; the incremental difference in cost between double-walled tanks and comparable single-walled tanks; incremental difference in cost between double-walled piping and single-walled piping; and the incremental difference in cost between the concrete paving covering the underground tanks and pipes and the other paving at the facility calculated using the difference in cost per square foot. | The following property is used 100% for pollution control and is installed to meet or exceed federal or state regulations: overfill alarms; tank top sumps; automatic tank gauging; automatic line leak detectors; liquid fuel sensors installed between the double walls of tanks and pipes to monitor for leaks; the incremental difference in cost between double-walled tanks and comparable single-walled tanks; incremental difference in cost between double-walled piping and single-walled piping; and the incremental difference in cost between the concrete paving covering the underground tanks and pipes and the other paving at the facility calculated using the difference in cost per square foot. | 2017-04-11 | 544900 | 100
20431 | T1 | JAMES HARDIE BUILDING PRODUCTS INC | CEMENT FIBERBOARD MANUFACTURING PLANT WAXAHACHIE | 2425 N HIGHWAY 77 | WAXAHACHIE | TX | 75165 | Ellis | CN600482475 | RN100796861 | autoclave blow-down steam capture system consisting of two 1,700 ton capacity cooling towers, a 35,000 gallon blow-down steam condensate tank, two plate and frame heat exchangers, two blow-down steam circulation pumps, two steam blowers, steam and condensate headers, two filtration skid units, oil water separation system, condensate flash vessel, and a chemical treatment system. | The following property is used 100% for pollution control and is installed to meet or exceed federal or state regulations: autoclave blow-down steam capture system consisting of two 1,700 ton capacity cooling towers, a 35,000 gallon blow-down steam condensate tank, two plate and frame heat exchangers, two blow-down steam circulation pumps, two steam blowers, steam and condensate headers, two filtration skid units, oil water separation system, condensate flash vessel, and a chemical treatment system. | 2017-05-26 | 6867121 | 100
20432 | T1 | JAMES HARDIE BUILDING PRODUCTS INC | CEMENT FIBERBOARD MANUFACTURING PLANT CLEBURNE | 820 SPARKS DR | CLEBURNE | TX | 76033 | Johnson | CN600482475 | RN100763895 | modifications to ball mill cyclone overflow tanks. | Withdrawn/Returned | 2017-06-08 | 104155 | 100
20433 | T1 | JAMES HARDIE BUILDING PRODUCTS INC | CEMENT FIBERBOARD MANUFACTURING PLANT CLEBURNE | 820 SPARKS DR | CLEBURNE | TX | 76033 | Johnson | CN600482475 | RN100763895 | paving and refurbishment of freight road. | The following property is used 100% for pollution control and is installed to meet or exceed federal or state regulations: paving and refurbishment of freight road. | 2017-06-28 | 1386530 | 100
20434 | T1 | JAMES HARDIE BUILDING PRODUCTS INC | CEMENT FIBERBOARD MANUFACTURING PLANT CLEBURNE | 820 SPARKS DR | CLEBURNE | TX | 76033 | Johnson | CN600482475 | RN100763895 | air particulate reduction implementations composed of ventilation upgrades, floor sweepers, and duct work. | Withdrawn/Returned | 2017-06-08 | 415231 | 100
20435 | T1 | JAMES HARDIE BUILDING PRODUCTS INC | CEMENT FIBERBOARD MANUFACTURING PLANT WAXAHACHIE | 2425 N HIGHWAY 77 | WAXAHACHIE | TX | 75165 | Ellis | CN600482475 | RN100796861 | induced flue gas recirculation system for autoclave boiler. | The following property is used 100% for pollution control and is installed to meet or exceed federal or state regulations: induced flue gas recirculation system for autoclave boiler. | 2017-05-26 | 562339 | 100
20436 | T1 | JAMES HARDIE BUILDING PRODUCTS INC | CEMENT FIBERBOARD MANUFACTURING PLANT CLEBURNE | 820 SPARKS DR | CLEBURNE | TX | 76033 | Johnson | CN600482475 | RN100763895 | induced flue gas recirculation system for autoclave boiler. | The following property is used 100% for pollution control and is installed to meet or exceed federal or state regulations: induced flue gas recirculation system for autoclave boiler. | 2017-05-26 | 497464 | 100
20437 | T1 | JAMES HARDIE BUILDING PRODUCTS INC | CEMENT FIBERBOARD MANUFACTURING PLANT CLEBURNE | 820 SPARKS DR | CLEBURNE | TX | 76033 | Johnson | CN600482475 | RN100763895 | induced flue gas recirculation system for boiler. | The following property is used 100% for pollution control and is installed to meet or exceed federal or state regulations: induced flue gas recirculation system for boiler. | 2017-05-26 | 429663 | 100
20438 | T1 | GEMINI HDPE LLC | INEOS POLYETHYLENE NORTH AMERICA LA PORTE PLANT | 1230 INDEPENDENCE PKWY S | LA PORTE | TX | 77571 | Harris | CN604683599 | RN100229905 | three catalyst waste storage bins (5' ID by 6’10” T-T) and 10’ by 20’ concrete pad area; 10’ by 30’ lined concrete loading station containment area; 10’ by 30’ diked lined concrete sulfuric acid containment area; 10’ by 20’ diked/curbed lined concrete containment for diesel fuel tank for emergency generator (EG9109); 10’ by 15’ diked CT corrosion inhibitor containment area; V-39 waste storage container (8’ ID by 12’ T-T); cathodic protection for underground piping in hydrocarbon service and sewer lines including approximately 100’ ethylene line and 500’ of sewer line; and waste teal collection cylinder and associated 55’ by 20’ curbed concrete containment area. | The following property is used 100% for pollution control and is installed to meet or exceed federal or state regulations: three catalyst waste storage bins (5' ID by 6’10” T-T) and 10’ by 20’ concrete pad area; 10’ by 30’ lined concrete loading station containment area; 10’ by 30’ diked lined concrete sulfuric acid containment area; 10’ by 20’ diked/curbed lined concrete containment for diesel fuel tank for emergency generator (EG9109); 10’ by 15’ diked CT corrosion inhibitor containment area; V-39 waste storage container (8’ ID by 12’ T-T); cathodic protection for underground piping in hydrocarbon service and sewer lines including approximately 100’ ethylene line and 500’ of sewer line; and waste teal collection cylinder and associated 55’ by 20’ curbed concrete containment area. | 2017-04-10 | 3249479 | 100
20439 | T1 | EOG RESOURCES INC | BARBARIAN COMPRESSOR STATION | FROM INTERSECTION COUNTY RD 300 & RANCH RD 652 GO NE ON 652 APPROXIMATELY 2.4 MILES TURN RIGHT GO EAST APPROXIMATELY 4.1 MILES TURN RIGHT GO SOUTH APPROXIMATELY 3.1 MILES TURN LEFT GO EAST APPROXIMATELY 1.2 MILES | Orla | TX | 79772 | Loving | CN600124333 | RN108927583 | Vapor recovery unit. | Withrawn for failure to respond to NOD. | 2017-07-12 | 22500 | 100
20440 | T1 | EOG RESOURCES INC | BARBARIAN COMPRESSOR STATION | FROM INTERSECTION COUNTY RD 300 & RANCH RD 652 GO NE ON 652 APPROXIMATELY 2.4 MILES TURN RIGHT GO EAST APPROXIMATELY 4.1 MILES TURN RIGHT GO SOUTH APPROXIMATELY 3.1 MILES TURN LEFT GO EAST APPROXIMATELY 1.2 MILES | ORLA | TX | 79772 | Loving | CN600124333 | RN108927583 | Flare system. | The following property is used 100% for pollution control and is installed to meet or exceed federal or state regulations: Flare system. | 2017-06-09 | 100000 | 100
20441 | T1 | EOG RESOURCES INC | BRONCO COMPRESSOR STATION | FROM THE INTERSECTION OF CR 269 AND CR 290 TRAVEL EAST ON CR 269 FOR 1 MILE TO ENTRANCE ON RIGHT | Gillett | TX | 78116 | Karnes | CN600124333 | RN109472399 | Vapor recovery unit. | Withrawn for failure to respond to NOD. | 2017-07-12 | 72112 | 100
20442 | T1 | EOG RESOURCES INC | BRONCO COMPRESSOR STATION | FROM THE INTERSECTION OF CR 269 AND CR 290 TRAVEL EAST ON CR 269 FOR 1 MILE TO ENTRANCE ON RIGHT | GILLETT | TX | 78116 | Karnes | CN600124333 | RN109472399 | Flare system. | The following property is used 100% for pollution control and is installed to meet or exceed federal or state regulations: Flare system. | 2017-05-19 | 72490 | 100
20443 | T1 | SOUTHWESTERN ELECTRIC POWER COMPANY | AEP - WELSH POWER PLANT | 1187 COUNTY ROAD 4865 | PITTSBURG | TX | 75686 | Titus | CN600126767 | RN100213370 | fabric filter baghouse and activated carbon injection system (ACI)installed on Units 1 and 3. | The following property is used 100% for pollution control and is installed to meet or exceed federal or state regulations: installed on Units 1 and 3, fabric filter baghouse with associated ancillary equipment including ductwork, blowers, and bags; and activated carbon injection system (ACI) with associated ancillary equipment including blowers, silos, piping, and feeders. | 2017-09-20 | 861720 | 100
20444 | T1 | GEMINI HDPE LLC | INEOS POLYETHYLENE NORTH AMERICA LA PORTE PLANT | 1230 INDEPENDENCE PKWY S | LA PORTE | TX | 77571 | Harris | CN604683599 | RN100229905 | air pollution control equipment including knock-out pot scrubber; flare gas analyzers consisting of gas chromatograph (GC) analyzer and sampling system, BTU analyzer/calorimeter, flare flow meter, and fuel gas addition flow control; flare monitoring equipment including TT’s/flame detectors on pilots, infrared camera, and video camera; flare stack tower 9101 including flare tip, flame front generator/ignition equipment (including gas control), and steam control; sampling system and GC for online analysis of hydrocarbons in cooling water return to cooling tower 9101; five additive dust filters and blow-back system; additive dumping vent filter, exhaust blower, and blowdown system; and extruder flake filter consisting of vent filter, exhaust blower with PC, and blowdown system. | The following property is used 100% for pollution control and is installed to meet or exceed federal or state regulations: air pollution control equipment including knock-out pot scrubber; flare gas analyzers consisting of gas chromatograph (GC) analyzer and sampling system, BTU analyzer/calorimeter, flare flow meter, and fuel gas addition flow control; flare monitoring equipment including TT’s/flame detectors on pilots, infrared camera, and video camera; flare stack tower 9101 including flare tip, flame front generator/ignition equipment (including gas control), and steam control; sampling system and GC for online analysis of hydrocarbons in cooling water return to cooling tower 9101; five additive dust filters and blow-back system; additive dumping vent filter, exhaust blower, and blowdown system; and extruder flake filter consisting of vent filter, exhaust blower with PC, and blowdown system. | 2017-04-10 | 15397728 | 100
20445 | T1 | SOUTHWESTERN ELECTRIC POWER COMPANY | AEP PIRKEY POWER PLANT | 2400 FM 3251 | HALLSVILLE | TX | 75650 | Harrison | CN600126767 | RN100214287 | Control system upgrade to change from a mostly manual control system for the FGD to an automated one that can be used with DCS. | The following property is used 100% for pollution control and is installed to meet or exceed federal or state regulations: upgrade control system of flue gas desulfurization (FGD) system from mostly manual to an automated system that can be used with the distributed control system (DCS). | 2017-08-22 | 124188.95 | 100
20446 | T1 | SOUTHWESTERN ELECTRIC POWER COMPANY | AEP PIRKEY POWER PLANT | 2400 FM 3251 | HALLSVILLE | TX | 75650 | Harrison | CN600126767 | RN100214287 | sludge building. | Withdrawn/Returned | 2017-08-18 | 271422.9 | 100
20447 | T1 | SOUTHWESTERN ELECTRIC POWER COMPANY | AEP PIRKEY POWER PLANT | 2400 FM 3251 | HALLSVILLE | TX | 75650 | Harrison | CN600126767 | RN100214287 | landfill. | Withdrawn/Returned | 2017-08-22 | 208995 | 100
20448 | T1 | GEMINI HDPE LLC | INEOS POLYETHYLENE NORTH AMERICA LA PORTE PLANT | 1230 INDEPENDENCE PKWY S | LA PORTE | TX | 77571 | Harris | CN604683599 | RN100229905 | stormwater containment areas including Section 30 concrete collection basin (V-3013), sump, and sump pump (P-3013); Flare Knock-Out (KO) Containment Area consisting of a curbed concrete area around flare KO pot (V-9102); and Fab Shop Stormwater Collection System including rainwater basin (V-9111), sump, and two sump pumps. | The following property is used 100% for pollution control and is installed to meet or exceed federal or state regulations: stormwater containment areas including Section 30 concrete collection basin (V-3013), sump, and sump pump (P-3013); Flare Knock-Out (KO) Containment Area consisting of a curbed concrete area around flare KO pot (V-9102); and Fab Shop Stormwater Collection System including rainwater basin (V-9111), sump, and two sump pumps. | 2017-04-10 | 2227716 | 100
20449 | T1 | GEMINI HDPE LLC | INEOS POLYETHYLENE NORTH AMERICA LA PORTE PLANT | 1230 INDEPENDENCE PKWY S | LA PORTE | TX | 77571 | Harris | CN604683599 | RN100229905 | Finishing Enclosure consisting of structure, siding, walls, roof for enclosed rooms of building (3 levels, Elevation +130 ft to Elevation +203 ft), and floors. | Failed to respond to TNOD. | 2017-04-10 | 28203365 | 100
20450 | T1 | SOUTHWESTERN ELECTRIC POWER COMPANY | AEP PIRKEY POWER PLANT | 2400 FM 3251 | HALLSVILLE | TX | 75650 | Harrison | CN600126767 | RN100214287 | Recoating of flue gas desulfurization (FGD) valves and expansion joints. | The following property is used 100% for pollution control and is installed to meet or exceed federal or state regulations: recoating of flue gas desulfurization (FGD) valves and expansion joints. | 2017-08-22 | 32244.14 | 100
20451 | T1 | SOUTHWESTERN ELECTRIC POWER COMPANY | AEP PIRKEY POWER PLANT | 2400 FM 3251 | HALLSVILLE | TX | 75650 | Harrison | CN600126767 | RN100214287 | bottom ash piping. | Withdrawn/Returned | 2017-08-24 | 49236.49 | 100
20452 | T1 | SOUTHWESTERN ELECTRIC POWER COMPANY | AEP PIRKEY POWER PLANT | 2400 FM 3251 | HALLSVILLE | TX | 75650 | Harrison | CN600126767 | RN100214287 | flue gas desulfurization (FGD) sludge conveyor belt. | The following property is used 100% for pollution control and is installed to meet or exceed federal or state regulations: flue gas desulfurization (FGD) sludge conveyor belt. | 2017-08-22 | 73107.43 | 100
20453 | T1 | THE SABINE MINING COMPANY | SOUTH HALLSVILLE 1 MINE RUSK AREA | APPROX 3 MI N OF TATUM TX W OF SH-43 N OF FM 7096 IN RUSK AND PANOLA COUNTIES | TATUM | TX | 75652 | Rusk | CN600835797 | RN105917884 | two pumps and associated engines, one power center. | The following property is used 100% for pollution control and is installed to meet or exceed federal or state regulations: two pumps and associated engines, one power center. | 2017-04-24 | 244588 | 100
20454 | T1 | THE SABINE MINING COMPANY | THE SABINE MINING HARRISON COUNTY SITE | 6501 FM 968 W | HALLSVILLE | Tx | 75650 | Harrison | CN600835797 | RN103968707 | Q13, R1A, and R1B sedimentation ponds. | The following property is used 100% for pollution control and is installed to meet or exceed federal or state regulations: Q13, R1A, and R1B sedimentation ponds. | 2017-04-12 | 941605 | 100
20455 | T1 | ALLSUP PETROLEUM INC | ALLSUPS 290 | 100 SANTA ANNA AVE | COLEMAN | TX | 76834 | Coleman | CN601099260 | RN102048980 | overfill alarms; tank top sumps; automatic tank gauging; automatic line leak detectors; liquid fuel sensors installed between the double walls of tanks and pipes to monitor for leaks; the incremental difference in cost between double-walled tanks and comparable single-walled tanks; and the incremental difference in cost between double-walled piping and single-walled piping. | The following property is used 100% for pollution control and is installed to meet or exceed federal or state regulations: overfill alarms; tank top sumps; automatic tank gauging; automatic line leak detectors; liquid fuel sensors installed between the double walls of tanks and pipes to monitor for leaks; the incremental difference in cost between double-walled tanks and comparable single-walled tanks; and the incremental difference in cost between double-walled piping and single-walled piping. | 2017-04-14 | 77505.23 | 100
20456 | T2 | THE SABINE MINING COMPANY | THE SABINE MINING HARRISON COUNTY SITE | 6501 FM 968 W | HALLSVILLE | Tx | 75650 | Harrison | CN600835797 | RN103968707 | dump trucks used exclusively for reclamation - CAT 785G End Dump Truck, Unit XXXXXX, VIN #XXXXXXXX; CAT 785D End Dump Truck, Unit XXXXXX, VIN #XXXXXXXX; CAT 785D End Dump Truck, Unit 428734, VIN #XXXXXXXX;and CAT 785D End Dump Truck, Unit 428735, VIN #XXXXXXXX. | The following property is used 100% for pollution control and is installed to meet or exceed federal or state regulations: the following dump trucks used exclusively for reclamation - CAT 785G End Dump Truck, Unit XXXXXX, VIN #XXXXXXXX; CAT 785D End Dump Truck, Unit 428733, VIN #XXXXXXXX; CAT 785D End Dump Truck, Unit 428734, VIN #XXXXXXXX;and CAT 785D End Dump Truck, Unit 428735, VIN #XXXXXXXX. | 2017-04-12 | 10107567 | 100
20457 | T1 | ALLSUP PETROLEUM INC | ALLSUPS CONVENIENCE STORE 184 | 205 ALCOCK ST | PAMPA | TX | 79065 | Gray | CN601099260 | RN102246840 | overfill alarms; tank top sumps; automatic tank gauging; automatic line leak detectors; liquid fuel sensors installed between the double walls of tanks and pipes to monitor for leaks; the incremental difference in cost between double-walled tanks and comparable single-walled tanks; and the incremental difference in cost between double-walled piping and single-walled piping. | The following property is used 100% for pollution control and is installed to meet or exceed federal or state regulations: overfill alarms; tank top sumps; automatic tank gauging; automatic line leak detectors; liquid fuel sensors installed between the double walls of tanks and pipes to monitor for leaks; the incremental difference in cost between double-walled tanks and comparable single-walled tanks; and the incremental difference in cost between double-walled piping and single-walled piping. | 2017-04-14 | 77505.23 | 100
20458 | T1 | ALLSUP PETROLEUM INC | ALLSUPS 147 | 900 E NAVARRO AVE | DE LEON | TX | 76444 | Comanche | CN601099260 | RN108795584 | overfill alarms; tank top sumps; automatic tank gauging; automatic line leak detectors; liquid fuel sensors installed between the double walls of tanks and pipes to monitor for leaks; the incremental difference in cost between double-walled tanks and comparable single-walled tanks; and the incremental difference in cost between double-walled piping and single-walled piping. | The following property is used 100% for pollution control and is installed to meet or exceed federal or state regulations: overfill alarms; tank top sumps; automatic tank gauging; automatic line leak detectors; liquid fuel sensors installed between the double walls of tanks and pipes to monitor for leaks; the incremental difference in cost between double-walled tanks and comparable single-walled tanks; and the incremental difference in cost between double-walled piping and single-walled piping. | 2017-04-14 | 122404.4 | 100
20459 | T1 | ALLSUP PETROLEUM INC | ALLSUPS 82 | 322 W HILL ST | SPUR | TX | 79370 | Dickens | CN601099260 | RN102015864 | overfill alarms; tank top sumps; automatic tank gauging; automatic line leak detectors; liquid fuel sensors installed between the double walls of tanks and pipes to monitor for leaks; the incremental difference in cost between double-walled tanks and comparable single-walled tanks; and the incremental difference in cost between double-walled piping and single-walled piping. | The following property is used 100% for pollution control and is installed to meet or exceed federal or state regulations: overfill alarms; tank top sumps; automatic tank gauging; automatic line leak detectors; liquid fuel sensors installed between the double walls of tanks and pipes to monitor for leaks; the incremental difference in cost between double-walled tanks and comparable single-walled tanks; and the incremental difference in cost between double-walled piping and single-walled piping. | 2017-04-14 | 77505.23 | 100
20460 | T1 | SAN MIGUEL ELECTRIC COOPERATIVE INC | SAN MIGUEL ELECTRIC PLANT | 6200 FM 3387 | CHRISTINE | TX | 78012 | Atascosa | CN600132278 | RN100226539 | low flow seals on pumps serving wet flue gas desulfurization scrubber system (WFGD). | The following property is used 100% for pollution control and is installed to meet or exceed federal or state regulations: low flow seals on pumps serving wet flue gas desulfurization scrubber system (WFGD). | 2017-05-19 | 168057.59 | 100
20461 | T1 | SAN MIGUEL ELECTRIC COOPERATIVE INC | SAN MIGUEL ELECTRIC PLANT | 6200 FM 3387 | CHRISTINE | TX | 78012 | Atascosa | CN600132278 | RN100226539 | two railcars used exclusively to transfer limestone from quarry to the wet flue gas desulfurization system scrubber. | The following property is used 100% for pollution control and is installed to meet or exceed federal or state regulations: two railcars used exclusively to transfer limestone from quarry to the wet flue gas desulfurization system scrubber. | 2017-05-19 | 55986 | 100
20462 | T1 | ALLSUP PETROLEUM INC | ALLSUPS 227 | 803 E FILLMORE AVE | MORTON | TX | 79346 | Cochran | CN601099260 | RN102040979 | overfill alarms; tank top sumps; automatic tank gauging; automatic line leak detectors; liquid fuel sensors installed between the double walls of tanks and pipes to monitor for leaks; the incremental difference in cost between double-walled tanks and comparable single-walled tanks; and the incremental difference in cost between double-walled piping and single-walled piping. | The following property is used 100% for pollution control and is installed to meet or exceed federal or state regulations: overfill alarms; tank top sumps; automatic tank gauging; automatic line leak detectors; liquid fuel sensors installed between the double walls of tanks and pipes to monitor for leaks; the incremental difference in cost between double-walled tanks and comparable single-walled tanks; and the incremental difference in cost between double-walled piping and single-walled piping. | 2017-04-14 | 72197.74 | 100
20463 | T1 | ALLSUP PETROLEUM INC | ALLSUPS 292 | 490 W ROCK ISLAND AVE | BOYD | TX | 76023 | Wise | CN601099260 | RN102039385 | overfill alarms; tank top sumps; automatic tank gauging; automatic line leak detectors; liquid fuel sensors installed between the double walls of tanks and pipes to monitor for leaks; the incremental difference in cost between double-walled tanks and comparable single-walled tanks; and the incremental difference in cost between double-walled piping and single-walled piping. | The following property is used 100% for pollution control and is installed to meet or exceed federal or state regulations: overfill alarms; tank top sumps; automatic tank gauging; automatic line leak detectors; liquid fuel sensors installed between the double walls of tanks and pipes to monitor for leaks; the incremental difference in cost between double-walled tanks and comparable single-walled tanks; and the incremental difference in cost between double-walled piping and single-walled piping. | 2017-04-07 | 77505.23 | 100
20464 | T1 | ALLSUP PETROLEUM INC | ALLSUPS 363 | 800 23RD ST | CANYON | TX | 79015 | Randall | CN601099260 | RN102433679 | overfill alarms; tank top sumps; automatic tank gauging; automatic line leak detectors; liquid fuel sensors installed between the double walls of tanks and pipes to monitor for leaks; the incremental difference in cost between double-walled tanks and comparable single-walled tanks; and the incremental difference in cost between double-walled piping and single-walled piping. | The following property is used 100% for pollution control and is installed to meet or exceed federal or state regulations: overfill alarms; tank top sumps; automatic tank gauging; automatic line leak detectors; liquid fuel sensors installed between the double walls of tanks and pipes to monitor for leaks; the incremental difference in cost between double-walled tanks and comparable single-walled tanks; and the incremental difference in cost between double-walled piping and single-walled piping. | 2017-04-14 | 77505.23 | 100
20465 | T1 | SWIFT BEEF COMPANY | SWIFT BEEF CACTUS PLANT | 950 CONAGRA ROAD | CACTUS | TX | 79013 | Moore | CN602871790 | RN102188364 | iron sponge scrubber used to remove H2S from biogas prior to firing in boilers. | The following property is used 100% for pollution control and is installed to meet or exceed federal or state regulations: iron sponge scrubber used to remove H2S from biogas prior to firing in boilers. | 2017-04-12 | 407873 | 100
20466 | T1 | JAMES HARDIE BUILDING PRODUCTS INC | CEMENT FIBERBOARD MANUFACTURING PLANT CLEBURNE | 820 SPARKS DR | CLEBURNE | TX | 76033 | Johnson | CN600482475 | RN100763895 | raw materials storage silo equipped with a fabric filter. | Withdrawn/Returned | 2017-05-19 | 659682 | 100
20467 | T1 | JAMES HARDIE BUILDING PRODUCTS INC | CEMENT FIBERBOARD MANUFACTURING PLANT WAXAHACHIE | 2425 N HIGHWAY 77 | WAXAHACHIE | TX | 75165 | Ellis | CN600482475 | RN100796861 | IMP Silo system including a bin vent filter baghouse and a closed conveying system. | Withdrawn/Returned | 2017-05-19 | 425623 | 100
20468 | T1 | SWIFT BEEF COMPANY | SWIFT BEEF CACTUS PLANT | 950 CONAGRA ROAD | CACTUS | TX | 79013 | Moore | CN602871790 | RN102188364 | wastewater pre-treatment upgrades including anaerobic lagoon influent pump station with two pumps; anaerobic influent splitter tank; new anaerobic lagoons #1 and #2; effluent flow control structure; and associated lagoon piping, pressure relief venting, and flow meters. | The following property is used 100% for pollution control and is installed to meet or exceed federal or state regulations: wastewater pre-treatment upgrades including anaerobic lagoon influent pump station with two pumps; anaerobic influent splitter tank; new anaerobic lagoons #1 and #2; effluent flow control structure; and associated lagoon piping, pressure relief venting, and flow meters. | 2017-04-13 | 5912816 | 100
20469 | T1 | JAMES HARDIE BUILDING PRODUCTS INC | CEMENT FIBERBOARD MANUFACTURING PLANT CLEBURNE | 820 SPARKS DR | CLEBURNE | TX | 76033 | Johnson | CN600482475 | RN100763895 | cement day bin baghouse and additive day bin baghouse. | The following property is used 100% for pollution control and is installed to meet or exceed federal or state regulations: cement day bin baghouse and additive day bin baghouse. | 2017-05-26 | 545219 | 100
20470 | T1 | JAMES HARDIE BUILDING PRODUCTS INC | CEMENT FIBERBOARD MANUFACTURING PLANT CLEBURNE | 820 SPARKS DR | CLEBURNE | TX | 76033 | Johnson | CN600482475 | RN100763895 | SM3 Line wastewater treatment system including tanks, pumps, pipes, meters, sensors, filters, and supporting items. | The following property is used 100% for pollution control and is installed to meet or exceed federal or state regulations: SM3 Line wastewater treatment system including tanks, pumps, pipes, meters, sensors, filters, and supporting items. | 2017-05-26 | 1130378 | 100
20471 | T1 | JAMES HARDIE BUILDING PRODUCTS INC | CEMENT FIBERBOARD MANUFACTURING PLANT WAXAHACHIE | 2425 N HIGHWAY 77 | WAXAHACHIE | Tx | 75165 | Ellis | CN600482475 | RN100796861 | replacement bin vent for the outside cement silo. | The following property is used 100% for pollution control and is installed to meet or exceed federal or state regulations: replacement bin vent for the outside cement silo. | 2017-05-26 | 30704 | 100
20472 | T1 | JAMES HARDIE BUILDING PRODUCTS INC | CEMENT FIBERBOARD MANUFACTURING PLANT CLEBURNE | 820 SPARKS DR | CLEBURNE | TX | 76033 | Johnson | CN600482475 | RN100763895 | slitter box and sensor. | Withdrawn/Returned | 2017-06-08 | 20007 | 100
20473 | T1 | FAIRWAY METHANOL LLC | CELANESE CLEAR LAKE PLANT | 9502 BAYPORT BLVD | PASADENA | TX | 77507 | Harris | CN604543223 | RN100227016 | flare system. | The following property is used 100% for pollution control and is installed to meet or exceed federal or state regulations: flare system. | 2018-01-18 | 15266166 | 100
20474 | T1 | ALPHA TECHNICAL SERVICES CORPORATION LC | ALPHA TECHNICAL SERVICES | 5100 UNDERWOOD RD STE B | Pasadena | TX | 77507 | Harris | CN601506157 | RN103005476 | wastewater storage and treatment system including tanks (T-1A and T-2A), pH meter and analyzer, and Express oil water separator. | The following property is used 100% for pollution control and is installed to meet or exceed federal or state regulations: wastewater storage and treatment system including tanks (T-1A and T-2A), pH meter and analyzer, and Express oil water separator. | 2017-08-04 | 34873 | 100
20475 | T1 | ALPHA TECHNICAL SERVICES CORPORATION LC | ALPHA TECHNICAL SERVICES | 5100 UNDERWOOD RD STE B | Pasadena | TX | 77507 | Harris | CN601506157 | RN103005476 | boiler and steam distribution system. | Withdrawn/Returned | 2017-05-22 | 166713 | 100
20476 | T1 | ALPHA TECHNICAL SERVICES CORPORATION LC | ALPHA TECHNICAL SERVICES | 5100 UNDERWOOD RD STE B | Pasadena | TX | 77507 | Harris | CN601506157 | RN103005476 | Cyanco Containment System consisting of fencing with monitors, fans with low power alarms, and containment and decontamination berms. | Negative determination: Alpha Technical Services is a waste management facility which receives waste streams containing cyanide which is then processed, repackaged and sold. The Cyanco cyclone which is used to unload and load cyanide is considered to be process equipment and is not eligible for a positive use determination. | 2017-09-18 | 32294.19 | 100
20477 | T1 | ALPHA TECHNICAL SERVICES CORPORATION LC | ALPHA TECHNICAL SERVICES | 5100 UNDERWOOD RD STE B | Pasadena | TX | 77507 | Harris | CN601506157 | RN103005476 | Air Emissions Management system consisting of flare line, cyclone baghouse, cyclone separator, and detonation arrestor. | The following property is used 100% for pollution control and is installed to meet or exceed federal or state regulations: portable 54" cyclone separator and 54" cyclone baghouse. | 2017-09-18 | 58156.65 | 100
20478 | T1 | FAIRWAY METHANOL LLC | CELANESE CLEAR LAKE PLANT | 9502 BAYPORT BLVD | Pasadena | TX | 77507 | Harris | CN604543223 | RN100227016 | additional 113.3 feet of stack height above height required for production based on air dispersion modeling | The following property is used 100% for pollution control and is installed to meet or exceed federal or state regulations: 113.3 feet of reformer stack height required for pollution control. | 2018-01-18 | 456182 | 100
20479 | T1 | FAIRWAY METHANOL LLC | CELANESE CLEAR LAKE PLANT | 9502 BAYPORT BLVD | Pasadena | TX | 77507 | Harris | CN604543223 | RN100227016 | selective catalytic reduction system (SCR). | The following property is used 100% for pollution control and is installed to meet or exceed federal or state regulations: selective catalytic reduction system (R-9206). | 2018-01-18 | 1156137 | 100
20480 | T1 | CERTIFIED PIPE SERVICE HOUSTON INC | CERTIFIED PIPE SERVICE HOUSTON | 15914 DE ZAVALLA RD | CHANNELVIEW | TX | 77530 | Harris | CN603414897 | RN103779591 | Air filtration system consisting of blast rm reclamation system, air compressors, dryer/receiver tank, and dust collector. | Withdrawn by applicant | 2017-08-21 | 760568 | 100
20481 | T1 | CERTIFIED PIPE SERVICE HOUSTON INC | CERTIFIED PIPE SERVICE HOUSTON | 15914 DE ZAVALLA RD | CHANNELVIEW | TX | 77530 | Harris | CN603414897 | RN103779591 | Air filtration system consisting of exhaust stacks, particulate matter filter, and paint room door. | The following property is used 100% for pollution control and is installed to meet or exceed federal or state regulations: Water spray system, flow EMRC monitor, mercury analyzer, Durag monitor, FID THC analyzer, HLC controller, Multi gas NDIR chassis analyzer, Multi gas NDIR CO channel analyzer, COMS EAM analyzer, Multi gas NDIR NOx channel analyzer, Multi gas O2 channel analyzer, Multi gas SO2 channel analyzer, and Multi gas HLC analyzer. | 2017-08-23 | 157788 | 100
20482 | T1 | FAIRWAY METHANOL LLC | CELANESE CLEAR LAKE PLANT | 9502 BAYPORT BLVD | Pasadena | TX | 77507 | Harris | CN604543223 | RN100227016 | continuous emission monitoring system (CEMS) installed on Reformer Stack. | The following property is used 100% for pollution control and is installed to meet or exceed federal or state regulations: continuous emission monitoring system (CEMS) installed on Reformer Stack. | 2018-01-18 | 2695131 | 100
20483 | T1 | FAIRWAY METHANOL LLC | CELANESE CLEAR LAKE PLANT | 9502 BAYPORT BLVD | Pasadena | TX | 77507 | Harris | CN604543223 | RN100227016 | HDS | Returned for failure to respond to a deficiency letter. | 2017-04-28 | 219362 | 100
20484 | T1 | SOUTH TEXAS ELECTRIC COOPERATIVE INC | PEARSALL POWER PLANT | 2393 COUNTY ROAD 1005 | PEARSALL | TX | 78061 | Frio | CN600131254 | RN100217488 | NOx control systems consisting of selective catalytic reduction and associated ancillary equipment on Engines #1-24. | The following property is used 100% for pollution control and is installed to meet or exceed federal or state regulations: NOx control systems consisting of selective catalytic reduction and associated ancillary equipment on Engines #1-24. | 2017-04-24 | 18912499 | 100
20485 | T1 | SOUTH TEXAS ELECTRIC COOPERATIVE INC | PEARSALL POWER PLANT | 2393 COUNTY ROAD 1005 | PEARSALL | TX | 78061 | Frio | CN600131254 | RN100217488 | CO catalyst system on Engines #1-24. | The following property is used 100% for pollution control and is installed to meet or exceed federal or state regulations: CO catalyst system on Engines #1-24. | 2017-04-24 | 1373620 | 100
20486 | T1 | SOUTH TEXAS ELECTRIC COOPERATIVE INC | PEARSALL POWER PLANT | 2393 COUNTY ROAD 1005 | PEARSALL | TX | 78061 | Frio | CN600131254 | RN100217488 | 12,764 square feet of asphalt paving for vehicular traffic area. | The following property is used 100% for pollution control and is installed to meet or exceed federal or state regulations: 12,764 square feet of asphalt paving for vehicular traffic area. | 2017-04-24 | 32293 | 100
20487 | T1 | SOUTH TEXAS ELECTRIC COOPERATIVE INC | PEARSALL POWER PLANT | 2393 COUNTY ROAD 1005 | PEARSALL | TX | 78061 | Frio | CN600131254 | RN100217488 | Continuous emissions monitoring systems on Engines #1-24. | The following property is used 100% for pollution control and is installed to meet or exceed federal or state regulations: Continuous emissions monitoring systems on Engines #1-24. | 2017-04-24 | 151001 | 100
20488 | T1 | SOUTH TEXAS ELECTRIC COOPERATIVE INC | PEARSALL POWER PLANT | 2393 COUNTY ROAD 1005 | PEARSALL | TX | 78061 | Frio | CN600131254 | RN100217488 | New stack construction and sampling ports for Units #1-24. | The following property is used 100% for pollution control and is installed to meet or exceed federal or state regulations: New stack construction and sampling ports for Units #1-24. | 2017-04-24 | 1294456 | 100
20489 | T1 | SOUTH TEXAS ELECTRIC COOPERATIVE INC | RED GATE POWER PLANT | 3428 WEST FM 490 | EDINBURG | TX | 78541 | Hidalgo | CN600131254 | RN106534407 | NOx control systems consisting of selective catalytic reduction and associated ancillary equipment on Engines #1-12. | The following property is used 100% for pollution control and is installed to meet or exceed federal or state regulations: NOx control systems consisting of selective catalytic reduction and associated ancillary equipment on Engines #1-12. | 2017-04-24 | 10033247 | 100
20490 | T1 | SOUTH TEXAS ELECTRIC COOPERATIVE INC | RED GATE POWER PLANT | 3428 WEST FM 490 | EDINBURG | TX | 78541 | Hidalgo | CN600131254 | RN106534407 | CO catalyst system on Engines #1-12. | The following property is used 100% for pollution control and is installed to meet or exceed federal or state regulations: CO catalyst system on Engines #1-12. | 2017-04-24 | 728717 | 100
20491 | T1 | SOUTH TEXAS ELECTRIC COOPERATIVE INC | RED GATE POWER PLANT | 3428 WEST FM 490 | EDINBURG | TX | 78541 | Hidalgo | CN600131254 | RN106534407 | 75,521 square feet of asphalt paving for vehicular traffic area. | The following property is used 100% for pollution control and is installed to meet or exceed federal or state regulations: 75,521 square feet of asphalt paving for vehicular traffic area. | 2017-04-24 | 184271 | 100
20492 | T1 | SOUTH TEXAS ELECTRIC COOPERATIVE INC | RED GATE POWER PLANT | 3428 WEST FM 490 | EDINBURG | TX | 78541 | Hidalgo | CN600131254 | RN106534407 | Continuous emissions monitoring systems on Engines #1-12. | The following property is used 100% for pollution control and is installed to meet or exceed federal or state regulations: Continuous emissions monitoring systems on Engines #1-12. | 2017-04-24 | 80107 | 100
20493 | T1 | SOUTH TEXAS ELECTRIC COOPERATIVE INC | RED GATE POWER PLANT | 3428 WEST FM 490 | EDINBURG | TX | 78541 | Hidalgo | CN600131254 | RN106534407 | New stack construction and sampling ports for Engines #1-12. | New stack construction and sampling ports for Engines #1-12. | 2017-04-24 | 686720 | 100
20494 | T1 | FAIRWAY METHANOL LLC | CELANESE CLEAR LAKE PLANT | 9502 BAYPORT BLVD | Pasadena | TX | 77507 | Harris | CN604543223 | RN100227016 | vent gas compressor | The following property is used 82.87% for pollution control and is installed to meet or exceed federal or state regulations: vent wash column (T-9504) and vent gas compressor (C-9520). | 2018-01-22 | 6701123 | 82.87
20495 | T1 | FAIRWAY METHANOL LLC | CELANESE CLEAR LAKE PLANT | 9502 BAYPORT BLVD | Pasadena | TX | 77507 | Harris | CN604543223 | RN100227016 | scrubber and floating roofs on tanks | The following property is used 100% for pollution control and is installed to meet or exceed federal or state regulations: internal floating roofs with mechanical shoe primary seals for tanks V-9802, V-341, and V-342. | 2018-01-22 | 350000 | 100
20496 | T1 | HEB GROCERY COMPANY LP | HEB 714 LAKEWAY | 2000 S FM 620 RD | LAKEWAY | TX | 78734 | Travis | CN601297963 | RN108386905 | overfill alarms; tank top sumps; automatic tank gauging; automatic line leak detectors; liquid fuel sensors installed between the double walls of tanks and pipes to monitor for leaks; the incremental difference in cost between double-walled tanks and comparable single-walled tanks; the incremental difference in cost between double-walled piping and single-walled piping; and the incremental difference in cost between the concrete paving covering the underground tanks and pipes and the other paving at the facility calculated using the difference in cost per square foot. | The following property is used 100% for pollution control and is installed to meet or exceed federal or state regulations: overfill alarms; tank top sumps; automatic tank gauging; automatic line leak detectors; liquid fuel sensors installed between the double walls of tanks and pipes to monitor for leaks; the incremental difference in cost between double-walled tanks and comparable single-walled tanks; the incremental difference in cost between double-walled piping and single-walled piping; and the incremental difference in cost between the concrete paving covering the underground tanks and pipes and the other paving at the facility calculated using the difference in cost per square foot. | 2017-05-03 | 219362 | 100
20497 | T1 | H & M PLATING COMPANY INC | H & M PLATING | 6035 PLAINVIEW ST | HOUSTON | TX | 77087 | Harris | CN600583561 | RN101994457 | MAPCO Enforcer III mist eliminator with associated filters, ductwork, and housing; two 10,000 CFM inline mist eliminators; and one 14,000 CFM inline mist eliminator. | The following property is used 100% for pollution control and is installed to meet or exceed federal or state regulations: MAPCO Enforcer III mist eliminator with associated filters, ductwork, and housing; two 10,000 CFM inline mist eliminators; and one 14,000 CFM inline mist eliminator. | 2017-06-28 | 83026 | 100
20498 | T1 | CALUMET PENRECO LLC | CALUMET PENRICO LLC - DICKINSON | 4401 PARK AVE | Dickinson | TX | 77539 | Galveston | CN603320433 | RN100221282 | Napthenic crude transfer recovery units | Returned/Withdrawn | 2017-05-29 | 467000 | 100
20499 | T1 | HEB GROCERY COMPANY LP | HEB 415 | 17460 IH 35 N | SCHERTZ | TX | 78154 | Guadalupe | CN601297963 | RN101894038 | incremental difference in cost between the concrete paving covering the underground tanks and pipes and the other paving at the facility calculated using the difference in cost per square foot. | The following property is used 100% for pollution control and is installed to meet or exceed federal or state regulations: the incremental difference in cost between the concrete paving covering the underground tanks and pipes and the other paving at the facility calculated using the difference in cost per square foot. | 2017-05-16 | 100000 | 100
20500 | T1 | HEB GROCERY COMPANY LP | HEB 675 PEARLAND 2 | 2712 PEARLAND PKWY | PEARLAND | TX | 77581 | Brazoria | CN601297963 | RN106959828 | overfill alarm; tank top sumps; automatic tank gauging; automatic line leak detectors; liquid fuel sensors installed between the double walls of tanks and pipes to monitor for leaks; the incremental difference in cost between double-walled tanks and comparable single-walled tanks; the incremental difference in cost between double-walled piping and single-walled piping; and the incremental difference in cost between the concrete paving covering the underground tanks and pipes and the other paving at the facility calculated using the difference in cost per square foot. | The following property is used 100% for pollution control and is installed to meet or exceed federal or state regulations: overfill alarm; tank top sumps; automatic tank gauging; automatic line leak detectors; liquid fuel sensors installed between the double walls of tanks and pipes to monitor for leaks; the incremental difference in cost between double-walled tanks and comparable single-walled tanks; the incremental difference in cost between double-walled piping and single-walled piping; and the incremental difference in cost between the concrete paving covering the underground tanks and pipes and the other paving at the facility calculated using the difference in cost per square foot. | 2017-05-03 | 203077 | 100
20501 | T1 | HEB GROCERY COMPANY LP | HEB 101 | 3780 GATTIS SCHOOL RD | ROUND ROCK | TX | 78664 | Williamson | CN601297963 | RN102700770 | overfill alarms; tank top sumps; automatic tank gauging; automatic line leak detectors; liquid fuel sensors installed between the double walls of tanks and pipes to monitor for leaks; the incremental difference in cost between double-walled tanks and comparable single-walled tanks; the incremental difference in cost between double-walled piping and single-walled piping; and the incremental difference in cost between the concrete paving covering the underground tanks and pipes and the other paving at the facility calculated using the difference in cost per square foot. | The following property is used 100% for pollution control and is installed to meet or exceed federal or state regulations: overfill alarms; tank top sumps; automatic tank gauging; automatic line leak detectors; liquid fuel sensors installed between the double walls of tanks and pipes to monitor for leaks; the incremental difference in cost between double-walled tanks and comparable single-walled tanks; the incremental difference in cost between double-walled piping and single-walled piping; and the incremental difference in cost between the concrete paving covering the underground tanks and pipes and the other paving at the facility calculated using the difference in cost per square foot. | 2017-05-03 | 244575 | 100
20502 | T1 | HEB GROCERY COMPANY LP | HEB 656 | 28570 HIGHWAY 290 | CYPRESS | TX | 77433 | Harris | CN601297963 | RN106504798 | overfill alarm; tank top sumps; automatic tank gauging; automatic line leak detectors; liquid fuel sensors installed between the double walls of tanks and pipes to monitor for leaks; the incremental difference in cost between double-walled tanks and comparable single-walled tanks; the incremental difference in cost between double-walled piping and single-walled piping; and the incremental difference in cost between the concrete paving covering the underground tanks and pipes and the other paving at the facility calculated using the difference in cost per square foot. | The following property is used 100% for pollution control and is installed to meet or exceed federal or state regulations: overfill alarm; tank top sumps; automatic tank gauging; automatic line leak detectors; liquid fuel sensors installed between the double walls of tanks and pipes to monitor for leaks; the incremental difference in cost between double-walled tanks and comparable single-walled tanks; the incremental difference in cost between double-walled piping and single-walled piping; and the incremental difference in cost between the concrete paving covering the underground tanks and pipes and the other paving at the facility calculated using the difference in cost per square foot. | 2017-05-16 | 203077 | 100
20503 | T1 | HEB GROCERY COMPANY LP | HEB-660 CONROE 2 | 3831 W DAVIS ST | CONROE | TX | 77304 | Montgomery | CN601297963 | RN106546849 | overfill alarm; tank top sumps; automatic tank gauging; automatic line leak detectors; liquid fuel sensors installed between the double walls of tanks and pipes to monitor for leaks; the incremental difference in cost between double-walled tanks and comparable single-walled tanks; the incremental difference in cost between double-walled piping and single-walled piping; and the incremental difference in cost between the concrete paving covering the underground tanks and pipes and the other paving at the facility calculated using the difference in cost per square foot. | The following property is used 100% for pollution control and is installed to meet or exceed federal or state regulations: overfill alarm; tank top sumps; automatic tank gauging; automatic line leak detectors; liquid fuel sensors installed between the double walls of tanks and pipes to monitor for leaks; the incremental difference in cost between double-walled tanks and comparable single-walled tanks; the incremental difference in cost between double-walled piping and single-walled piping; and the incremental difference in cost between the concrete paving covering the underground tanks and pipes and the other paving at the facility calculated using the difference in cost per square foot. | 2017-05-16 | 203077 | 100
20504 | T1 | HEB GROCERY COMPANY LP | HEB 662 | 3520 PALMER HWY | TEXAS CITY | TX | 77590 | Galveston | CN601297963 | RN100526300 | overfill alarm; tank top sumps; automatic tank gauging; automatic line leak detectors; liquid fuel sensors installed between the double walls of tanks and pipes to monitor for leaks; the incremental difference in cost between double-walled tanks and comparable single-walled tanks; the incremental difference in cost between double-walled piping and single-walled piping; and the incremental difference in cost between the concrete paving covering the underground tanks and pipes and the other paving at the facility calculated using the difference in cost per square foot. | The following property is used 100% for pollution control and is installed to meet or exceed federal or state regulations: overfill alarm; tank top sumps; automatic tank gauging; automatic line leak detectors; liquid fuel sensors installed between the double walls of tanks and pipes to monitor for leaks; the incremental difference in cost between double-walled tanks and comparable single-walled tanks; the incremental difference in cost between double-walled piping and single-walled piping; and the incremental difference in cost between the concrete paving covering the underground tanks and pipes and the other paving at the facility calculated using the difference in cost per square foot. | 2017-05-16 | 203077 | 100
20505 | T1 | HEB GROCERY COMPANY LP | HEB 477 | 15300 S IH 35 | BUDA | TX | 78610 | Hays | CN601297963 | RN101700110 | overfill alarms; tank top sumps; automatic tank gauging; automatic line leak detectors; liquid fuel sensors installed between the double walls of tanks and pipes to monitor for leaks; the incremental difference in cost between double-walled tanks and comparable single-walled tanks; the incremental difference in cost between double-walled piping and single-walled piping; and the incremental difference in cost between the concrete paving covering the underground tanks and pipes and the other paving at the facility calculated using the difference in cost per square foot. | The following property is used 100% for pollution control and is installed to meet or exceed federal or state regulations: overfill alarms; tank top sumps; automatic tank gauging; automatic line leak detectors; liquid fuel sensors installed between the double walls of tanks and pipes to monitor for leaks; the incremental difference in cost between double-walled tanks and comparable single-walled tanks; the incremental difference in cost between double-walled piping and single-walled piping; and the incremental difference in cost between the concrete paving covering the underground tanks and pipes and the other paving at the facility calculated using the difference in cost per square foot. | 2017-05-03 | 176725 | 100
20506 | T1 | HEB GROCERY COMPANY LP | HEB 642 | 1300 S CAGE BLVD | PHARR | TX | 78577 | Hidalgo | CN601297963 | RN106248859 | overfill alarms; tank top sumps; automatic tank gauging; automatic line leak detectors; liquid fuel sensors installed between the double walls of tanks and pipes to monitor for leaks; the incremental difference in cost between double-walled tanks and comparable single-walled tanks; the incremental difference in cost between double-walled piping and single-walled piping; and the incremental difference in cost between the concrete paving covering the underground tanks and pipes and the other paving at the facility calculated using the difference in cost per square foot. | The following property is used 100% for pollution control and is installed to meet or exceed federal or state regulations: overfill alarms; tank top sumps; automatic tank gauging; automatic line leak detectors; liquid fuel sensors installed between the double walls of tanks and pipes to monitor for leaks; the incremental difference in cost between double-walled tanks and comparable single-walled tanks; the incremental difference in cost between double-walled piping and single-walled piping; and the incremental difference in cost between the concrete paving covering the underground tanks and pipes and the other paving at the facility calculated using the difference in cost per square foot. | 2017-05-03 | 243365 | 100
20507 | T1 | HEB GROCERY COMPANY LP | HEB 698 | 14100 SPRING CYPRESS RD | CYPRESS | TX | 77429 | Harris | CN601297963 | RN107125270 | overfill alarm; tank top sumps; automatic tank gauging; automatic line leak detectors; liquid fuel sensors installed between the double walls of tanks and pipes to monitor for leaks; the incremental difference in cost between double-walled tanks and comparable single-walled tanks; the incremental difference in cost between double-walled piping and single-walled piping; and the incremental difference in cost between the concrete paving covering the underground tanks and pipes and the other paving at the facility calculated using the difference in cost per square foot. | The following property is used 100% for pollution control and is installed to meet or exceed federal or state regulations: overfill alarm; tank top sumps; automatic tank gauging; automatic line leak detectors; liquid fuel sensors installed between the double walls of tanks and pipes to monitor for leaks; the incremental difference in cost between double-walled tanks and comparable single-walled tanks; the incremental difference in cost between double-walled piping and single-walled piping; and the incremental difference in cost between the concrete paving covering the underground tanks and pipes and the other paving at the facility calculated using the difference in cost per square foot. | 2017-05-03 | 193077 | 100
20508 | T1 | HEB GROCERY COMPANY LP | HEB 628 | 2512 E RIVERSIDE DR | AUSTIN | TX | 78741 | Travis | CN601297963 | RN101620326 | overfill alarm; tank top sumps; automatic tank gauging; automatic line leak detectors; liquid fuel sensors installed between the double walls of tanks and pipes to monitor for leaks; the incremental difference in cost between double-walled tanks and comparable single-walled tanks; the incremental difference in cost between double-walled piping and single-walled piping; and the incremental difference in cost between the concrete paving covering the underground tanks and pipes and the other paving at the facility calculated using the difference in cost per square foot. | The following property is used 100% for pollution control and is installed to meet or exceed federal or state regulations: overfill alarm; tank top sumps; automatic tank gauging; automatic line leak detectors; liquid fuel sensors installed between the double walls of tanks and pipes to monitor for leaks; the incremental difference in cost between double-walled tanks and comparable single-walled tanks; the incremental difference in cost between double-walled piping and single-walled piping; and the incremental difference in cost between the concrete paving covering the underground tanks and pipes and the other paving at the facility calculated using the difference in cost per square foot. | 2017-05-03 | 259086 | 100
20509 | T1 | HEB GROCERY COMPANY LP | HEB 497 | 1621 S MASON RD | KATY | TX | 77450 | Harris | CN601297963 | RN101732667 | overfill alarm; tank top sumps; automatic tank gauging; automatic line leak detectors; liquid fuel sensors installed between the double walls of tanks and pipes to monitor for leaks; the incremental difference in cost between double-walled tanks and comparable single-walled tanks; the incremental difference in cost between double-walled piping and single-walled piping; and the incremental difference in cost between the concrete paving covering the underground tanks and pipes and the other paving at the facility calculated using the difference in cost per square foot. | The following property is used 100% for pollution control and is installed to meet or exceed federal or state regulations: overfill alarm; tank top sumps; automatic tank gauging; automatic line leak detectors; liquid fuel sensors installed between the double walls of tanks and pipes to monitor for leaks; the incremental difference in cost between double-walled tanks and comparable single-walled tanks; the incremental difference in cost between double-walled piping and single-walled piping; and the incremental difference in cost between the concrete paving covering the underground tanks and pipes and the other paving at the facility calculated using the difference in cost per square foot. | 2017-05-03 | 187362 | 100
20510 | T1 | HEB GROCERY COMPANY LP | HEB 380 | 651 S WALNUT AVE | NEW BRAUNFELS | TX | 78741 | Comal | CN601297963 | RN101806602 | overfill alarm; tank top sumps; automatic tank gauging; automatic line leak detectors; liquid fuel sensors installed between the double walls of tanks and pipes to monitor for leaks; the incremental difference in cost between double-walled tanks and comparable single-walled tanks; the incremental difference in cost between double-walled piping and single-walled piping; and the incremental difference in cost between the concrete paving covering the underground tanks and pipes and the other paving at the facility calculated using the difference in cost per square foot. | The following property is used 100% for pollution control and is installed to meet or exceed federal or state regulations: overfill alarm; tank top sumps; automatic tank gauging; automatic line leak detectors; liquid fuel sensors installed between the double walls of tanks and pipes to monitor for leaks; the incremental difference in cost between double-walled tanks and comparable single-walled tanks; the incremental difference in cost between double-walled piping and single-walled piping; and the incremental difference in cost between the concrete paving covering the underground tanks and pipes and the other paving at the facility calculated using the difference in cost per square foot. | 2017-05-03 | 112462 | 100
20511 | T1 | HEB GROCERY COMPANY LP | HEB 622 | 20721 STATE HIGHWAY 46 W | SPRING BRANCH | TX | 78070 | Comal | CN601297963 | RN106063050 | overfill alarm; tank top sumps; automatic tank gauging; automatic line leak detectors; liquid fuel sensors installed between the double walls of tanks and pipes to monitor for leaks; the incremental difference in cost between double-walled tanks and comparable single-walled tanks; the incremental difference in cost between double-walled piping and single-walled piping; and the incremental difference in cost between the concrete paving covering the underground tanks and pipes and the other paving at the facility calculated using the difference in cost per square foot. | The following property is used 100% for pollution control and is installed to meet or exceed federal or state regulations: overfill alarm; tank top sumps; automatic tank gauging; automatic line leak detectors; liquid fuel sensors installed between the double walls of tanks and pipes to monitor for leaks; the incremental difference in cost between double-walled tanks and comparable single-walled tanks; the incremental difference in cost between double-walled piping and single-walled piping; and the incremental difference in cost between the concrete paving covering the underground tanks and pipes and the other paving at the facility calculated using the difference in cost per square foot. | 2017-05-03 | 213462 | 100
20512 | T1 | HEB GROCERY COMPANY LP | HEB 020 | 24218 NORTHWEST FWY | HOUSTON | TX | 77410 | Harris | CN601297963 | RN105335525 | overfill alarm; tank top sumps; automatic tank gauging; automatic line leak detectors; liquid fuel sensors installed between the double walls of tanks and pipes to monitor for leaks; the incremental difference in cost between double-walled tanks and comparable single-walled tanks; the incremental difference in cost between double-walled piping and single-walled piping; and the incremental difference in cost between the concrete paving covering the underground tanks and pipes and the other paving at the facility calculated using the difference in cost per square foot. | The following property is used 100% for pollution control and is installed to meet or exceed federal or state regulations: overfill alarm; tank top sumps; automatic tank gauging; automatic line leak detectors; liquid fuel sensors installed between the double walls of tanks and pipes to monitor for leaks; the incremental difference in cost between double-walled tanks and comparable single-walled tanks; the incremental difference in cost between double-walled piping and single-walled piping; and the incremental difference in cost between the concrete paving covering the underground tanks and pipes and the other paving at the facility calculated using the difference in cost per square foot. | 2017-05-03 | 248924 | 100
20513 | T1 | HEB GROCERY COMPANY LP | HEB 110 | 8850 HIGHWAY 6 | MISSOURI CITY | TX | 77459 | Fort Bend | CN601297963 | RN105682934 | overfill alarm; tank top sumps; automatic tank gauging; automatic line leak detectors; liquid fuel sensors installed between the double walls of tanks and pipes to monitor for leaks; the incremental difference in cost between double-walled tanks and comparable single-walled tanks; the incremental difference in cost between double-walled piping and single-walled piping; and the incremental difference in cost between the concrete paving covering the underground tanks and pipes and the other paving at the facility calculated using the difference in cost per square foot. | The following property is used 100% for pollution control and is installed to meet or exceed federal or state regulations: overfill alarm; tank top sumps; automatic tank gauging; automatic line leak detectors; liquid fuel sensors installed between the double walls of tanks and pipes to monitor for leaks; the incremental difference in cost between double-walled tanks and comparable single-walled tanks; the incremental difference in cost between double-walled piping and single-walled piping; and the incremental difference in cost between the concrete paving covering the underground tanks and pipes and the other paving at the facility calculated using the difference in cost per square foot. | 2017-05-03 | 186462 | 100
20514 | T1 | HEB GROCERY COMPANY LP | HEB 722 MAGNOLIA 1 | 7980 FM 1488 RD | MAGNOLIA | TX | 77354 | Montgomery | CN601297963 | RN108962432 | overfill alarm; tank top sumps; automatic tank gauging; automatic line leak detectors; liquid fuel sensors installed between the double walls of tanks and pipes to monitor for leaks; the incremental difference in cost between double-walled tanks and comparable single-walled tanks; the incremental difference in cost between double-walled piping and single-walled piping; and the incremental difference in cost between the concrete paving covering the underground tanks and pipes and the other paving at the facility calculated using the difference in cost per square foot. | The following property is used 100% for pollution control and is installed to meet or exceed federal or state regulations: overfill alarm; tank top sumps; automatic tank gauging; automatic line leak detectors; liquid fuel sensors installed between the double walls of tanks and pipes to monitor for leaks; the incremental difference in cost between double-walled tanks and comparable single-walled tanks; the incremental difference in cost between double-walled piping and single-walled piping; and the incremental difference in cost between the concrete paving covering the underground tanks and pipes and the other paving at the facility calculated using the difference in cost per square foot. | 2017-05-16 | 203077 | 100
20515 | T1 | HEB GROCERY COMPANY LP | HEB 582 | 104 HASLER BLVD | BASTROP | TX | 78602 | Bastrop | CN601297963 | RN104072830 | overfill alarm; tank top sumps; automatic tank gauging; automatic line leak detectors; liquid fuel sensors installed between the double walls of tanks and pipes to monitor for leaks; the incremental difference in cost between double-walled tanks and comparable single-walled tanks; the incremental difference in cost between double-walled piping and single-walled piping; and the incremental difference in cost between the concrete paving covering the underground tanks and pipes and the other paving at the facility calculated using the difference in cost per square foot. | The following property is used 100% for pollution control and is installed to meet or exceed federal or state regulations: overfill alarm; tank top sumps; automatic tank gauging; automatic line leak detectors; liquid fuel sensors installed between the double walls of tanks and pipes to monitor for leaks; the incremental difference in cost between double-walled tanks and comparable single-walled tanks; the incremental difference in cost between double-walled piping and single-walled piping; and the incremental difference in cost between the concrete paving covering the underground tanks and pipes and the other paving at the facility calculated using the difference in cost per square foot. | 2017-05-03 | 173462 | 100
20516 | T1 | HEB GROCERY COMPANY LP | HEB 619 | 945 WILLIAM D FITCH PKWY | COLLEGE STATION | TX | 77845 | Brazos | CN601297963 | RN105989529 | overfill alarm; tank top sumps; automatic tank gauging; automatic line leak detectors; liquid fuel sensors installed between the double walls of tanks and pipes to monitor for leaks; the incremental difference in cost between double-walled tanks and comparable single-walled tanks; the incremental difference in cost between double-walled piping and single-walled piping; and the incremental difference in cost between the concrete paving covering the underground tanks and pipes and the other paving at the facility calculated using the difference in cost per square foot. | The following property is used 100% for pollution control and is installed to meet or exceed federal or state regulations: overfill alarm; tank top sumps; automatic tank gauging; automatic line leak detectors; liquid fuel sensors installed between the double walls of tanks and pipes to monitor for leaks; the incremental difference in cost between double-walled tanks and comparable single-walled tanks; the incremental difference in cost between double-walled piping and single-walled piping; and the incremental difference in cost between the concrete paving covering the underground tanks and pipes and the other paving at the facility calculated using the difference in cost per square foot. | 2017-05-03 | 174462 | 100
20517 | T1 | HEB GROCERY COMPANY LP | HEB 475 | 1080 HIGHWAY 290 E | ELGIN | TX | 78621 | Bastrop | CN601297963 | RN101499614 | overfill alarm; tank top sumps; automatic tank gauging; automatic line leak detectors; liquid fuel sensors installed between the double walls of tanks and pipes to monitor for leaks; the incremental difference in cost between double-walled tanks and comparable single-walled tanks; the incremental difference in cost between double-walled piping and single-walled piping; and the incremental difference in cost between the concrete paving covering the underground tanks and pipes and the other paving at the facility calculated using the difference in cost per square foot. | The following property is used 100% for pollution control and is installed to meet or exceed federal or state regulations: overfill alarm; tank top sumps; automatic tank gauging; automatic line leak detectors; liquid fuel sensors installed between the double walls of tanks and pipes to monitor for leaks; the incremental difference in cost between double-walled tanks and comparable single-walled tanks; the incremental difference in cost between double-walled piping and single-walled piping; and the incremental difference in cost between the concrete paving covering the underground tanks and pipes and the other paving at the facility calculated using the difference in cost per square foot. | 2017-05-03 | 173462 | 100
20518 | T1 | HEB GROCERY COMPANY LP | HEB 707 LAKE JACKSON | 1617 N TEXAS AVE | BRYAN | TX | 77566 | Brazoria | CN601297963 | RN107692980 | overfill alarm; tank top sumps; automatic tank gauging; automatic line leak detectors; liquid fuel sensors installed between the double walls of tanks and pipes to monitor for leaks; the incremental difference in cost between double-walled tanks and comparable single-walled tanks; the incremental difference in cost between double-walled piping and single-walled piping; and the incremental difference in cost between the concrete paving covering the underground tanks and pipes and the other paving at the facility calculated using the difference in cost per square foot. | The following property is used 100% for pollution control and is installed to meet or exceed federal or state regulations: overfill alarm; tank top sumps; automatic tank gauging; automatic line leak detectors; liquid fuel sensors installed between the double walls of tanks and pipes to monitor for leaks; the incremental difference in cost between double-walled tanks and comparable single-walled tanks; the incremental difference in cost between double-walled piping and single-walled piping; and the incremental difference in cost between the concrete paving covering the underground tanks and pipes and the other paving at the facility calculated using the difference in cost per square foot. | 2017-05-03 | 203077 | 100
20519 | T1 | HEB GROCERY COMPANY LP | HEB 644 | 1617 N TEXAS AVE | BRYAN | TX | 787803 | Brazos | CN601297963 | RN106340847 | overfill alarm; tank top sumps; automatic tank gauging; automatic line leak detectors; liquid fuel sensors installed between the double walls of tanks and pipes to monitor for leaks; the incremental difference in cost between double-walled tanks and comparable single-walled tanks; the incremental difference in cost between double-walled piping and single-walled piping; and the incremental difference in cost between the concrete paving covering the underground tanks and pipes and the other paving at the facility calculated using the difference in cost per square foot. | The following property is used 100% for pollution control and is installed to meet or exceed federal or state regulations: overfill alarm; tank top sumps; automatic tank gauging; automatic line leak detectors; liquid fuel sensors installed between the double walls of tanks and pipes to monitor for leaks; the incremental difference in cost between double-walled tanks and comparable single-walled tanks; the incremental difference in cost between double-walled piping and single-walled piping; and the incremental difference in cost between the concrete paving covering the underground tanks and pipes and the other paving at the facility calculated using the difference in cost per square foot. | 2017-05-05 | 186462 | 100
20520 | T1 | HEB GROCERY COMPANY LP | HEB 561 | 401 S ADAMS ST | FREDERICKSBURG | TX | 78624 | Gillespie | CN601297963 | RN101730315 | overfill alarm; tank top sumps; automatic tank gauging; automatic line leak detectors; liquid fuel sensors installed between the double walls of tanks and pipes to monitor for leaks; the incremental difference in cost between double-walled tanks and comparable single-walled tanks; the incremental difference in cost between double-walled piping and single-walled piping; and the incremental difference in cost between the concrete paving covering the underground tanks and pipes and the other paving at the facility calculated using the difference in cost per square foot. | The following property is used 100% for pollution control and is installed to meet or exceed federal or state regulations: overfill alarm; tank top sumps; automatic tank gauging; automatic line leak detectors; liquid fuel sensors installed between the double walls of tanks and pipes to monitor for leaks; the incremental difference in cost between double-walled tanks and comparable single-walled tanks; the incremental difference in cost between double-walled piping and single-walled piping; and the incremental difference in cost between the concrete paving covering the underground tanks and pipes and the other paving at the facility calculated using the difference in cost per square foot. | 2017-05-03 | 230699 | 100
20521 | T1 | HEB GROCERY COMPANY LP | HEB 039 | 2507 N MAIN ST | BELTON | TX | 76513 | Bell | CN601297963 | RN106244528 | overfill alarm; tank top sumps; automatic tank gauging; automatic line leak detectors; liquid fuel sensors installed between the double walls of tanks and pipes to monitor for leaks; the incremental difference in cost between double-walled tanks and comparable single-walled tanks; the incremental difference in cost between double-walled piping and single-walled piping; and the incremental difference in cost between the concrete paving covering the underground tanks and pipes and the other paving at the facility calculated using the difference in cost per square foot. | The following property is used 100% for pollution control and is installed to meet or exceed federal or state regulations: overfill alarm; tank top sumps; automatic tank gauging; automatic line leak detectors; liquid fuel sensors installed between the double walls of tanks and pipes to monitor for leaks; the incremental difference in cost between double-walled tanks and comparable single-walled tanks; the incremental difference in cost between double-walled piping and single-walled piping; and the incremental difference in cost between the concrete paving covering the underground tanks and pipes and the other paving at the facility calculated using the difference in cost per square foot. | 2017-05-03 | 186462 | 100
20522 | T1 | HEB GROCERY COMPANY LP | HEB 063 | 2807 BUSINESS CENTER DR | PEARLAND | TX | 77584 | Brazoria | CN601297963 | RN105346506 | overfill alarm; tank top sumps; automatic tank gauging; automatic line leak detectors; liquid fuel sensors installed between the double walls of tanks and pipes to monitor for leaks; the incremental difference in cost between double-walled tanks and comparable single-walled tanks; the incremental difference in cost between double-walled piping and single-walled piping; and the incremental difference in cost between the concrete paving covering the underground tanks and pipes and the other paving at the facility calculated using the difference in cost per square foot. | The following property is used 100% for pollution control and is installed to meet or exceed federal or state regulations: overfill alarm; tank top sumps; automatic tank gauging; automatic line leak detectors; liquid fuel sensors installed between the double walls of tanks and pipes to monitor for leaks; the incremental difference in cost between double-walled tanks and comparable single-walled tanks; the incremental difference in cost between double-walled piping and single-walled piping; and the incremental difference in cost between the concrete paving covering the underground tanks and pipes and the other paving at the facility calculated using the difference in cost per square foot. | 2017-05-03 | 186462 | 100
20523 | T1 | HEB GROCERY COMPANY LP | HEB 099 | 10915 LOUETTA RD | HOUSTON | TX | 77070 | Harris | CN601297963 | RN105338982 | overfill alarm; tank top sumps; automatic tank gauging; automatic line leak detectors; liquid fuel sensors installed between the double walls of tanks and pipes to monitor for leaks; the incremental difference in cost between double-walled tanks and comparable single-walled tanks; the incremental difference in cost between double-walled piping and single-walled piping; and the incremental difference in cost between the concrete paving covering the underground tanks and pipes and the other paving at the facility calculated using the difference in cost per square foot. | The following property is used 100% for pollution control and is installed to meet or exceed federal or state regulations: overfill alarm; tank top sumps; automatic tank gauging; automatic line leak detectors; liquid fuel sensors installed between the double walls of tanks and pipes to monitor for leaks; the incremental difference in cost between double-walled tanks and comparable single-walled tanks; the incremental difference in cost between double-walled piping and single-walled piping; and the incremental difference in cost between the concrete paving covering the underground tanks and pipes and the other paving at the facility calculated using the difference in cost per square foot. | 2017-05-03 | 162462 | 100
20524 | T1 | GEORGIA-PACIFIC WOOD PRODUCTS SOUTH LLC | CAMDEN PLYWOOD & LUMBER COMPLEX | 20125 E FM 942 | CAMDEN | TX | 75934 | Polk | CN603181850 | RN101286227 | Boiler No. 3 emissions systems improvements consisting of a rebuild and upgrade of the scrubber including repair and upgrade of the scrubber spray nozzles, spray ring, and pumps, repair of the scrubber shell, and refurbishment of the ash rake in the clarifier ash tank; upgrade of the Venturi nozzle and inlet exhaust duct; oxygen and carbon monoxide analyzers; and portable continuous emissions monitor system to calibrate oxygen and carbon monoxide analyzers. | The following property is used 100% for pollution control and is installed to meet or exceed federal or state regulations: Boiler No. 3 emissions systems improvements consisting of a rebuild and upgrade of the scrubber including repair and upgrade of the scrubber spray nozzles, spray ring, and pumps, repair of the scrubber shell, and refurbishment of the ash rake in the clarifier ash tank; upgrade of the Venturi nozzle and inlet exhaust duct; oxygen and carbon monoxide analyzers; and portable continuous emissions monitor system to calibrate oxygen and carbon monoxide analyzers | 2017-05-09 | 2765000 | 100
20525 | T1 | HEB GROCERY COMPANY LP | HEB 389 | 6000 WEST AVE | SAN ANTONIO | TX | 78213 | Bexar | CN601297963 | RN101727733 | the incremental difference in cost between the concrete paving covering the underground tanks and pipes and the other paving at the facility calculated using the difference in cost per square foot. | The following property is used 100% for pollution control and is installed to meet or exceed federal or state regulations: the incremental difference in cost between the concrete paving covering the underground tanks and pipes and the other paving at the facility calculated using the difference in cost per square foot. | 2017-05-24 | 100000 | 100
20526 | T1 | GEORGIA-PACIFIC WOOD PRODUCTS SOUTH LLC | CORRIGAN FACILITY | 800 INDUSTRIAL RD | CORRIGAN | TX | 75939 | Polk | CN603181850 | RN100543073 | Electrostatic precipitator improvements consisting of a rebuild of the Boiler No. 1 electrostatic precipitator including installation of new internal components, rapper vibrators, power supplies, controls, and instrumentation to improve the particulate matter collection efficiency; opacity monitor for Boiler No. 1; and replacement of the exhaust fan and electric motor drive to convey exhaust from Boiler No. 1 to the electrostatic precipitator and a spare electric motor drive for the exhaust fan. | The following property is used 100% for pollution control and is installed to meet or exceed federal or state regulations: Electrostatic precipitator improvements consisting of a rebuild of the Boiler No. 1 electrostatic precipitator including installation of new internal components, rapper vibrators, power supplies, controls, and instrumentation to improve the particulate matter collection efficiency; opacity monitor for Boiler No. 1; and replacement of the exhaust fan and electric motor drive to convey exhaust from Boiler No. 1 to the electrostatic precipitator and a spare electric motor drive for the exhaust fan. | 2017-05-09 | 2230000 | 100
20527 | T1 | GEORGIA-PACIFIC WOOD PRODUCTS SOUTH LLC | TEMPLE INLAND PINELAND MANUFACTURING COMPLEX | 105 YELLOWPINE HWY | PINELAND | TX | 75968 | Sabine | CN603181850 | RN100217744 | Electrostatic precipitator improvements consisting of a rebuild of the wood-fired boiler electrostatic precipitator including replacement of collection plates, rapper vibrators, the motor control center, additional electrodes, a backup generator to power the rappers and ash handling system; an oxygen and carbon monoxide analyzer for the wood-fired boiler; and a condition monitoring system for the wood-fired boiler electrostatic precipitator including alarms and cameras to monitor the operation of the electrostatic precipitator. | The following property is used 100% for pollution control and is installed to meet or exceed federal or state regulations: Electrostatic precipitator improvements consisting of a rebuild of the wood-fired boiler electrostatic precipitator including replacement of collection plates, rapper vibrators, the motor control center, additional electrodes, a backup generator to power the rappers and ash handling system; an oxygen and carbon monoxide analyzer for the wood-fired boiler; and a condition monitoring system for the wood-fired boiler electrostatic precipitator including alarms and cameras to monitor the operation of the electrostatic precipitator. | 2017-05-09 | 876000 | 100
20528 | T1 | GEORGIA-PACIFIC WOOD PRODUCTS SOUTH LLC | GEORGIA-PACIFIC DIBOLL LUMBER OPERATIONS | 100 MARTIN LUTHER KING JR ST | DIBOLL | TX | 75941 | Angelina | CN603181850 | RN104725445 | Boiler emissions systems improvements consisting of multiclone dust collector replacement; rebuild of the wood-fired boiler wet scrubber including replacement of the scrubber spray nozzles and upgrade of the scrubber droplet water separator drain; and installation of an oxygen and carbon monoxide analyzer. | The following property is used 100% for pollution control and is installed to meet or exceed federal or state regulations: Boiler emissions systems improvements consisting of multiclone dust collector replacement; rebuild of the wood-fired boiler wet scrubber including replacement of the scrubber spray nozzles and upgrade of the scrubber droplet water separator drain; and installation of an oxygen and carbon monoxide analyzer. | 2017-05-09 | 535000 | 100
20529 | T1 | HEB GROCERY COMPANY LP | HEB 014 | 5401 FM 1626 | KYLE | TX | 78640 | Hays | CN601297963 | RN105170641 | overfill alarm; tank top sumps; automatic tank gauging; automatic line leak detectors; liquid fuel sensors installed between the double walls of tanks and pipes to monitor for leaks; the incremental difference in cost between double-walled tanks and comparable single-walled tanks; the incremental difference in cost between double-walled piping and single-walled piping; and the incremental difference in cost between the concrete paving covering the underground tanks and pipes and the other paving at the facility calculated using the difference in cost per square foot. | The following property is used 100% for pollution control and is installed to meet or exceed federal or state regulations: overfill alarm; tank top sumps; automatic tank gauging; automatic line leak detectors; liquid fuel sensors installed between the double walls of tanks and pipes to monitor for leaks; the incremental difference in cost between double-walled tanks and comparable single-walled tanks; the incremental difference in cost between double-walled piping and single-walled piping; and the incremental difference in cost between the concrete paving covering the underground tanks and pipes and the other paving at the facility calculated using the difference in cost per square foot. | 2017-05-24 | 248924 | 100
20530 | T1 | HEB GROCERY COMPANY LP | HEB 713 CLEAR LAKE 2 | 3501 CLEAR LAKE CITY BLVD | HOUSTON | TX | 77059 | Harris | CN601297963 | RN108769522 | overfill alarm; tank top sumps; automatic tank gauging; automatic line leak detectors; liquid fuel sensors installed between the double walls of tanks and pipes to monitor for leaks; the incremental difference in cost between double-walled tanks and comparable single-walled tanks; the incremental difference in cost between double-walled piping and single-walled piping; and the incremental difference in cost between the concrete paving covering the underground tanks and pipes and the other paving at the facility calculated using the difference in cost per square foot. | The following property is used 100% for pollution control and is installed to meet or exceed federal or state regulations: overfill alarm; tank top sumps; automatic tank gauging; automatic line leak detectors; liquid fuel sensors installed between the double walls of tanks and pipes to monitor for leaks; the incremental difference in cost between double-walled tanks and comparable single-walled tanks; the incremental difference in cost between double-walled piping and single-walled piping; and the incremental difference in cost between the concrete paving covering the underground tanks and pipes and the other paving at the facility calculated using the difference in cost per square foot. | 2017-05-24 | 162462 | 100
20531 | T1 | HEB GROCERY COMPANY LP | HEB 574 | 28520 TOMBALL PKWY | TOMBALL | TX | 77375 | Harris | CN601297963 | RN105015507 | the incremental difference in cost between the concrete paving covering the underground tanks and pipes and the other paving at the facility calculated using the difference in cost per square foot. | The following property is used 100% for pollution control and is installed to meet or exceed federal or state regulations: the incremental difference in cost between the concrete paving covering the underground tanks and pipes and the other paving at the facility calculated using the difference in cost per square foot | 2017-05-24 | 100000 | 100
20532 | T1 | HEB GROCERY COMPANY LP | HEB 412 | 100 E HOUSTON ST | BEEVILLE | TX | 78102 | Bee | CN601297963 | RN101828226 | overfill alarm; tank top sumps; automatic tank gauging; automatic line leak detectors; liquid fuel sensors installed between the double walls of tanks and pipes to monitor for leaks; the incremental difference in cost between double-walled tanks and comparable single-walled tanks; the incremental difference in cost between double-walled piping and single-walled piping; and the incremental difference in cost between the concrete paving covering the underground tanks and pipes and the other paving at the facility calculated using the difference in cost per square foot. | The following property is used 100% for pollution control and is installed to meet or exceed federal or state regulations: overfill alarm; tank top sumps; automatic tank gauging; automatic line leak detectors; liquid fuel sensors installed between the double walls of tanks and pipes to monitor for leaks; the incremental difference in cost between double-walled tanks and comparable single-walled tanks; the incremental difference in cost between double-walled piping and single-walled piping; and the incremental difference in cost between the concrete paving covering the underground tanks and pipes and the other paving at the facility calculated using the difference in cost per square foot. | 2017-05-24 | 206924 | 100
20533 | T1 | HEB GROCERY COMPANY LP | HEB 610 | 2119 FM 2920 RD | SPRING | TX | 77388 | Harris | CN601297963 | RN105819338 | overfill alarm; tank top sumps; automatic tank gauging; automatic line leak detectors; liquid fuel sensors installed between the double walls of tanks and pipes to monitor for leaks; the incremental difference in cost between double-walled tanks and comparable single-walled tanks; the incremental difference in cost between double-walled piping and single-walled piping; and the incremental difference in cost between the concrete paving covering the underground tanks and pipes and the other paving at the facility calculated using the difference in cost per square foot. | The following property is used 100% for pollution control and is installed to meet or exceed federal or state regulations: overfill alarm; tank top sumps; automatic tank gauging; automatic line leak detectors; liquid fuel sensors installed between the double walls of tanks and pipes to monitor for leaks; the incremental difference in cost between double-walled tanks and comparable single-walled tanks; the incremental difference in cost between double-walled piping and single-walled piping; and the incremental difference in cost between the concrete paving covering the underground tanks and pipes and the other paving at the facility calculated using the difference in cost per square foot. | 2017-05-24 | 162462 | 100
20534 | T1 | HEB GROCERY COMPANY LP | HEB 593 | 102 CARLOS PARKER BLVD NW | TAYLOR | TX | 76574 | Williamson | CN601297963 | RN105015614 | the incremental difference in cost between the concrete paving covering the underground tanks and pipes and the other paving at the facility calculated using the difference in cost per square foot. | The following property is used 100% for pollution control and is installed to meet or exceed federal or state regulations: the incremental difference in cost between the concrete paving covering the underground tanks and pipes and the other paving at the facility calculated using the difference in cost per square foot. | 2017-05-24 | 100000 | 100
20535 | T1 | HEB GROCERY COMPANY LP | HEB 614 | 12680 W LAKE HOUSTON PKWY | HOUSTON | TX | 77044 | Harris | CN601297963 | RN105857387 | overfill alarm; tank top sumps; automatic tank gauging; automatic line leak detectors; liquid fuel sensors installed between the double walls of tanks and pipes to monitor for leaks; the incremental difference in cost between double-walled tanks and comparable single-walled tanks; the incremental difference in cost between double-walled piping and single-walled piping; and the incremental difference in cost between the concrete paving covering the underground tanks and pipes and the other paving at the facility calculated using the difference in cost per square foot. | The following property is used 100% for pollution control and is installed to meet or exceed federal or state regulations: overfill alarm; tank top sumps; automatic tank gauging; automatic line leak detectors; liquid fuel sensors installed between the double walls of tanks and pipes to monitor for leaks; the incremental difference in cost between double-walled tanks and comparable single-walled tanks; the incremental difference in cost between double-walled piping and single-walled piping; and the incremental difference in cost between the concrete paving covering the underground tanks and pipes and the other paving at the facility calculated using the difference in cost per square foot. | 2017-05-24 | 186462 | 100
20536 | T1 | HEB GROCERY COMPANY LP | HEB 473 | 6210B FAIRMONT PKWY | PASADENA | TX | 77505 | Harris | CN601297963 | RN101874113 | the incremental difference in cost between the concrete paving covering the underground tanks and pipes and the other paving at the facility calculated using the difference in cost per square foot. | The following property is used 100% for pollution control and is installed to meet or exceed federal or state regulations: the incremental difference in cost between the concrete paving covering the underground tanks and pipes and the other paving at the facility calculated using the difference in cost per square foot. | 2017-05-24 | 100000 | 100
20537 | T1 | HEB GROCERY COMPANY LP | HEB 227 | 2110 W SLAUGHTER LN | AUSTIN | TX | 78748 | Travis | CN601297963 | RN104285820 | the incremental difference in cost between the concrete paving covering the underground tanks and pipes and the other paving at the facility calculated using the difference in cost per square foot. | The following property is used 100% for pollution control and is installed to meet or exceed federal or state regulations: the incremental difference in cost between the concrete paving covering the underground tanks and pipes and the other paving at the facility calculated using the difference in cost per square foot. | 2017-05-24 | 100000 | 100
20538 | T1 | HEB GROCERY COMPANY LP | HEB 092 | 6108 N NAVARRO ST | VICTORIA | TX | 77904 | Victoria | CN601297963 | RN105085989 | overfill alarm; tank top sumps; automatic tank gauging; automatic line leak detectors; liquid fuel sensors installed between the double walls of tanks and pipes to monitor for leaks; the incremental difference in cost between double-walled tanks and comparable single-walled tanks; the incremental difference in cost between double-walled piping and single-walled piping; and the incremental difference in cost between the concrete paving covering the underground tanks and pipes and the other paving at the facility calculated using the difference in cost per square foot. | The following property is used 100% for pollution control and is installed to meet or exceed federal or state regulations: overfill alarm; tank top sumps; automatic tank gauging; automatic line leak detectors; liquid fuel sensors installed between the double walls of tanks and pipes to monitor for leaks; the incremental difference in cost between double-walled tanks and comparable single-walled tanks; the incremental difference in cost between double-walled piping and single-walled piping; and the incremental difference in cost between the concrete paving covering the underground tanks and pipes and the other paving at the facility calculated using the difference in cost per square foot. | 2017-05-24 | 159462 | 100
20539 | T1 | HEB GROCERY COMPANY LP | HEB 592 | 651 N HIGHWAY 183 | LEANDER | TX | 78641 | Williamson | CN601297963 | RN105155709 | overfill alarm; tank top sumps; automatic tank gauging; automatic line leak detectors; liquid fuel sensors installed between the double walls of tanks and pipes to monitor for leaks; the incremental difference in cost between double-walled tanks and comparable single-walled tanks; the incremental difference in cost between double-walled piping and single-walled piping; and the incremental difference in cost between the concrete paving covering the underground tanks and pipes and the other paving at the facility calculated using the difference in cost per square foot. | The following property is used 100% for pollution control and is installed to meet or exceed federal or state regulations: overfill alarm; tank top sumps; automatic tank gauging; automatic line leak detectors; liquid fuel sensors installed between the double walls of tanks and pipes to monitor for leaks; the incremental difference in cost between double-walled tanks and comparable single-walled tanks; the incremental difference in cost between double-walled piping and single-walled piping; and the incremental difference in cost between the concrete paving covering the underground tanks and pipes and the other paving at the facility calculated using the difference in cost per square foot. | 2017-05-24 | 173462 | 100
20540 | T1 | HEB GROCERY COMPANY LP | HEB 423 | 1305 WOODED ACRES DR | WACO | TX | 76710 | McLennan | CN601297963 | RN101666584 | the incremental difference in cost between the concrete paving covering the underground tanks and pipes and the other paving at the facility calculated using the difference in cost per square foot. | The following property is used 100% for pollution control and is installed to meet or exceed federal or state regulations: the incremental difference in cost between the concrete paving covering the underground tanks and pipes and the other paving at the facility calculated using the difference in cost per square foot. | 2017-05-24 | 100000 | 100
20541 | T1 | HEB GROCERY COMPANY LP | HEB 238 | 201 S 15TH ST | CORSICANA | TX | 75110 | Navarro | CN601297963 | RN101544468 | overfill alarms; tank top sumps; automatic tank gauging; automatic line leak detectors; liquid fuel sensors installed between the double walls of tanks and pipes to monitor for leaks; the incremental difference in cost between double-walled tanks and comparable single-walled tanks; the incremental difference in cost between double-walled piping and single-walled piping; and the incremental difference in cost between the concrete paving covering the underground tanks and pipes and the other paving at the facility calculated using the difference in cost per square foot. | The following property is used 100% for pollution control and is installed to meet or exceed federal or state regulations: overfill alarms; tank top sumps; automatic tank gauging; automatic line leak detectors; liquid fuel sensors installed between the double walls of tanks and pipes to monitor for leaks; the incremental difference in cost between double-walled tanks and comparable single-walled tanks; the incremental difference in cost between double-walled piping and single-walled piping; and the incremental difference in cost between the concrete paving covering the underground tanks and pipes and the other paving at the facility calculated using the difference in cost per square foot. | 2017-05-24 | 218275 | 100
20542 | T1 | HEB GROCERY COMPANY LP | HEB 441 | 227 E MAIN ST | UVALDE | TX | 78801 | Uvalde | CN601297963 | RN101786044 | overfill alarms; tank top sumps; automatic tank gauging; automatic line leak detectors; liquid fuel sensors installed between the double walls of tanks and pipes to monitor for leaks; the incremental difference in cost between double-walled tanks and comparable single-walled tanks; the incremental difference in cost between double-walled piping and single-walled piping; and the incremental difference in cost between the concrete paving covering the underground tanks and pipes and the other paving at the facility calculated using the difference in cost per square foot. | The following property is used 100% for pollution control and is installed to meet or exceed federal or state regulations: overfill alarms; tank top sumps; automatic tank gauging; automatic line leak detectors; liquid fuel sensors installed between the double walls of tanks and pipes to monitor for leaks; the incremental difference in cost between double-walled tanks and comparable single-walled tanks; the incremental difference in cost between double-walled piping and single-walled piping; and the incremental difference in cost between the concrete paving covering the underground tanks and pipes and the other paving at the facility calculated using the difference in cost per square foot. | 2017-05-24 | 187925 | 100
20543 | T1 | HEB GROCERY COMPANY LP | HEB 489 | 2250 BOCA CHICA BLVD | BROWNSVILLE | TX | 78521 | Cameron | CN601297963 | RN101681955 | overfill alarm; tank top sumps; automatic tank gauging; automatic line leak detectors; liquid fuel sensors installed between the double walls of tanks and pipes to monitor for leaks; the incremental difference in cost between double-walled tanks and comparable single-walled tanks; the incremental difference in cost between double-walled piping and single-walled piping; and the incremental difference in cost between the concrete paving covering the underground tanks and pipes and the other paving at the facility calculated using the difference in cost per square foot. | The following property is used 100% for pollution control and is installed to meet or exceed federal or state regulations: overfill alarm; tank top sumps; automatic tank gauging; automatic line leak detectors; liquid fuel sensors installed between the double walls of tanks and pipes to monitor for leaks; the incremental difference in cost between double-walled tanks and comparable single-walled tanks; the incremental difference in cost between double-walled piping and single-walled piping; and the incremental difference in cost between the concrete paving covering the underground tanks and pipes and the other paving at the facility calculated using the difference in cost per square foot. | 2017-05-24 | 159462 | 100
20544 | T1 | HEB GROCERY COMPANY LP | HEB 485 | 310 N WESTGATE DR | WESLACO | TX | 78596 | Hidalgo | CN601297963 | RN101678902 | the incremental difference in cost between the concrete paving covering the underground tanks and pipes and the other paving at the facility calculated using the difference in cost per square foot. | The following property is used 100% for pollution control and is installed to meet or exceed federal or state regulations: the incremental difference in cost between the concrete paving covering the underground tanks and pipes and the other paving at the facility calculated using the difference in cost per square foot. | 2017-05-24 | 100000 | 100
20545 | T1 | HEB GROCERY COMPANY LP | HEB 467 | 701 E MILAM ST | MEXIA | TX | 7667 | Limestone | CN601297963 | RN101667921 | overfill alarm; tank top sumps; automatic tank gauging; automatic line leak detectors; liquid fuel sensors installed between the double walls of tanks and pipes to monitor for leaks; the incremental difference in cost between double-walled tanks and comparable single-walled tanks; the incremental difference in cost between double-walled piping and single-walled piping; and the incremental difference in cost between the concrete paving covering the underground tanks and pipes and the other paving at the facility calculated using the difference in cost per square foot. | overfill alarm; tank top sumps; automatic tank gauging; automatic line leak detectors; liquid fuel sensors installed between the double walls of tanks and pipes to monitor for leaks; the incremental difference in cost between double-walled tanks and comparable single-walled tanks; the incremental difference in cost between double-walled piping and single-walled piping; and the incremental difference in cost between the concrete paving covering the underground tanks and pipes and the other paving at the facility calculated using the difference in cost per square foot. | 2017-06-16 | 159462 | 100
20546 | T1 | HEB GROCERY COMPANY LP | HEB 419 | 2135 E MAIN ST | EAGLE PASS | TX | 78852 | Maverick | CN601297963 | RN101886224 | overfill alarm; tank top sumps; automatic tank gauging; automatic line leak detectors; liquid fuel sensors installed between the double walls of tanks and pipes to monitor for leaks; the incremental difference in cost between double-walled tanks and comparable single-walled tanks; the incremental difference in cost between double-walled piping and single-walled piping; and the incremental difference in cost between the concrete paving covering the underground tanks and pipes and the other paving at the facility calculated using the difference in cost per square foot. | The following property is used 100% for pollution control and is installed to meet or exceed federal or state regulations: overfill alarms; tank top sumps; automatic tank gauging; automatic line leak detectors; liquid fuel sensors installed between the double walls of tanks and pipes to monitor for leaks; the incremental difference in cost between double-walled tanks and comparable single-walled tanks; the incremental difference in cost between double-walled piping and single-walled piping; and the incremental difference in cost between the concrete paving covering the underground tanks and pipes and the other paving at the facility calculated using the difference in cost per square foot. | 2017-06-16 | 195225 | 100
20547 | T1 | HEB GROCERY COMPANY LP | HEB 589 | 4800 HIGHWAY 365 | PORT ARTHUR | TX | 77642 | Jefferson | CN601297963 | RN102279593 | overfill alarm; tank top sumps; automatic tank gauging; automatic line leak detectors; liquid fuel sensors installed between the double walls of tanks and pipes to monitor for leaks; the incremental difference in cost between double-walled tanks and comparable single-walled tanks; the incremental difference in cost between double-walled piping and single-walled piping; and the incremental difference in cost between the concrete paving covering the underground tanks and pipes and the other paving at the facility calculated using the difference in cost per square foot. | The following property is used 100% for pollution control and is installed to meet or exceed federal or state regulations: overfill alarms; tank top sumps; automatic tank gauging; automatic line leak detectors; liquid fuel sensors installed between the double walls of tanks and pipes to monitor for leaks; the incremental difference in cost between double-walled tanks and comparable single-walled tanks; the incremental difference in cost between double-walled piping and single-walled piping; and the incremental difference in cost between the concrete paving covering the underground tanks and pipes and the other paving at the facility calculated using the difference in cost per square foot. | 2017-06-16 | 211575 | 100
20548 | T1 | HEB GROCERY COMPANY LP | HEB 16 | 135 NW JOHN JONES DR | BURLESON | TX | 76028 | Johnson | CN601297963 | RN106216757 | overfill alarm; tank top sumps; automatic tank gauging; automatic line leak detectors; liquid fuel sensors installed between the double walls of tanks and pipes to monitor for leaks; the incremental difference in cost between double-walled tanks and comparable single-walled tanks; the incremental difference in cost between double-walled piping and single-walled piping; and the incremental difference in cost between the concrete paving covering the underground tanks and pipes and the other paving at the facility calculated using the difference in cost per square foot. | The following property is used 100% for pollution control and is installed to meet or exceed federal or state regulations: overfill alarm; tank top sumps; automatic tank gauging; automatic line leak detectors; liquid fuel sensors installed between the double walls of tanks and pipes to monitor for leaks; the incremental difference in cost between double-walled tanks and comparable single-walled tanks; the incremental difference in cost between double-walled piping and single-walled piping; and the incremental difference in cost between the concrete paving covering the underground tanks and pipes and the other paving at the facility calculated using the difference in cost per square foot. | 2017-06-16 | 186462 | 100
20549 | T1 | HEB GROCERY COMPANY LP | HEB 631 | 3800 W US HIGHWAY 377 | GRANBURY | TX | 76048 | Hood | CN601297963 | RN106136450 | overfill alarm; tank top sumps; automatic tank gauging; automatic line leak detectors; liquid fuel sensors installed between the double walls of tanks and pipes to monitor for leaks; the incremental difference in cost between double-walled tanks and comparable single-walled tanks; the incremental difference in cost between double-walled piping and single-walled piping; and the incremental difference in cost between the concrete paving covering the underground tanks and pipes and the other paving at the facility calculated using the difference in cost per square foot. | The following property is used 100% for pollution control and is installed to meet or exceed federal or state regulations: overfill alarm; tank top sumps; automatic tank gauging; automatic line leak detectors; liquid fuel sensors installed between the double walls of tanks and pipes to monitor for leaks; the incremental difference in cost between double-walled tanks and comparable single-walled tanks; the incremental difference in cost between double-walled piping and single-walled piping; and the incremental difference in cost between the concrete paving covering the underground tanks and pipes and the other paving at the facility calculated using the difference in cost per square foot. | 2017-06-16 | 186462 | 100
20550 | T1 | HEB GROCERY COMPANY LP | HEB 620 | 225 S INTERSTATE 35 | PEARSALL | TX | 78061 | Frio | CN601297963 | RN105972988 | overfill alarm; tank top sumps; automatic tank gauging; automatic line leak detectors; liquid fuel sensors installed between the double walls of tanks and pipes to monitor for leaks; the incremental difference in cost between double-walled tanks and comparable single-walled tanks; the incremental difference in cost between double-walled piping and single-walled piping; and the incremental difference in cost between the concrete paving covering the underground tanks and pipes and the other paving at the facility calculated using the difference in cost per square foot. | The following property is used 100% for pollution control and is installed to meet or exceed federal or state regulations: overfill alarm; tank top sumps; automatic tank gauging; automatic line leak detectors; liquid fuel sensors installed between the double walls of tanks and pipes to monitor for leaks; the incremental difference in cost between double-walled tanks and comparable single-walled tanks; the incremental difference in cost between double-walled piping and single-walled piping; and the incremental difference in cost between the concrete paving covering the underground tanks and pipes and the other paving at the facility calculated using the difference in cost per square foot. | 2017-06-16 | 186462 | 100
20551 | T1 | HEB GROCERY COMPANY LP | HEB 480 | 9900 WURZBACH RD | SAN ANTONIO | TX | 78230 | Bexar | CN601297963 | RN101829257 | the incremental difference in cost between the concrete paving covering the underground tanks and pipes and the other paving at the facility calculated using the difference in cost per square foot. | The following property is used 100% for pollution control and is installed to meet or exceed federal or state regulations: the incremental difference in cost between the concrete paving covering the underground tanks and pipes and the other paving at the facility calculated using the difference in cost per square foot. | 2017-05-24 | 100000 | 100
20552 | T1 | EXPLORER PIPELINE COMPANY | EXPLORER PIPELINE ARLINGTON PUMPING STATION BREAKOUT | 3301 S HIGHWAY 157 | EULESS | TX | 76040 | Tarrant | CN600424584 | RN100225739 | Internal floating roof on Tank 2313. | The following property is used 100% for pollution control and is installed to meet or exceed federal or state regulations: Internal floating roof on Tank 2313. | 2017-06-23 | 531436 | 100
20553 | T1 | CASH CONSTRUCTION COMPANY INC | CASH CONSTRUCTION | 18607 N HEATHERWILDE BLVD | PFLUGERVILLE | TX | 78660 | Travis | CN603319187 | RN104092986 | Water trucks 2008 Ford FT750 VIN XXXXXXXXXXXXXXXXX, 2007 Ford FT750 VIN XXXXXXXXXXXXXXXXX, and 2006 Ford FT750 VIN XXXXXXXXXXXXXXXXX and a water tank replacement for 2002 Ford water truck. | The following property is used 100% for pollution control and is installed to meet or exceed federal or state regulations: Water trucks 2008 Ford FT750 VIN XXXXXXXXXXXXXXXXX, 2007 Ford FT750 VIN XXXXXXXXXXXXXXXXX, and 2006 Ford FT750 VIN XXXXXXXXXXXXXXXXX and a water tank replacement for 2002 Ford water truck. | 2017-06-19 | 116977 | 100
20554 | T1 | LEEDO MANUFACTURING CO LP | LEEDO MANUFACTURING EL CAMPO PLANT | 1301 N BLUE CREEK RD | EL CAMPO | TX | 77437 | Wharton | CN600254106 | RN100222157 | Dust collection system. | The following property is used 100% for pollution control and is installed to meet or exceed federal or state regulations: Dust collection system and 5,103 square feet of land that contain the dust collection system. | 2017-10-25 | 604961 | 100
20555 | T1 | HEB GROCERY COMPANY LP | HEB 487 | 4500 WILLIAMS DR | GEORGETOWN | TX | 78633 | Williamson | CN601297963 | RN101499341 | the incremental difference in cost between the concrete paving covering the underground tanks and pipes and the other paving at the facility calculated using the difference in cost per square foot. | The following property is used 100% for pollution control and is installed to meet or exceed federal or state regulations: the incremental difference in cost between the concrete paving covering the underground tanks and pipes and the other paving at the facility calculated using the difference in cost per square foot. | 2017-05-24 | 100000 | 100
20556 | T1 | HEB GROCERY COMPANY LP | HEB PANTRY 577 | 10251 KEMPWOOD DR | HOUSTON | TX | 77043 | Harris | CN601297963 | RN102222049 | the incremental difference in cost between the concrete paving covering the underground tanks and pipes and the other paving at the facility calculated using the difference in cost per square foot. | The following property is used 100% for pollution control and is installed to meet or exceed federal or state regulations: the incremental difference in cost between the concrete paving covering the underground tanks and pipes and the other paving at the facility calculated using the difference in cost per square foot. | 2017-05-24 | 100000 | 100
20557 | T1 | HEB GROCERY COMPANY LP | MI TIENDA | 1628 SPENCER HWY | SOUTH HOUSTON | TX | 78587 | Harris | CN601297963 | RN102860764 | the incremental difference in cost between the concrete paving covering the underground tanks and pipes and the other paving at the facility calculated using the difference in cost per square foot. | The following property is used 100% for pollution control and is installed to meet or exceed federal or state regulations: the incremental difference in cost between the concrete paving covering the underground tanks and pipes and the other paving at the facility calculated using the difference in cost per square foot. | 2017-05-24 | 100000 | 100
20558 | T1 | HEB GROCERY COMPANY LP | HEB 411 | 315 W OAKLAWN RD | PLEASANTON | TX | 78064 | Atascosa | CN601297963 | RN101780484 | overfill alarm; tank top sumps; automatic tank gauging; automatic line leak detectors; liquid fuel sensors installed between the double walls of tanks and pipes to monitor for leaks; the incremental difference in cost between double-walled tanks and comparable single-walled tanks; the incremental difference in cost between double-walled piping and single-walled piping; and the incremental difference in cost between the concrete paving covering the underground tanks and pipes and the other paving at the facility calculated using the difference in cost per square foot. | The following property is used 100% for pollution control and is installed to meet or exceed federal or state regulations: overfill alarm; tank top sumps; automatic tank gauging; automatic line leak detectors; liquid fuel sensors installed between the double walls of tanks and pipes to monitor for leaks; the incremental difference in cost between double-walled tanks and comparable single-walled tanks; the incremental difference in cost between double-walled piping and single-walled piping; and the incremental difference in cost between the concrete paving covering the underground tanks and pipes and the other paving at the facility calculated using the difference in cost per square foot. | 2017-06-16 | 203077 | 100
20559 | T1 | HEB GROCERY COMPANY LP | HEB 445 | 403 S COLORADO ST | LOCKHART | TX | 78644 | Caldwell | CN601297963 | RN101499382 | overfill alarm; tank top sumps; automatic tank gauging; automatic line leak detectors; liquid fuel sensors installed between the double walls of tanks and pipes to monitor for leaks; the incremental difference in cost between double-walled tanks and comparable single-walled tanks; the incremental difference in cost between double-walled piping and single-walled piping; and the incremental difference in cost between the concrete paving covering the underground tanks and pipes and the other paving at the facility calculated using the difference in cost per square foot. | The following property is used 100% for pollution control and is installed to meet or exceed federal or state regulations: overfill alarm; tank top sumps; automatic tank gauging; automatic line leak detectors; liquid fuel sensors installed between the double walls of tanks and pipes to monitor for leaks; the incremental difference in cost between double-walled tanks and comparable single-walled tanks; the incremental difference in cost between double-walled piping and single-walled piping; and the incremental difference in cost between the concrete paving covering the underground tanks and pipes and the other paving at the facility calculated using the difference in cost per square foot. | 2017-06-16 | 159462 | 100
20560 | T1 | HALDOR TOPSOE INC | HALDOR TOPSOE | 10010 BAYPORT BLVD | PASADENA | TX | 77507 | Harris | CN600132435 | RN101211498 | Baghouse. | The following property is used 100% for pollution control and is installed to meet or exceed federal or state regulations: baghouse. | 2017-05-16 | 325000 | 100
20561 | T1 | ASPHALT INC LLC | ASPHALT PLANT NO 2 | 6755 E HWY 71 | SPICEWOOD | TX | 78669 | Burnet | CN604722728 | RN108769407 | Baghouse. | The following property is used 100% for pollution control and is installed to meet or exceed federal or state regulations: baghouse. | 2017-05-16 | 595791 | 100
20562 | T1 | HEB GROCERY COMPANY LP | HEB 432 | 705 S KEY AVE | LAMPASAS | TX | 76550 | Lampasas | CN601297963 | RN101671980 | overfill alarm; tank top sumps; automatic tank gauging; automatic line leak detectors; liquid fuel sensors installed between the double walls of tanks and pipes to monitor for leaks; the incremental difference in cost between double-walled tanks and comparable single-walled tanks; the incremental difference in cost between double-walled piping and single-walled piping; and the incremental difference in cost between the concrete paving covering the underground tanks and pipes and the other paving at the facility calculated using the difference in cost per square foot. | The following property is used 100% for pollution control and is installed to meet or exceed federal or state regulations: overfill alarm; tank top sumps; automatic tank gauging; automatic line leak detectors; liquid fuel sensors installed between the double walls of tanks and pipes to monitor for leaks; the incremental difference in cost between double-walled tanks and comparable single-walled tanks; the incremental difference in cost between double-walled piping and single-walled piping; and the incremental difference in cost between the concrete paving covering the underground tanks and pipes and the other paving at the facility calculated using the difference in cost per square foot. | 2017-06-16 | 159462 | 100
20563 | T1 | TEX-MIX PARTNERS LTD | BELTON CONCRETE BATCH PLANTS A&B | 2098 E 6TH AVE | BELTON | TX | 76513 | Bell | CN600134720 | RN109517284 | Dust collector. | The following property is used 100% for pollution control and is installed to meet or exceed federal or state regulations: dust collector. | 2017-05-16 | 115579 | 100
20564 | T1 | HEB GROCERY COMPANY LP | HEB 466 | 108 N ROSILLO ST | SAN ANTONIO | TX | 78207 | Bexar | CN601297963 | RN101733350 | the incremental difference in cost between the concrete paving covering the underground tanks and pipes and the other paving at the facility calculated using the difference in cost per square foot. | The following property is used 100% for pollution control and is installed to meet or exceed federal or state regulations: the incremental difference in cost between the concrete paving covering the underground tanks and pipes and the other paving at the facility calculated using the difference in cost per square foot. | 2017-05-24 | 100000 | 100
20565 | T1 | TEX-MIX PARTNERS LTD | CBP 14 | LOCATED ON THE NORTH SIDE OF SH 71 AT ITS INTERSECTION WITH PAUL NEWMANN ROAD CR 406 |  | TX |  | Burnet | CN600134720 | RN107711368 | Dust collector. | The following property is used 100% for pollution control and is installed to meet or exceed federal or state regulations: dust collector. | 2017-05-16 | 115579 | 100
20566 | T1 | TEX-MIX PARTNERS LTD | CBP NO 12 | LOCATED ON THE EAST SIDE OF HWY 281 APPROX 0.5 MI SOUTH OF INTX WITH REBECCA CREEK RD |  | TX |  | Comal | CN600134720 | RN108571704 | Dust collector. | The following property is used 100% for pollution control and is installed to meet or exceed federal or state regulations: dust collector. | 2017-05-16 | 115579 | 100
20567 | T1 | HEB GROCERY COMPANY LP | HEB 230 | 14087 OCONNOR RD | SAN ANTONIO | TX | 78247 | Bexar | CN601297963 | RN101737674 | the incremental difference in cost between the concrete paving covering the underground tanks and pipes and the other paving at the facility calculated using the difference in cost per square foot. | The following property is used 100% for pollution control and is installed to meet or exceed federal or state regulations: the incremental difference in cost between the concrete paving covering the underground tanks and pipes and the other paving at the facility calculated using the difference in cost per square foot. | 2017-06-16 | 100000 | 100
20568 | T1 | HEB GROCERY COMPANY LP | HEB 444 | 3323 SE MILITARY DR | SAN ANTONIO | TX | 78223 | Bexar | CN601297963 | RN101909752 | the incremental difference in cost between the concrete paving covering the underground tanks and pipes and the other paving at the facility calculated using the difference in cost per square foot. | The following property is used 100% for pollution control and is installed to meet or exceed federal or state regulations: the incremental difference in cost between the concrete paving covering the underground tanks and pipes and the other paving at the facility calculated using the difference in cost per square foot. | 2017-06-16 | 100000 | 100
20569 | T1 | HEB GROCERY COMPANY LP | HEB 418 | 200 AVENUE F | DEL RIO | TX | 78840 | Val Verde | CN601297963 | RN101805174 | overfill alarms; tank top sumps; automatic tank gauging; automatic line leak detectors; liquid fuel sensors installed between the double walls of tanks and pipes to monitor for leaks; the incremental difference in cost between double-walled tanks and comparable single-walled tanks; the incremental difference in cost between double-walled piping and single-walled piping; and the incremental difference in cost between the concrete paving covering the underground tanks and pipes and the other paving at the facility calculated using the difference in cost per square foot. | The following property is used 100% for pollution control and is installed to meet or exceed federal or state regulations: overfill alarms; tank top sumps; automatic tank gauging; automatic line leak detectors; liquid fuel sensors installed between the double walls of tanks and pipes to monitor for leaks; the incremental difference in cost between double-walled tanks and comparable single-walled tanks; the incremental difference in cost between double-walled piping and single-walled piping; and the incremental difference in cost between the concrete paving covering the underground tanks and pipes and the other paving at the facility calculated using the difference in cost per square foot. | 2017-06-15 | 195225 | 100
20570 | T1 | HEB GROCERY COMPANY LP | HEB 621 | 420 W BANDERA RD | BOERNE | TX | 78006 | Kendall | CN601297963 | RN101808012 | overfill alarm; tank top sumps; automatic tank gauging; automatic line leak detectors; liquid fuel sensors installed between the double walls of tanks and pipes to monitor for leaks; the incremental difference in cost between double-walled tanks and comparable single-walled tanks; the incremental difference in cost between double-walled piping and single-walled piping; and the incremental difference in cost between the concrete paving covering the underground tanks and pipes and the other paving at the facility calculated using the difference in cost per square foot. | The following property is used 100% for pollution control and is installed to meet or exceed federal or state regulations: overfill alarm; tank top sumps; automatic tank gauging; automatic line leak detectors; liquid fuel sensors installed between the double walls of tanks and pipes to monitor for leaks; the incremental difference in cost between double-walled tanks and comparable single-walled tanks; the incremental difference in cost between double-walled piping and single-walled piping; and the incremental difference in cost between the concrete paving covering the underground tanks and pipes and the other paving at the facility calculated using the difference in cost per square foot. | 2017-06-16 | 203077 | 100
20571 | T1 | HEB GROCERY COMPANY LP | HEB 434 | 101 CALHOUN PLZ | PORT LAVACA | TX | 77979 | Calhoun | CN601297963 | RN101913705 | overfill alarm; tank top sumps; automatic tank gauging; automatic line leak detectors; liquid fuel sensors installed between the double walls of tanks and pipes to monitor for leaks; the incremental difference in cost between double-walled tanks and comparable single-walled tanks; the incremental difference in cost between double-walled piping and single-walled piping; and the incremental difference in cost between the concrete paving covering the underground tanks and pipes and the other paving at the facility calculated using the difference in cost per square foot. | The following property is used 100% for pollution control and is installed to meet or exceed federal or state regulations: overfill alarm; tank top sumps; automatic tank gauging; automatic line leak detectors; liquid fuel sensors installed between the double walls of tanks and pipes to monitor for leaks; the incremental difference in cost between double-walled tanks and comparable single-walled tanks; the incremental difference in cost between double-walled piping and single-walled piping; and the incremental difference in cost between the concrete paving covering the underground tanks and pipes and the other paving at the facility calculated using the difference in cost per square foot. | 2017-06-16 | 159462 | 100
20572 | T1 | HEB GROCERY COMPANY LP | HEB 089 | 300 MAIN ST | KERRVILLE | TX | 78028 | Kerr | CN601297963 | RN101889590 | overfill alarm; tank top sumps; automatic tank gauging; automatic line leak detectors; liquid fuel sensors installed between the double walls of tanks and pipes to monitor for leaks; the incremental difference in cost between double-walled tanks and comparable single-walled tanks; the incremental difference in cost between double-walled piping and single-walled piping; and the incremental difference in cost between the concrete paving covering the underground tanks and pipes and the other paving at the facility calculated using the difference in cost per square foot. | The following property is used 100% for pollution control and is installed to meet or exceed federal or state regulations: overfill alarm; tank top sumps; automatic tank gauging; automatic line leak detectors; liquid fuel sensors installed between the double walls of tanks and pipes to monitor for leaks; the incremental difference in cost between double-walled tanks and comparable single-walled tanks; the incremental difference in cost between double-walled piping and single-walled piping; and the incremental difference in cost between the concrete paving covering the underground tanks and pipes and the other paving at the facility calculated using the difference in cost per square foot. | 2017-06-02 | 120462 | 100
20573 | T1 | HEB GROCERY COMPANY LP | HEB 588 | 200 E GRIFFIN PKWY | MISSION | TX | 78572 | Hidalgo | CN601297963 | RN102650199 | overfill alarm; tank top sumps; automatic tank gauging; automatic line leak detectors; liquid fuel sensors installed between the double walls of tanks and pipes to monitor for leaks; the incremental difference in cost between double-walled tanks and comparable single-walled tanks; the incremental difference in cost between double-walled piping and single-walled piping; and the incremental difference in cost between the concrete paving covering the underground tanks and pipes and the other paving at the facility calculated using the difference in cost per square foot. | The following property is used 100% for pollution control and is installed to meet or exceed federal or state regulations: overfill alarm; tank top sumps; automatic tank gauging; automatic line leak detectors; liquid fuel sensors installed between the double walls of tanks and pipes to monitor for leaks; the incremental difference in cost between double-walled tanks and comparable single-walled tanks; the incremental difference in cost between double-walled piping and single-walled piping; and the incremental difference in cost between the concrete paving covering the underground tanks and pipes and the other paving at the facility calculated using the difference in cost per square foot. | 2017-06-02 | 226225 | 100
20574 | T1 | HEB GROCERY COMPANY LP | HEB 697 | 2625 E LEAGUE CITY PKWY | LEAGUE CITY | TX | 77573 | Galveston | CN601297963 | RN107298721 | overfill alarm; tank top sumps; automatic tank gauging; automatic line leak detectors; liquid fuel sensors installed between the double walls of tanks and pipes to monitor for leaks; the incremental difference in cost between double-walled tanks and comparable single-walled tanks; the incremental difference in cost between double-walled piping and single-walled piping; and the incremental difference in cost between the concrete paving covering the underground tanks and pipes and the other paving at the facility calculated using the difference in cost per square foot. | The following property is used 100% for pollution control and is installed to meet or exceed federal or state regulations: overfill alarm; tank top sumps; automatic tank gauging; automatic line leak detectors; liquid fuel sensors installed between the double walls of tanks and pipes to monitor for leaks; the incremental difference in cost between double-walled tanks and comparable single-walled tanks; the incremental difference in cost between double-walled piping and single-walled piping; and the incremental difference in cost between the concrete paving covering the underground tanks and pipes and the other paving at the facility calculated using the difference in cost per square foot. | 2017-06-02 | 143462 | 100
20575 | T1 | HEB GROCERY COMPANY LP | HEB 668 | 2990 E BUSINESS 190 | COPPERAS COVE | TX | 76522 | Coryell | CN601297963 | RN106548555 | overfill alarm; tank top sumps; automatic tank gauging; automatic line leak detectors; liquid fuel sensors installed between the double walls of tanks and pipes to monitor for leaks; the incremental difference in cost between double-walled tanks and comparable single-walled tanks; the incremental difference in cost between double-walled piping and single-walled piping; and the incremental difference in cost between the concrete paving covering the underground tanks and pipes and the other paving at the facility calculated using the difference in cost per square foot. | The following property is used 100% for pollution control and is installed to meet or exceed federal or state regulations: overfill alarm; tank top sumps; automatic tank gauging; automatic line leak detectors; liquid fuel sensors installed between the double walls of tanks and pipes to monitor for leaks; the incremental difference in cost between double-walled tanks and comparable single-walled tanks; the incremental difference in cost between double-walled piping and single-walled piping; and the incremental difference in cost between the concrete paving covering the underground tanks and pipes and the other paving at the facility calculated using the difference in cost per square foot. | 2017-06-02 | 203077 | 100
20576 | T1 | HEB GROCERY COMPANY LP | HEB 692 BEAUMONT 6 | 3590 COLLEGE ST | BEAUMONT | TX | 77701 | Jefferson | CN601297963 | RN107706210 | overfill alarm; tank top sumps; automatic tank gauging; automatic line leak detectors; liquid fuel sensors installed between the double walls of tanks and pipes to monitor for leaks; the incremental difference in cost between double-walled tanks and comparable single-walled tanks; the incremental difference in cost between double-walled piping and single-walled piping; and the incremental difference in cost between the concrete paving covering the underground tanks and pipes and the other paving at the facility calculated using the difference in cost per square foot. | The following property is used 100% for pollution control and is installed to meet or exceed federal or state regulations: overfill alarm; tank top sumps; automatic tank gauging; automatic line leak detectors; liquid fuel sensors installed between the double walls of tanks and pipes to monitor for leaks; the incremental difference in cost between double-walled tanks and comparable single-walled tanks; the incremental difference in cost between double-walled piping and single-walled piping; and the incremental difference in cost between the concrete paving covering the underground tanks and pipes and the other paving at the facility calculated using the difference in cost per square foot. | 2017-06-02 | 203077 | 100
20577 | T1 | HEB GROCERY COMPANY LP | HEB 562 | 1501 HIGHWAY 35 N | ROCKPORT | TX | 78382 | Aransas | CN601297963 | RN102221538 | overfill alarm; tank top sumps; automatic tank gauging; automatic line leak detectors; liquid fuel sensors installed between the double walls of tanks and pipes to monitor for leaks; the incremental difference in cost between double-walled tanks and comparable single-walled tanks; the incremental difference in cost between double-walled piping and single-walled piping; and the incremental difference in cost between the concrete paving covering the underground tanks and pipes and the other paving at the facility calculated using the difference in cost per square foot. | The following property is used 100% for pollution control and is installed to meet or exceed federal or state regulations: overfill alarm; tank top sumps; automatic tank gauging; automatic line leak detectors; liquid fuel sensors installed between the double walls of tanks and pipes to monitor for leaks; the incremental difference in cost between double-walled tanks and comparable single-walled tanks; the incremental difference in cost between double-walled piping and single-walled piping; and the incremental difference in cost between the concrete paving covering the underground tanks and pipes and the other paving at the facility calculated using the difference in cost per square foot. | 2017-06-02 | 159462 | 100
20578 | T1 | HEB GROCERY COMPANY LP | HEB 048 | 2915 DOWLEN RD | BEAUMONT | TX | 77706 | Jefferson | CN601297963 | RN105015739 | overfill alarm; tank top sumps; automatic tank gauging; automatic line leak detectors; liquid fuel sensors installed between the double walls of tanks and pipes to monitor for leaks; the incremental difference in cost between double-walled tanks and comparable single-walled tanks; the incremental difference in cost between double-walled piping and single-walled piping; and the incremental difference in cost between the concrete paving covering the underground tanks and pipes and the other paving at the facility calculated using the difference in cost per square foot. | The following property is used 100% for pollution control and is installed to meet or exceed federal or state regulations: overfill alarm; tank top sumps; automatic tank gauging; automatic line leak detectors; liquid fuel sensors installed between the double walls of tanks and pipes to monitor for leaks; the incremental difference in cost between double-walled tanks and comparable single-walled tanks; the incremental difference in cost between double-walled piping and single-walled piping; and the incremental difference in cost between the concrete paving covering the underground tanks and pipes and the other paving at the facility calculated using the difference in cost per square foot. | 2017-06-02 | 159462 | 100
20579 | T1 | HEB GROCERY COMPANY LP | HEB 587 | 215A RANCH ROAD 2900 | KINGSLAND | TX | 78639 | Llano | CN601297963 | RN104124789 | overfill alarm; tank top sumps; automatic tank gauging; automatic line leak detectors; liquid fuel sensors installed between the double walls of tanks and pipes to monitor for leaks; the incremental difference in cost between double-walled tanks and comparable single-walled tanks; the incremental difference in cost between double-walled piping and single-walled piping; and the incremental difference in cost between the concrete paving covering the underground tanks and pipes and the other paving at the facility calculated using the difference in cost per square foot. | The following property is used 100% for pollution control and is installed to meet or exceed federal or state regulations: overfill alarm; tank top sumps; automatic tank gauging; automatic line leak detectors; liquid fuel sensors installed between the double walls of tanks and pipes to monitor for leaks; the incremental difference in cost between double-walled tanks and comparable single-walled tanks; the incremental difference in cost between double-walled piping and single-walled piping; and the incremental difference in cost between the concrete paving covering the underground tanks and pipes and the other paving at the facility calculated using the difference in cost per square foot. | 2017-06-02 | 159462 | 100
20580 | T1 | OAKS OF BULVERDE LP | OAKS OF BULVERDE | 3515 CANYON PKWY | SAN ANTONIO | TX | 78259 | Bexar | CN604026518 | RN106228349 | water quality pond, sedimentation pond with splash pad, and filtration pond. | water quality pond, sedimentation pond with splash pad, and filtration pond. | 2017-06-02 | 1023400 | 100
20581 | T1 | LONE STAR INDUSTRIES INC | MARYNEAL PLANT | 202 COUNTY ROAD 306 | MARYNEAL | TX | 79535 | Nolan | CN600363683 | RN100220847 | Water spray system, flow EMRC monitor, mercury analyzer, Durag monitor, FID THC analyzer, HLC controller, Multi gas NDIR chassis analyzer, Multi gas NDIR CO channel analyzer, COMS EAM analyzer, Multi gas NDIR NOx channel analyzer, Multi gas O2 channel analyzer, Multi gas SO2 channel analyzer, and Multi gas HLC analyzer. | The following property is used 100% for pollution control and is installed to meet or exceed federal or state regulations: Water spray system, flow EMRC monitor, mercury analyzer, Durag monitor, FID THC analyzer, HLC controller, Multi gas NDIR chassis analyzer, Multi gas NDIR CO channel analyzer, COMS EAM analyzer, Multi gas NDIR NOx channel analyzer, Multi gas O2 channel analyzer, Multi gas SO2 channel analyzer, and Multi gas HLC analyzer. | 2017-08-16 | 1779895 | 100
20582 | T1 | DARLING INGREDIENTS INC | DARLING BASTROP PLANT | 264 FM 2336 | BASTROP | TX | 78602 | Bastrop | CN600480826 | RN101638641 | anoxic pond, covered anaerobic ponds #1 and #2, anaerobic ponds #1 and #2, stormwater quality pond, finished water pond, two crossflow scrubbers, two air room scrubbers, four cooling towers, clarifier tank, DAF skimmer, four stacks with flares, and a digester. | Application was place on hold on 10 2 2017. No additional action had occurred by 5 29 2018. Application review closed on 5 29 2018. | 2018-05-29 | 3431000 | 100
20583 | T1 | PRIME OPERATING COMPANY | WARNER FARMS SALT WATER DISPOSAL FACILITY | JAMES MCGEE SURVEY A-620 APPROX 3.4 MILES SE OF CRYSTAL CITY TX | Crystal City | TX |  | Dimmit | CN600550511 | RN109786301 | Earthen berm around two 750 BBL fiberglass gun barrel separator tanks, four 210 BBL steel storage tanks, eight 400 BBL fiberglass storage tanks, and a pump; eight 400 BBL fiberglass storage tanks to store salt water waste; and spill control-level gauges on two 750 BBL fiberglass gun barrel separator tanks, four 210 BBL steel storage tanks, and eight 400 BBL fiberglass storage tanks. | The following property is used 100% for pollution control and is installed to meet or exceed federal or state regulations: Earthen berm around two 750 BBL fiberglass gun barrel separator tanks, four 210 BBL steel storage tanks, eight 400 BBL fiberglass storage tanks, and a pump; eight 400 BBL fiberglass storage tanks to store salt water waste; and spill control-level gauges on two 750 BBL fiberglass gun barrel separator tanks, four 210 BBL steel storage tanks, and eight 400 BBL fiberglass storage tanks. | 2017-05-19 | 269000 | 100
20584 | T1 | COLONIAL REALTY LIMITED PARTNERSHIP | COLONIAL GRAND AT DOUBLE CREEK | 11001 S 1ST ST | AUSTIN | TX | 78748 | Travis | CN602494254 | RN105532659 | water quality ponds A and B, pilot channel with splash pad and dissipaters, and the critical water quality zone with riparian outfalls. | The following property is used 100% for pollution control and is installed to meet or exceed federal or state regulations: water quality ponds A and B, pilot channel with splash pad and dissipaters, and the riparian outfalls located within the area designated as a critical water quality zone. This positive use determination does not include the land designated as a critical water quality zone. The mere fact that stormwater flows across a piece of land does not make the land pollution control property eligible for a positive use determination. | 2017-10-04 | 2568000 | 100
20585 | T1 | COLONIAL REALTY LIMITED PARTNERSHIP | COLONIAL GRAND AT CITYWAY | 1901 ONION CREEK PKWY | AUSTIN | TX | 78748 | Travis | CN602494254 | RN106119548 | water quality pond, stormwater quality detention pond, and stabilized riparian embankment. | The following property is used 100% for pollution control and is installed to meet or exceed federal or state regulations: water quality pond, stormwater quality detention pond, and stabilized riparian embankment. | 2017-07-17 | 1225500 | 100
20586 | T1 | HEB GROCERY COMPANY LP | HEB 651 | 19561 S FM 2790 W | LYTLE | TX | 78052 | Atascosa | CN601297963 | RN106396286 | overfill alarm; tank top sumps; automatic tank gauging; automatic line leak detectors; liquid fuel sensors installed between the double walls of tanks and pipes to monitor for leaks; the incremental difference in cost between double-walled tanks and comparable single-walled tanks; the incremental difference in cost between double-walled piping and single-walled piping; and the incremental difference in cost between the concrete paving covering the underground tanks and pipes and the other paving at the facility calculated using the difference in cost per square foot. | The following property is used 100% for pollution control and is installed to meet or exceed federal or state regulations: overfill alarm; tank top sumps; automatic tank gauging; automatic line leak detectors; liquid fuel sensors installed between the double walls of tanks and pipes to monitor for leaks; the incremental difference in cost between double-walled tanks and comparable single-walled tanks; the incremental difference in cost between double-walled piping and single-walled piping; and the incremental difference in cost between the concrete paving covering the underground tanks and pipes and the other paving at the facility calculated using the difference in cost per square foot. | 2017-06-16 | 186462 | 100
20587 | T1 | LONE STAR INDUSTRIES INC | MARYNEAL PLANT | 202 COUNTY ROAD 306 | MARYNEAL | TX | 79535 | Nolan | CN600363683 | RN100220847 | Tennant Sentinel Power Rider Sweeper Model M-Sentinel with serial number Sentinel-XXXX. | The following property is used 100% for pollution control and is installed to meet or exceed federal or state regulations: Tennant Sentinel Power Rider Sweeper Model M-Sentinel with serial number Sentinel-XXXX. | 2017-08-15 | 160404 | 100
20588 | T1 | TOTAL E&P USA BARNETT LLC | TOTAL E&P USA BARNETT SOUTH MANN SWD | I35 S TO I35 AND CHISHOLM TRAIL PKWY FOLLOW TO CR 604 EXIT AND TAKE CR 1022 TO PIPELINE RD | CLEBURNE | TX | 76036 | Johnson | CN605371608 | RN109797134 | South Mann Saltwater Disposal Well system consisting of two 500 barrel fiberglass tanks, four 1,000 barrel fiberglass tanks, a 210 barrel steel tank, a 750 barrel fiberglass tank, a Goulds pump, a Centrlift pump, three Griswold pumps, two miscellaneous pumps, and an underground saltwater disposal well. | The following property is used 100% for pollution control and is installed to meet or exceed federal or state regulations: South Main Saltwater Disposal Well system consisting of two 500 barrel fiberglass tanks, four 1,000 barrel fiberglass tanks, a 210 barrel steel tank, a 750 barrel fiberglass tank, a Goulds pump, a Centrlift pump, three Griswold pumps, two miscellaneous pumps, and an underground salt water disposal well. | 2017-07-20 | 2375118 | 100
20589 | T1 | TOTAL E&P USA BARNETT LLC | POLLEY SWD | 10149 FM 1902 | CROWLEY | TX | 76036 | Johnson | CN605371608 | RN109628529 | Polley Saltwater Disposal Well system consisting of seven 1,000 barrel fiberglass tanks, two 750 barrel fiberglass tanks, two 210 barrel steel tanks, two Baldor electric motors model 1000, five Baldor electric motors model 7.5, two Baldor electric motors model 40, a Toshiba 15hp electric motor, a Worldwide 15hp electric motor, eleven Summit model 2196 MTO multi-stage centrifugal split case pumps, and an underground salt water disposal well. | The following property is used 100% for pollution control and is installed to meet or exceed federal or state regulations: Polley Saltwater Disposal Well system consisting of seven 1,000 barrel fiberglass tanks, two 750 barrel fiberglass tanks, two 210 barrel steel tanks, two Baldor electric motors model 1000, five Baldor electric motors model 7.5, two Baldor electric motors model 40, a Toshiba 15hp electric motor, a Worldwide 15hp electric motor, eleven Summit model 2196 MTO multi-stage centrifugal split case pumps, and an underground salt water disposal well. | 2017-07-20 | 4872091 | 100
20590 | T1 | TOTAL E&P USA BARNETT LLC | DFW NORTH A1DM SWD TARRANT COUNTY | 861 S ROYAL LN | COPPELL | TX | 75019 | Tarrant | CN605371608 | RN109631481 | DFW North A1DM Saltwater Disposal Well system consisting of six steel tanks, four pumps, and an underground salt water disposal well. | The following property is used 100% for pollution control and is installed to meet or exceed federal or state regulations: DFW North A1DM Saltwater Disposal Well system consisting of six steel tanks, four pumps, and an underground salt water disposal well. | 2017-07-20 | 7055224.81 | 100
20591 | T1 | TOTAL E&P USA BARNETT LLC | BRENTWOOD SWD TARRANT COUNTY | 5591 E 1ST ST | FORT WORTH | TX | 76103 | Johnson | CN605371608 | RN109631473 | Brentwood Saltwater Disposal Well system consisting of two 300 barrel fiberglass tanks, a 210 barrel fiberglass tank, a 750 barrel fiberglass tank, six 500 barrel fiberglass tanks, a Toshiba electric motor, three surface pumps, and an underground salt water disposal well | The following property is used 100% for pollution control and is installed to meet or exceed federal or state regulations: Brentwood Saltwater Disposal Well system consisting of two 300 barrel fiberglass tanks, a 210 barrel fiberglass tank, a 750 barrel fiberglass tank, six 500 barrel fiberglass tanks, a Toshiba electric motor, three surface pumps, and an underground salt water disposal well. | 2017-07-20 | 5629056.24 | 100
20592 | T1 | BEAUTY MANUFACTURING SOLUTIONS CORP | BEAUTY MANUFACURING SOLUTIONS | 1250 FREEPORT PKWY | COPPELL | TX | 75019 | Dallas | CN603920745 | RN106684020 | water purification process consisting of reverse osmosis and demineralization. | Withdrawn/Returned | 2017-05-31 | 207261 | 100
20593 | T1 | BEAUTY MANUFACTURING SOLUTIONS CORP | BEAUTY MANUFACURING SOLUTIONS | 1250 FREEPORT PKWY | COPPELL | TX | 75019 | Dallas | CN603920745 | RN106684020 | Central dust collection system consisting of hoods, pipes, hoses, valves, filters, and instrumentation. | Withdrawn/Returned | 2017-07-31 | 2525252 | 100
20594 | T1 | BEAUTY MANUFACTURING SOLUTIONS CORP | BEAUTY MANUFACURING SOLUTIONS | 1250 FREEPORT PKWY | COPPELL | TX | 75019 | Dallas | CN603920745 | RN106684020 | Clean In Place System used to clean interior of production tanks. | Withdrawn/Returned | 2017-07-31 | 194612 | 100
20595 | T1 | BEAUTY MANUFACTURING SOLUTIONS CORP | BEAUTY MANUFACURING SOLUTIONS | 1250 FREEPORT PKWY | COPPELL | TX | 75019 | Dallas | CN603920745 | RN106684020 | dissolved air flotation wastewater treatment system. | The following property is used 100% for pollution control and is installed to meet or exceed federal or state regulations: dissolved air flotation wastewater treatment system. | 2017-07-07 | 197660 | 100
20596 | DUPLICATE | DUPLICATE | DUPLICATE | DUPLICATE | DUPLICATE |  |  | DUPLICATE | DUPLICATE | DUPLICATE | DUPLICATE | DUPLICATE | Duplicate | DUPLICATE | 100
20597 | T1 | DARLING INGREDIENTS INC | DARLING INTERNATIONAL | 1250 FREEPORT PKWY | COPPELL | TX | 75019 | Dallas | CN600480826 | RN100795160 | grease containers – settling basin. | Withdrawn/Returned | 2017-05-31 | 1089432 | 100
20598 | T3 | HOLCIM TEXAS LIMITED PARTNERSHIP | HOLCIM TEXAS | 1800 DOVE LN | MIDLOTHIAN | TX | 76065 | Ellis | CN601231459 | RN100219286 | baghouses, scrubbers, mist eliminators | The following property is used 100% for pollution control and is installed to meet or exceed federal or state regulations: repairs and additions to Line 1 Main Baghouse consisting of upgraded exhaust fan, upgrades to ductwork including expansion joints and assorted other repairs; repairs to the Line 1 Scrubber vessel and replacement of the associate mist eliminators; repairs to the Line 2 Main Baghouse including repairing the fan transformer and replacement of baghouse bags; and repairs to the Line 2 Scrubber including replacement of piping, a new recirculation pump, new mist eliminators, and replacement of the bypass ductwork. | 2017-08-16 | 2776273 | 100
20599 | T3 | FREEPORT LNG DEVELOPMENT LP | FREEPORT LNG LIQUEFACTION PLANT | 1500 LAMAR ST | QUINTANA | TX | 77541 | Brazoria | CN601720345 | RN103196689 | mixed refrigerants liquid-vapor recovery system | The following property is used 100% for pollution control and is installed to meet or exceed federal or state regulations: mixed refrigerants liquid-vapor recovery system consisting of common collection header and piping (4” and 6” nominal diameter stainless steel) and LNG transfer drum modification (ID #11V-33). | 2018-04-18 | 5315733 | 100
20600 | T1 | THE LUBRIZOL CORPORATION | LUBRIZOL DEER PARK | 41 TIDAL RD | DEER PARK | TX | 77536 | Harris | CN600269617 | RN100221589 | vent line piping used to route loading emissions from the loading area to scrubbers S-36 and S-61. | The following property is used 100% for pollution control and is installed to meet or exceed federal or state regulations: vent line piping used to route loading emissions from the loading area to scrubbers S-36 and S-61. | 2017-08-24 | 211977 | 100
20601 | T1 | THE LUBRIZOL CORPORATION | LUBRIZOL DEER PARK | 41 TIDAL RD | DEER PARK | TX | 77536 | Harris | CN600269617 | RN100221589 | Vent line piping used to route Unit 121 VOC emissions to flare 15. | The following property is used 100% for pollution control and is installed to meet or exceed federal or state regulations: vent line piping used to route Unit 121 VOC emissions to flare 15. | 2017-08-24 | 63869.82 | 100
20602 | T1 | THE LUBRIZOL CORPORATION | LUBRIZOL DEER PARK | 41 TIDAL RD | DEER PARK | TX | 77536 | Harris | CN600269617 | RN100221589 | piping that vents waste gases from Reactor J-20 to fume incinerator SC-FI-10. | Withdrawn/Returned | 2017-06-16 | 28363.75 | 100
20603 | T1 | CEMEX CONSTRUCTION MATERIALS SOUTH LLC | BALCONES CEMENT PLANT | 2580 WALD RD | NEW BRAUNFELS | TX | 78132 | Comal | CN603403973 | RN102605375 | Emissions monitoring systems for No 1 & 2 Kilns including a continuous parameter monitoring system, a continuous emissions monitoring system, and a sorbent trap monitoring system. | The following property is used 100% for pollution control and is installed to meet or exceed federal or state regulations: Emissions monitoring systems for No 1 & 2 Kilns including a continuous parameter monitoring system, a continuous emissions monitoring system, and a sorbent trap monitoring system. | 2017-06-22 | 3000000 | 100
20604 | T1 | CEMEX CONSTRUCTION MATERIALS SOUTH LLC | BALCONES CEMENT PLANT | 2580 WALD RD | NEW BRAUNFELS | TX | 78132 | Comal | CN603403973 | RN102605375 | Sorbent injection system for No. 1 & No. 2 Kilns. | The following property is used 100% for pollution control and is installed to meet or exceed federal or state regulations: Sorbent injection system for No. 1 & No. 2 Kilns. | 2017-06-22 | 750000 | 100
20605 | T1 | FREEPORT LNG DEVELOPMENT LP | FREEPORT LNG LIQUEFACTION PLANT | 1500 LAMAR ST | QUINTANA | TX | 77541 | Brazoria | CN601083124 | RN103196689 | the incremental difference in cost between double-walled tanks and comparable single-walled tanks for the following diesel fuel storage tanks: Diesel Firewater Tank 1 (LFWPT-1), Diesel Firewater Tank 2 (LFWPT-2), Diesel Firewater Tank 3 (LFWPT-3), Emergency Generator Tank 4 (LEGT-4), Emergency Generator Tank 5 (LEGT-5), Emergency Generator Tank 6 (LEGT-6), and Backup Air Compressor Tank 1 (LEACT-1). | The following property is used 100% for pollution control and is installed to meet or exceed federal or state regulations: the incremental difference in cost between double-walled tanks and comparable single-walled tanks for the following diesel fuel storage tanks: Diesel Firewater Tank 1 (LFWPT-1), Diesel Firewater Tank 2 (LFWPT-2), Diesel Firewater Tank 3 (LFWPT-3), Emergency Generator Tank 4 (LEGT-4), Emergency Generator Tank 5 (LEGT-5), Emergency Generator Tank 6 (LEGT-6), and Backup Air Compressor Tank 1 (LEACT-1). | 2017-06-16 | 167756 | 100
20606 | T1 | INTERNATIONAL PAPER COMPANY | INTERNATIONAL PAPER ORANGE MILL | 1750 INLAND RD | ORANGE | TX | 77632 | Orange | CN601047830 | RN100214428 | The incremental cost difference for low NOx burners versus similar burners without NOx controls on the Bark Boiler. | The following property is used 100% for pollution control and is installed to meet or exceed federal or state regulations: The incremental cost difference for low NOx burners versus similar burners without NOx controls on the Bark Boiler. | 2017-06-15 | 626000 | 100
20607 | T1 | INTERNATIONAL PAPER COMPANY | TEXARKANA MILL | 9978 FM ROAD 3129 | QUEEN CITY | TX | 75572 | Cass | CN601047830 | RN100543115 | The incremental cost difference for low NOx burners versus similar burners without NOx controls on the No. 2 Power Boiler. | The following property is used 100% for pollution control and is installed to meet or exceed federal or state regulations: The incremental cost difference for low NOx burners versus similar burners without NOx controls on the No. 2 Power Boiler. | 2017-06-22 | 1554000 | 100
20608 | T1 | THE LUBRIZOL CORPORATION | LUBRIZOL DEER PARK | 41 TIDAL RD | DEER PARK | TX | 77536 | Harris | CN600269617 | RN100221589 | piping installed from MMB Unit to control devices FI-03 and FL-MMB. | Withdrawn/Returned | 2017-06-21 | 50573.08 | 100
20609 | T1 | THE LUBRIZOL CORPORATION | LUBRIZOL DEER PARK | 41 TIDAL RD | DEER PARK | TX | 77536 | Harris | CN600269617 | RN100221589 | bi-directional flame arrestor for Flare 15 in 121 Unit. | The following property is used 100% for pollution control and is installed to meet or exceed federal or state regulations: bi-directional flame arrestor for Flare 15 in 121 Unit. | 2017-08-24 | 10536.42 | 100
20610 | T1 | THE LUBRIZOL CORPORATION | LUBRIZOL DEER PARK | 41 TIDAL RD | DEER PARK | TX | 77536 | Harris | CN600269617 | RN100221589 | Rebuild of combustion equipment (internal combustion engine) attached to vacuum truck and used to control VOC emissions during vacuum truck loading operations. | The following property is used 100% for pollution control and is installed to meet or exceed federal or state regulations: rebuild of combustion equipment (internal combustion engine) attached to vacuum truck and used to control VOC emissions during vacuum truck loading operations. | 2017-08-24 | 30844.99 | 100
20611 | T1 | INTERNATIONAL PAPER COMPANY | TEXARKANA MILL | 9978 FM ROAD 3129 | QUEEN CITY | TX | 75572 | Cass | CN601047830 | RN100543115 | The incremental cost difference for low NOx burners versus similar burners without NOx controls on the No. 1 Lime Kiln. | The following property is used 100% for pollution control and is installed to meet or exceed federal or state regulations: The incremental cost difference for low NOx burners versus similar burners without NOx controls on the No. 1 Lime Kiln. | 2017-06-22 | 253000 | 100
20612 | T1 | THE LUBRIZOL CORPORATION | LUBRIZOL DEER PARK | 41 TIDAL RD | DEER PARK | TX | 77536 | Harris | CN600269617 | RN100221589 | flame arrestor for flare POLY-FL-1. | The following property is used 100% for pollution control and is installed to meet or exceed federal or state regulations: flame arrestor for flare POLY-FL-1. | 2017-08-24 | 255419.56 | 100
20613 | T1 | THE LUBRIZOL CORPORATION | LUBRIZOL DEER PARK | 41 TIDAL RD | DEER PARK | TX | 77536 | Harris | CN600269617 | RN100221589 | Four continuous video monitoring cameras were installed to monitor for particulate emissions from the Main Manufacturing Building flare (1 camera) and the North (HV-1) and South (HV-2) Lime Silos (3 cameras). | The following property is used 100% for pollution control and is installed to meet or exceed federal or state regulations: four continuous video monitoring cameras were installed to monitor for particulate emissions from the Main Manufacturing Building flare (1 camera) and the North (HV-1) and South (HV-2) Lime Silos (3 cameras). | 2017-08-24 | 152046 | 100
20614 | T1 | THE LUBRIZOL CORPORATION | LUBRIZOL DEER PARK | 41 TIDAL RD | DEER PARK | TX | 77536 | Harris | CN600269617 | RN100221589 | Continuous video monitoring camera installed at the Main Manufacturing Building tank car unloading spots for use in monitoring for VOC emissions. | The following property is used 100% for pollution control and is installed to meet or exceed federal or state regulations: continuous video monitoring camera installed at the Main Manufacturing Building tank car unloading spots for use in monitoring for VOC emissions. | 2017-08-24 | 39623.39 | 100
20615 | T1 | THE LUBRIZOL CORPORATION | LUBRIZOL DEER PARK | 41 TIDAL RD | DEER PARK | TX | 77536 | Harris | CN600269617 | RN100221589 | Vacuum pumps and piping used to collect and transport VOC emissions from H-50, H-52, H-53, H-54, H-57, H-60, H-62, H-64, H-68, H-74, and H-83 to incinerator FI-01 and flare FL-177. | The following property is used 100% for pollution control and is installed to meet or exceed federal or state regulations: vacuum pumps and piping used to collect and transport VOC emissions from H-50, H-52, H-53, H-54, H-57, H-60, H-62, H-64, H-68, H-74, and H-83 to incinerator FI-01 and flare FL-177. | 2017-08-24 | 382049.94 | 100
20616 | T1 | EASTMAN CHEMICAL TEXAS CITY INC | EASTMAN CHEMICAL TEXAS CITY | 201 BAY ST S | Texas City | TX | 77590 | Galveston | CN600126288 | RN100212620 | scrubber 5K501-4 located on acetic acid storage tank. | The following property is used 100% for pollution control and is installed to meet or exceed federal or state regulations: scrubber 50K501-4 located on acetic acid storage tank. | 2018-01-22 | 233000 | 100
20617 | T1 | FREEPORT LNG DEVELOPMENT LP | FREEPORT LNG PRETREATMENT FACILITY | 2363 CR 690 APPROXIMATELY 0.25 MI NORTH OF THE INTERSECTION OF CR 690 AND CR 891 | Freeport | TX | 77541 | Brazoria | CN601720345 | RN106481500 | the incremental difference in cost between double-walled tanks and comparable single-walled tanks for the following diesel fuel storage tanks: Emergency Fire Water Pump Tank 1 (PTFFWPT-1); Emergency Generator Tanks 1, 2, 3, 4, and 5 (PTFEGT-1, -2, -3, -4, and -5); and Emergency Air Compressor Tank 1 (PTFEACT-1). | The following property is used 100% for pollution control and is installed to meet or exceed federal or state regulations: the incremental difference in cost between double-walled tanks and comparable single-walled tanks for the following diesel fuel storage tanks: Emergency Fire Water Pump Tank 1 (PTFFWPT-1); Emergency Generator Tanks 1, 2, 3, 4, and 5 (PTFEGT-1, -2, -3, -4, and -5); and Emergency Air Compressor Tank 1 (PTFEACT-1). | 2017-07-18 | 191179 | 100
20618 | T1 | AIR TRACTOR INC | AIR TRACTOR | 1584 AIRPORT RD | OLNEY | TX | 76374 | Young | CN600713937 | RN101290682 | non-chrome corrosion inhibitive e-coat surface coating system. | Returned for failure to respond to a deficiency letter. | 2017-07-17 | 0 | 100
20619 | T1 | FREEPORT LNG DEVELOPMENT LP | FREEPORT LNG PRETREATMENT FACILITY | 2363 COUNTY RD 690 | OYSTER CREEK | TX | 77541 | Brazoria | CN601720345 | RN106481500 | Intelligent Pipeline Inspection Gauge (PIG) Launcher/Receiver/Leak Detector. | The following property is used 100% for pollution control and is installed to meet or exceed federal or state regulations: Intelligent Pipeline Inspection Gauge (PIG) Launcher/Receiver/Leak Detector. | 2017-07-25 | 8185488 | 100
20620 | T1 | FREEPORT LNG DEVELOPMENT LP | FREEPORT LNG PRETREATMENT FACILITY | 2363 COUNTY RD 690 | OYSTER CREEK | TX | 77541 | Brazoria | CN601720345 | RN106481500 | Ductwork and blowers for the flue gas recirculation system on heaters 65B-81A through 65B-81E. | The following property is used 100% for pollution control and is installed to meet or exceed federal or state regulations: Ductwork and blowers for the flue gas recirculation system on heaters 65B-81A through 65B-81E. | 2017-07-25 | 1017114 | 100
20621 | T1 | FREEPORT LNG DEVELOPMENT LP | FREEPORT LNG PRETREATMENT FACILITY | 2363 COUNTY RD 690 | OYSTER CREEK | TX | 77541 | Brazoria | CN601720345 | RN106481500 | The incremental cost difference for low NOx burners versus similar burners without NOx controls on Units 65B-81A, 65B-81B, 65B-81C, 65B-81D, 65B-81E, and 65 GTG-80. | The following property is used 100% for pollution control and is installed to meet or exceed federal or state regulations: The incremental cost difference for low NOx burners versus similar burners without NOx controls on Units 65B-81A, 65B-81B, 65B-81C, 65B-81D, 65B-81E, and 65 GTG-80. | 2017-07-25 | 1922353 | 100
20622 | T1 | PALMER FEED AND SUPPLY INC | PALMER FEED AND SUPPLY IN | 316 MARTIN LUTHER KING BLVD | San Angelo | TX | 76903 | Tom Green | CN601083124 | RN101973790 | two cyclone dust control systems. | The following property is used 100% for pollution control and is installed to meet or exceed federal or state regulations: two cyclone dust control systems. | 2017-09-26 | 283478 | 100
20623 | T1 | FREEPORT LNG DEVELOPMENT LP | FREEPORT LNG LIQUEFACTION PLANT | 1500 LAMAR ST | QUINTANA | TX | 77541 | Brazoria | CN601083124 | RN103196689 | Intelligent Pipeline Inspection Gauge (PIG) Launcher/Receiver/Leak Detector. | The following property is used 100% for pollution control and is installed to meet or exceed federal or state regulations: Intelligent Pipeline Inspection Gauge (PIG) Launcher/Receiver/Leak Detector. | 2017-08-17 | 1987704 | 100
20624 | T1 | INTERNATIONAL PAPER COMPANY | INTERNATIONAL PAPER ORANGE MILL | 1750 INLAND RD | ORANGE | TX | 77632 | Orange | CN601047830 | RN100214428 | Bark boiler environmental improvements: dust collection system, scrubber system, selective non-catalytic reduction system, over-fire air system, exhaust fans, and solid waste disposal system. | The following property is used 100% for pollution control and is installed to meet or exceed federal or state regulations: Bark boiler environmental improvements: dust collection system, scrubber system, selective non-catalytic reduction system, over-fire air system, exhaust fans, and solid waste disposal system. | 2017-08-18 | 5957000 | 100
20625 | T1 | FREEPORT LNG EXPANSION LP | FREEPORT LNG CONDENSATE STORAGE & TRUCKING FACILITY | 1914 FM 523 RD | OYSTER CREEK | TX | 77541 | Brazoria | CN601720345 | RN109619403 | Storage and Trucking Facility thermal oxidizer (102B-04) system including knockout drum (102V-04), pump (102P-04), composite analyzer (102AI-7005), ultrasonic flow measurement (102FI-7102), combustion air blower (102B-04-K2), quench air blower (102B-04-K01), and associated controls and components. | The following property is used 100% for pollution control and is installed to meet or exceed federal or state regulations: Storage and Trucking Facility thermal oxidizer (102B-04) system including knockout drum (102V-04), pump (102P-04), composite analyzer (102AI-7005), ultrasonic flow measurement (102FI-7102), combustion air blower (102B-04-K2), quench air blower (102B-04-K01), and associated controls and components. | 2017-11-01 | 2773921 | 100
20626 | T1 | FREEPORT LNG DEVELOPMENT LP | FREEPORT LNG PRETREATMENT FACILITY | 2363 COUNTY RD 690 | OYSTER CREEK | TX | 77541 | Brazoria | CN601720345 | RN106481500 | Six continuous Emission Monitoring Systems (CEMS) installed at each of the five heating medium heaters exhaust stacks and one at the gas turbine waste heat recovery unit exhaust stack. | The following property is used 100% for pollution control and is installed to meet or exceed federal or state regulations: Six continuous Emission Monitoring Systems (CEMS) installed at each of the five heating medium heaters exhaust stacks and one at the gas turbine waste heat recovery unit exhaust stack. | 2017-08-30 | 2907375 | 100
20627 | T1 | LE NORMAN OPERATING LLC | BRITT RANCH UNIT 3701W SWD FACILITY | 467 FNL & 467 FWL SEC 37 BLK A-3 H&GN RR CO | ALLISON | TX | 79003 | Wheeler | CN604160887 | RN109932004 | Britt Ranch Unit #3701W non-commercial saltwater disposal facility consisting of tanks, injection pumps, flowlines, electrical system, truck discharge station, secondary containment, pump building, meters, and piping, fittings, and valves to control water flow and contain saltwater. | The following property is used 100% for pollution control and is installed to meet or exceed federal or state regulations: Britt Ranch Unit #3701W non-commercial saltwater disposal facility consisting of tanks, injection pumps, flowlines, electrical system, truck discharge station, secondary containment, pump building, meters, and piping, fittings, and valves to control water flow and contain saltwater. | 2017-11-21 | 1100000 | 100
20628 | T1 | ALLSUP PETROLEUM INC | ALLSUPS 353 | 514 N MAIN ST | SAN ANGELO | TX | 76903 | Tom Green | CN601099260 | RN102439445 | Overfill alarms, tank top sumps, automatic tank gauging probes and control console monitors, secondary containment monitoring equipment to monitor interstitial space in double-walled tanks or double-walled pipes for leaks, automatic line leak detectors, the incremental difference in cost between double-walled tanks and single-walled tanks, and the incremental difference in cost between double-walled pipes and single-walled pipes. | The following property is used 100% for pollution control and is installed to meet or exceed federal or state regulations: Overfill alarms, tank top sumps, automatic tank gauging probes and control console monitors, secondary containment monitoring equipment to monitor interstitial space in double-walled tanks or double-walled pipes for leaks, automatic line leak detectors, the incremental difference in cost between double-walled tanks and single-walled tanks, and the incremental difference in cost between double-walled pipes and single-walled pipes. | 2017-09-07 | 122404.4 | 100
20629 | T1 | ALLSUP PETROLEUM INC | ALLSUPS 266 | 708 S CEDAR ST | PECOS | TX | 79772 | Reeves | CN601099260 | RN102032307 | Overfill alarms, tank top sumps, automatic tank gauging probes and control console monitors, secondary containment monitoring equipment to monitor interstitial space in double-walled tanks or double-walled pipes for leaks, automatic line leak detectors, the incremental difference in cost between double-walled tanks and single-walled tanks, and the incremental difference in cost between double-walled pipes and single-walled pipes. | The following property is used 100% for pollution control and is installed to meet or exceed federal or state regulations: Overfill alarms, tank top sumps, automatic tank gauging probes and control console monitors, secondary containment monitoring equipment to monitor interstitial space in double-walled tanks or double-walled pipes for leaks, automatic line leak detectors, the incremental difference in cost between double-walled tanks and single-walled tanks, and the incremental difference in cost between double-walled pipes and single-walled pipes. | 2017-09-07 | 88881.26 | 100
20630 | T1 | ALLSUP PETROLEUM INC | ALLSUPS 188 | 414 S 1ST ST | BROWNFIELD | TX | 79316 | Wise | CN601099260 | RN102031671 | Overfill alarms, tank top sumps, automatic tank gauging probes and control console monitors, secondary containment monitoring equipment to monitor interstitial space in double-walled tanks or double-walled pipes for leaks, automatic line leak detectors, the incremental difference in cost between double-walled tanks and single-walled tanks, and the incremental difference in cost between double-walled pipes and single-walled pipes. | The following property is used 100% for pollution control and is installed to meet or exceed federal or state regulations: Overfill alarms, tank top sumps, automatic tank gauging probes and control console monitors, secondary containment monitoring equipment to monitor interstitial space in double-walled tanks or double-walled pipes for leaks, automatic line leak detectors, the incremental difference in cost between double-walled tanks and single-walled tanks, and the incremental difference in cost between double-walled pipes and single-walled pipes. | 2017-09-13 | 77505.23 | 100
20631 | T1 | FREEPORT LNG EXPANSION LP | FREEPORT LNG STORAGE & TRUCKING FACILITY | 1914 FM 523 RD | OYSTER CREEK | TX | 77541 | Brazoria | CN605153782 | RN109222695 | Intelligent pipeline inspection gauge launcher and receiver. | The following property is used 100% for pollution control and is installed to meet or exceed federal or state regulations: intelligent pipeline inspection gauge launcher and receiver. | 2017-09-12 | 1235544 | 100
20632 | T1 | ALLSUP PETROLEUM INC | ALLSUPS 225 | 1411 W US HIGHWAY 60 | FRIONA | TX | 79035 | Parmer | CN601099260 | RN102043486 | Overfill alarms, tank top sumps, automatic tank gauging probes and control console monitors, secondary containment monitoring equipment to monitor interstitial space in double-walled tanks or double-walled pipes for leaks, automatic line leak detectors, the incremental difference in cost between double-walled tanks and single-walled tanks, and the incremental difference in cost between double-walled pipes and single-walled pipes. | The following property is used 100% for pollution control and is installed to meet or exceed federal or state regulations: Overfill alarms, tank top sumps, automatic tank gauging probes and control console monitors, secondary containment monitoring equipment to monitor interstitial space in double-walled tanks or double-walled pipes for leaks, automatic line leak detectors, the incremental difference in cost between double-walled tanks and single-walled tanks, and the incremental difference in cost between double-walled pipes and single-walled pipes. | 2017-09-13 | 59414.12 | 100
20633 | T1 | FREEPORT LNG EXPANSION LP | FREEPORT LNG STORAGE & TRUCKING FACILITY | 1914 FM 523 RD | OYSTER CREEK | TX | 77541 | Brazoria | CN605153782 | RN109222695 | Storage and Trucking Facility flare system including flare stack (102Z-02), knockout drum (102V-03), pumps (102P-03A and 102P-03B), heating value analyzers (102AI-7010A/B), ultrasonic flow measurement (102FI-7003), air blowers (102Z-02-K1/K2/K3), and typical system controls and components including pilots and ignition systems. | The following property is used 100% for pollution control and is installed to meet or exceed federal or state regulations: Storage and Trucking Facility flare system including flare stack (102Z-02), knockout drum (102V-03), pumps (102P-03A and 102P-03B), heating value analyzers (102AI-7010A/B), ultrasonic flow measurement (102FI-7003), air blowers (102Z-02-K1/K2/K3), and typical system controls and components including pilots and ignition systems. | 2017-11-01 | 3394935 | 100
20634 | T1 | FREEPORT LNG EXPANSION LP | FREEPORT LNG STORAGE & TRUCKING FACILITY | 1914 FM 523 RD | OYSTER CREEK | TX | 77541 | Brazoria | CN605153782 | RN109222695 | the incremental difference in cost between double-walled tanks and comparable single-walled tanks for the following diesel fuel storage tanks: Emergency Generator Tank (STF-EG08TK) and Emergency Fire Water Pump Tanks (STF-FWP09TK and STF-FWP10TK). | The following property is used 100% for pollution control and is installed to meet or exceed federal or state regulations: the incremental difference in cost between double-walled tanks and comparable single-walled tanks for the following diesel fuel storage tanks: Emergency Generator Tank (STF-EG08TK) and Emergency Fire Water Pump Tanks (STF-FWP09TK and STF-FWP10TK). | 2017-09-12 | 60807 | 100
20635 | T1 | ALLSUP PETROLEUM INC | ALLSUPS 16 | 602 S MAIN ST | Morton | TX | 79346 | Cochran | CN601099260 | RN102024965 | Overfill alarms, tank top sumps, automatic tank gauging probes and control console monitors, secondary containment monitoring equipment to monitor interstitial space in double-walled tanks or double-walled pipes for leaks, automatic line leak detectors, the incremental difference in cost between double-walled tanks and single-walled tanks, and the incremental difference in cost between double-walled pipes and single-walled pipes. | The following property is used 100% for pollution control and is installed to meet or exceed federal or state regulations: Overfill alarms, tank top sumps, automatic tank gauging probes and control console monitors, secondary containment monitoring equipment to monitor interstitial space in double-walled tanks or double-walled pipes for leaks, automatic line leak detectors, the incremental difference in cost between double-walled tanks and single-walled tanks, and the incremental difference in cost between double-walled pipes and single-walled pipes. | 2017-09-13 | 88227.39 | 100
20636 | T1 | 5 STAR OFS LLC | KERLICK SALTWATER DISPOSAL FACILITY | 20261 STATE HWY 80 | GILLETT | TX | 78116 | Karnes | CN605366954 | RN106947872 | Spill control and containment structures and equipment consisting of: a sloped concrete basin equipped with a collection drain and sump used to collect oil and gas waste during unloading of tanker trucks and transferring of waste to a gun barrel separator tank; a 36” concrete berm with collection drain and sump around one 1,000 BBL fiberglass gun barrel separator tank, four 400 BBL steel storage tanks, nine 750 BBL fiberglass storage tanks, one 1,000 BBL fiberglass wastewater storage tank, one 500 BBL steel rectangular hydrogen sulfide treatment tank, five 300 gallon polyethylene chemical storage tanks; a concrete berm around the pumps used to transfer separated salt water from the gun barrel separator tank to the wastewater storage tanks; and a concrete berm around the pump used to transfer salt water from wastewater storage tanks to the facility’s disposal well. Waste storage tanks: nine 750 BBL fiberglass storage tanks and one 1,000 BBL fiberglass storage tanks. Waste treatment tank: one 500 BBL steel rectangular hydrogen sulfide treatment tank. Spill control-level gauges for: one 1,000 BBL fiberglass gun barrel separator tank, one 500 BBL steel rectangular hydrogen sulfide treatment tank, four 400 BBL steel storage tanks, nine 750 BBL fiberglass storage tanks, and one 1,000 BBL fiberglass storage tanks. | The following property is used 100% for pollution control and is installed to meet or exceed federal or state regulations: Spill control and containment structures and equipment consisting of: a sloped concrete basin equipped with a collection drain and sump used to collect oil and gas waste during unloading of tanker trucks and transferring of waste to a gun barrel separator tank; a 36” concrete berm with collection drain and sump around one 1,000 BBL fiberglass gun barrel separator tank, four 400 BBL steel storage tanks, nine 750 BBL fiberglass storage tanks, one 1,000 BBL fiberglass wastewater storage tank, one 500 BBL steel rectangular hydrogen sulfide treatment tank, five 300 gallon polyethylene chemical storage tanks; a concrete berm around the pumps used to transfer separated salt water from the gun barrel separator tank to the wastewater storage tanks; and a concrete berm around the pump used to transfer salt water from wastewater storage tanks to the facility’s disposal well. Waste storage tanks: nine 750 BBL fiberglass storage tanks and one 1,000 BBL fiberglass storage tanks. Waste treatment tank: one 500 BBL steel rectangular hydrogen sulfide treatment tank. Spill control-level gauges for: one 1,000 BBL fiberglass gun barrel separator tank, one 500 BBL steel rectangular hydrogen sulfide treatment tank, four 400 BBL steel storage tanks, nine 750 BBL fiberglass storage tanks, and one 1,000 BBL fiberglass storage tanks. | 2017-09-15 | 1307000 | 100
20637 | T1 | FREEPORT LNG DEVELOPMENT LP | FREEPORT LNG PRETREATMENT FACILITY | 2363 CR 690 | OYSTER CREEK | TX | 77541 | Brazoria | CN601720345 | RN106481500 | Aerobic septic wastewater treatment system. | The following property is used 100% for pollution control and is installed to meet or exceed federal or state regulations: aerobic septic wastewater treatment system. | 2017-09-18 | 265702 | 100
20638 | T1 | FREEPORT LNG DEVELOPMENT LP | FREEPORT LNG PRETREATMENT FACILITY | 2363 CR 690 | OYSTER CREEK | TX | 77541 | Brazoria | CN601720345 | RN106481500 | The incremental cost difference between the stack heights required for production purposes and the stack heights required for pollution control purposes for the stacks for each of the five heating medium heaters and one at the gas turbine generator. | The following property is used 100% for pollution control and is installed to meet or exceed federal or state regulations: The incremental cost difference between the stack heights required for production purposes and the stack heights required for pollution control purposes for the stacks for each of the five heating medium heaters and one at the gas turbine generator. | 2017-10-03 | 2212084 | 100
20639 | T1 | NOLTEX LLC | NOLTEX EVOH COPOLYMER FACILITY | 12220 STRANG RD | LA PORTE | TX | 77571 | Harris | CN604039271 | RN101049518 | thermal oxidizer with emission point number EPN TOX and flare with emission point number EPN VS-67. | The following property is used 100% for pollution control and is installed to meet or exceed federal or state regulations: thermal oxidizer with emission point number EPN TOX and flare with emission point number EPN VS-67. | 2017-09-29 | 4215598 | 100
20640 | T1 | FREEPORT LNG EXPANSION LP | FREEPORT CONDENSATE STORAGE & TRUCK LOADING FACILITY | 1914 FM 523 RD | OYSTER CREEK | TX | 77541 | Brazoria | CN605153782 | RN109222695 | Equipment installed to allow the emergency generator engine to meet Tier 4 engine exhaust requirements including the ADEM A4 Engine Controller composed of the controller, control software, sensors, actuators, fuel injectors, and interface to generator system; Cat Clean Emissions Module (CEM) consisting of diesel oxidation catalyst, selective catalytic reduction technology, and ammonia oxidation; and the Dosing Cabinet for the Cat CEM. | The following property is used 100% for pollution control and is installed to meet or exceed federal or state regulations: equipment installed to allow the emergency generator engine to meet Tier 4 engine exhaust requirements including the ADEM A4 Engine Controller composed of the controller, control software, sensors, actuators, fuel injectors, and interface to generator system; Cat Clean Emissions Module (CEM) consisting of diesel oxidation catalyst, selective catalytic reduction technology, and ammonia oxidation; and the Dosing Cabinet for the Cat CEM. | 2017-10-06 | 1037380 | 100
20641 | T1 | FREEPORT LNG DEVELOPMENT LP | FREEPORT LNG LIQUEFACTION PLANT | 1500 LAMAR ST | QUINTANA | TX | 77541 | Brazoria | CN601720345 | RN103196689 | interconnection piping and appurtenant valves were installed to connect the defrost gas system to the nitrogen supply system. | The following property is used 100% for pollution control and is installed to meet or exceed federal or state regulations: interconnection piping and appurtenant valves were installed to connect the defrost gas system to the nitrogen supply system. | 2018-03-22 | 238393 | 100
20642 | T1 | DCP SAND HILLS PIPELINE LLC | SAND HILLS PIPELINE SEGMENT IN GAINES COUNTY | 8 MILES OF 12 INCH DIAMETER PIPE TRANSPORTING NGLS | SEMINOLE | TX |  | Gaines | CN604514109 | RN110005246 | Automatic shut-off valve at 32°31’28.02”N and 102°58’48.29”W. | The following property is used 100% for pollution control and is installed to meet or exceed federal or state regulations: automatic shut-off valve at 32°31’28.02”N and 102°58’48.29”W. | 2017-11-15 | 319510 | 100
20643 | T1 | DCP SAND HILLS PIPELINE LLC | SAND HILLS PIPELINE SEGMENTS IN LOVING COUNTY | 28.82 MILES OF 12 INCH DIAMETER PIPE TRANSPORTING NGLS | MENTONE | TX |  | Loving | CN604514109 | RN110005758 | Four automatic shut-off valves at 31°48’13.07”N and 103°50’18.24”W, 31°47’27.82”N and 103°37’39.66”W, 31°47’8.34”N and 103°31’11.61”W, and 31°47’7.08”N and 103°20’59.91”W. | The following property is used 100% for pollution control and is installed to meet or exceed federal or state regulations: four automatic shut-off valves at 31°48’13.07”N and 103°50’18.24”W, 31°47’27.82”N and 103°37’39.66”W, 31°47’8.34”N and 103°31’11.61”W, and 31°47’7.08”N and 103°20’59.91”W. | 2017-11-15 | 341018 | 100
20644 | T1 | DCP SAND HILLS PIPELINE LLC | SAND HILLS PIPELINE SEGMENTS IN CULBERSON COUNTY | 12.35 MILES OF 10 INCH DIAMETER PIPE TRANSPORTING NGLS | VAN HORN | TX |  | Culberson | CN604514109 | RN110005832 | Automatic shut-off valve at 31°48’39.50”N and 104°4’18.51”W. | The following property is used 100% for pollution control and is installed to meet or exceed federal or state regulations: automatic shut-off valve at 31°48’39.50”N and 104°4’18.51”W. | 2017-11-15 | 185081 | 100
20645 | T2 | DCP SAND HILLS PIPELINE LLC | SAND HILLS PIPELINE SEGMENTS IN FRIO COUNTY | 10.8 MILES OF 8 INCH DIAMETER PIPE TRANSPORTING NGLS | PEARSALL | TX |  | Frio | CN604514109 | RN110005907 | nondestructive pipeline testing expenditures – radiography. | The following property is used 100% for pollution control and is installed to meet or exceed federal or state regulations: nondestructive pipeline testing expenditures – radiography. | 2017-11-15 | 114720 | 100
20646 | T1 | DCP SAND HILLS PIPELINE LLC | SAND HILLS PIPELINE SEGMENTS IN ECTOR COUNTY | 19.47 MILES OF 12 INCH DIAMETER PIPE TRANSPORTING NGLS | ODESSA | TX |  | Ector | CN604514109 | RN110005956 | Automatic shut-off valve at 31°56’8.66”N and 102°39’47.03”W. | The following property is used 100% for pollution control and is installed to meet or exceed federal or state regulations: automatic shut-off valve at 31°56’8.66”N and 102°39’47.03”W. | 2017-11-15 | 85255 | 100
20647 | T2 | DCP SAND HILLS PIPELINE LLC | SAND HILLS PIPELINE SEGMENTS IN LA SALLE COUNTY | 18.74 MILES OF 8 INCH PIPE TRANSPORTING NGLS | COTULLA | TX |  | La Salle | CN604514109 | RN110005998 | nondestructive pipeline testing expenditures – radiography. | The following property is used 100% for pollution control and is installed to meet or exceed federal or state regulations: nondestructive pipeline testing expenditures – radiography. | 2017-11-15 | 198969 | 100
20648 | T2 | DCP SAND HILLS PIPELINE LLC | SAND HILLS PIPELINE SEGMENTS IN REEVES COUNTY | 5.9 MI OF 10 INCH AND 9.4 MI OF 12 INCH DIAMETER PIPE TRANSPORTING NGLS | PECOS | TX |  | Reeves | CN604514109 | RN110006053 | nondestructive pipeline testing expenditures – radiography. | The following property is used 100% for pollution control and is installed to meet or exceed federal or state regulations: nondestructive pipeline testing expenditures – radiography. | 2017-10-31 | 257097 | 100
20649 | T1 | DCP SAND HILLS PIPELINE LLC | SAND HILLS PIPELINE SEGMENTS IN WINKLER COUNTY | 32.78 MILES OF 12 INCH DIAMETER PIPE TRANSPORTING NGLS | KERMIT | TX |  | WINKLER | CN604514109 | RN110006087 | Two automatic shut-off valves at 31°48’32.79”N and 103°3’45.19”W and 31°48’24.05”N and 102°53’53.47”W. | The following property is used 100% for pollution control and is installed to meet or exceed federal or state regulations: two automatic shut-off valves at 31°48’32.79”N and 103°3’45.19”W and 31°48’24.05”N and 102°53’53.47”W. | 2017-11-15 | 170509 | 100
20650 | T2 | DCP SAND HILLS PIPELINE LLC | SAND HILLS PIPELINE SEGMENTS IN MIDLAND COUNTY | 15.63 MILES OF 16 INCH DIAMETER PIPE TRANSPORTING NGLS | MIDLAND | TX |  | MIDLAND | CN604514109 | RN110006160 | non-destructive pipeline testing expenditures. | The following property is used 100% for pollution control and is installed to meet or exceed federal or state regulations: non-destructive pipeline testing expenditures. | 2017-10-31 | 382840 | 100
20651 | T2 | DCP SAND HILLS PIPELINE LLC | SAND HILLS PIPELINE SEGMENTS IN UPTON COUNTY | 9.967 MILES OF 16 INCH DIAMETER PIPE TRANSPORTING NGLS | RANKIN | TX |  | UPTON | CN604514109 | RN110006210 | non-destructive pipeline testing expenditures. | The following property is used 100% for pollution control and is installed to meet or exceed federal or state regulations: non-destructive pipeline testing expenditures. | 2017-10-31 | 244100 | 100
20652 | T1 | DCP SAND HILLS PIPELINE LLC | SAND HILLS PIPELINE SEGMENTS IN MIDLAND COUNTY | 15.63 MILES OF 16 INCH DIAMETER PIPE TRANSPORTING NGLS | MIDLAND | TX |  | MIDLAND | CN604514109 | RN110006160 | Cathodic protection; fusion-bonded epoxy (FBE) on the pipe surface; adhesive for top coat; and top coat consisting of polyethylene or polypropylene. | The following property is used 100% for pollution control and is installed to meet or exceed federal or state regulations: Cathodic protection; fusion-bonded epoxy (FBE) on the pipe surface; adhesive for top coat; and top coat consisting of polyethylene or polypropylene. | 2017-10-30 | 473987 | 100
20653 | T1 | DCP SAND HILLS PIPELINE LLC | SAND HILLS PIPELINE SEGMENTS IN UPTON COUNTY | 9.967 MILES OF 16 INCH DIAMETER PIPE TRANSPORTING NGLS | RANKIN | TX |  | UPTON | CN604514109 | RN110006210 | Cathodic protection; fusion-bonded epoxy (FBE) on the pipe surface; adhesive for top coat; and top coat consisting of polyethylene or polypropylene. | The following property is used 100% for pollution control and is installed to meet or exceed federal or state regulations: Cathodic protection; fusion-bonded epoxy (FBE) on the pipe surface; adhesive for top coat; and top coat consisting of polyethylene or polypropylene. | 2017-10-30 | 302216 | 100
20654 | T1 | DCP SAND HILLS PIPELINE LLC | SAND HILLS PIPELINE SEGMENTS IN ECTOR COUNTY | 19.47 MILES OF 12 INCH DIAMETER PIPE TRANSPORTING NGLS | ODESSA | TX |  | Ector | CN604514109 | RN110005956 | Cathodic protection; fusion-bonded epoxy (FBE) on the pipe surface; adhesive for top coat; and top coat consisting of polyethylene or polypropylene. | The following property is used 100% for pollution control and is installed to meet or exceed federal or state regulations: Cathodic protection; fusion-bonded epoxy (FBE) on the pipe surface; adhesive for top coat; and top coat consisting of polyethylene or polypropylene. | 2017-10-30 | 432343 | 100
20655 | T1 | DCP SAND HILLS PIPELINE LLC | SAND HILLS PIPELINE SEGMENTS IN LOVING COUNTY | 28.82 MILES OF 12 INCH DIAMETER PIPE TRANSPORTING NGLS | MENTONE | TX |  | Loving | CN604514109 | RN110005758 | Cathodic protection; fusion-bonded epoxy (FBE) on the pipe surface; adhesive for top coat; and top coat consisting of polyethylene or polypropylene. | The following property is used 100% for pollution control and is installed to meet or exceed federal or state regulations: Cathodic protection; fusion-bonded epoxy (FBE) on the pipe surface; adhesive for top coat; and top coat consisting of polyethylene or polypropylene. | 2017-10-30 | 639909 | 100
20656 | T1 | DCP SAND HILLS PIPELINE LLC | SAND HILLS PIPELINE SEGMENTS IN WINKLER COUNTY | 32.78 MILES OF 12 INCH DIAMETER PIPE TRANSPORTING NGLS | KERMIT | TX |  | WINKLER | CN604514109 | RN110006087 | Cathodic protection; fusion-bonded epoxy (FBE) on the pipe surface; adhesive for top coat; and top coat consisting of polyethylene or polypropylene. ST-2018-22 | The following property is used 100% for pollution control and is installed to meet or exceed federal or state regulations: Cathodic protection; fusion-bonded epoxy (FBE) on the pipe surface; adhesive for top coat; and top coat consisting of polyethylene or polypropylene. | 2017-10-30 | 727965 | 100
20657 | T1 | DCP SAND HILLS PIPELINE LLC | SAND HILLS PIPELINE SEGMENT IN GAINES COUNTY | 8 MILES OF 12 INCH DIAMETER PIPE TRANSPORTING NGLS | SEMINOLE | TX |  | Gaines | CN604514109 | RN110005246 | Cathodic protection; fusion-bonded epoxy (FBE) on the pipe surface; adhesive for top coat; and top coat consisting of polyethylene or polypropylene. | The following property is used 100% for pollution control and is installed to meet or exceed federal or state regulations: Cathodic protection; fusion-bonded epoxy (FBE) on the pipe surface; adhesive for top coat; and top coat consisting of polyethylene or polypropylene. | 2017-10-30 | 91946 | 100
20658 | T1 | DCP SAND HILLS PIPELINE LLC | SAND HILLS PIPELINE | 12 MILES OF 12 INCH PIPE TRANSPORTING NGLS | ANDREWS | TX |  | ANDREWS | CN604514109 | RN107099673 | Cathodic protection; fusion-bonded epoxy (FBE) on the pipe surface; adhesive for top coat; and top coat consisting of polyethylene or polypropylene. | The following property is used 100% for pollution control and is installed to meet or exceed federal or state regulations: Cathodic protection; fusion-bonded epoxy (FBE) on the pipe surface; adhesive for top coat; and top coat consisting of polyethylene or polypropylene. | 2017-10-30 | 79674 | 100
20659 | T1 | DCP SAND HILLS PIPELINE LLC | SAND HILLS PIPELINE SEGMENTS IN CULBERSON COUNTY | 12.35 MILES OF 10 INCH DIAMETER PIPE TRANSPORTING NGLS | VAN HORN | TX |  | Culberson | CN604514109 | RN110005832 | Cathodic protection; fusion-bonded epoxy (FBE) on the pipe surface; adhesive for top coat; and top coat consisting of polyethylene or polypropylene. | The following property is used 100% for pollution control and is installed to meet or exceed federal or state regulations: Cathodic protection; fusion-bonded epoxy (FBE) on the pipe surface; adhesive for top coat; and top coat consisting of polyethylene or polypropylene. | 2017-10-30 | 417018 | 100
20660 | T1 | DCP SAND HILLS PIPELINE LLC | SAND HILLS PIPELINE SEGMENTS IN REEVES COUNTY | 5.9 MI OF 10 INCH AND 9.4 MI OF 12 INCH DIAMETER PIPE TRANSPORTING NGLS | PECOS | TX |  | Reeves | CN604514109 | RN110006053 | Cathodic protection; fusion-bonded epoxy (FBE) on the pipe surface; adhesive for top coat; and top coat consisting of polyethylene or polypropylene. | The following property is used 100% for pollution control and is installed to meet or exceed federal or state regulations: Cathodic protection; fusion-bonded epoxy (FBE) on the pipe surface; adhesive for top coat; and top coat consisting of polyethylene or polypropylene. | 2017-10-30 | 818961 | 100
20661 | T1 | DCP SAND HILLS PIPELINE LLC | SAND HILLS PIPELINE SEGMENTS IN FRIO COUNTY | 10.8 MILES OF 8 INCH DIAMETER PIPE TRANSPORTING NGLS | PEARSALL | TX |  | Frio | CN604514109 | RN110005907 | Cathodic protection; fusion-bonded epoxy (FBE) on the pipe surface; adhesive for top coat; and top coat consisting of polyethylene or polypropylene. | The following property is used 100% for pollution control and is installed to meet or exceed federal or state regulations: Cathodic protection; fusion-bonded epoxy (FBE) on the pipe surface; adhesive for top coat; and top coat consisting of polyethylene or polypropylene. | 2017-11-15 | 69369 | 100
20662 | T1 | DCP SAND HILLS PIPELINE LLC | SAND HILLS PIPELINE SEGMENTS IN LA SALLE COUNTY | 18.74 MILES OF 8 INCH PIPE TRANSPORTING NGLS | COTULLA | TX |  | La Salle | CN604514109 | RN110005998 | Cathodic protection; fusion-bonded epoxy (FBE) on the pipe surface; adhesive for top coat; and top coat consisting of polyethylene or polypropylene. | The following property is used 100% for pollution control and is installed to meet or exceed federal or state regulations: Cathodic protection; fusion-bonded epoxy (FBE) on the pipe surface; adhesive for top coat; and top coat consisting of polyethylene or polypropylene. | 2017-11-15 | 120313 | 100
20663 | T1 | DCP SAND HILLS PIPELINE LLC | SAND HILLS PIPELINE SEGMENT IN GAINES COUNTY | 8 MILES OF 12 INCH DIAMETER PIPE TRANSPORTING NGLS | SEMINOLE | TX |  | Gaines | CN604514109 | RN110005246 | Sedimentation and erosion controls including slope breakers, silt fences, staked hay or straw bales, matting, and diking. | The following property is used 100% for pollution control and is installed to meet or exceed federal or state regulations: sedimentation and erosion controls including slope breakers, silt fences, staked hay or straw bales, matting, and diking. | 2017-10-31 | 452161 | 100
20664 | T1 | DCP SAND HILLS PIPELINE LLC | SAND HILLS PIPELINE SEGMENTS IN LOVING COUNTY | 28.82 MILES OF 12 INCH DIAMETER PIPE TRANSPORTING NGLS | MENTONE | TX |  | Loving | CN604514109 | RN110005758 | Sedimentation and erosion controls including slope breakers, silt fences, staked hay or straw bales, matting, and diking. | The following property is used 100% for pollution control and is installed to meet or exceed federal or state regulations: sedimentation and erosion controls including slope breakers, silt fences, staked hay or straw bales, matting, and diking. | 2017-10-31 | 1063725 | 100
20665 | T1 | DCP SAND HILLS PIPELINE LLC | SAND HILLS PIPELINE SEGMENTS IN CULBERSON COUNTY | 12.35 MILES OF 10 INCH DIAMETER PIPE TRANSPORTING NGLS | VAN HORN | TX |  | Culberson | CN604514109 | RN110005832 | Sedimentation and erosion controls including slope breakers, silt fences, staked hay or straw bales, matting, and diking. | The following property is used 100% for pollution control and is installed to meet or exceed federal or state regulations: sedimentation and erosion controls including slope breakers, silt fences, staked hay or straw bales, matting, and diking. | 2017-10-31 | 248025 | 100
20666 | T1 | DCP SAND HILLS PIPELINE LLC | SAND HILLS PIPELINE SEGMENTS IN ECTOR COUNTY | 19.47 MILES OF 12 INCH DIAMETER PIPE TRANSPORTING NGLS | ODESSA | TX |  | Ector | CN604514109 | RN110005956 | Sedimentation and erosion controls including slope breakers, silt fences, staked hay or straw bales, matting, and diking. | The following property is used 100% for pollution control and is installed to meet or exceed federal or state regulations: sedimentation and erosion controls including slope breakers, silt fences, staked hay or straw bales, matting, and diking. | 2017-10-31 | 718686 | 100
20667 | T1 | DCP SAND HILLS PIPELINE LLC | SAND HILLS PIPELINE SEGMENTS IN REEVES COUNTY | 5.9 MI OF 10 INCH AND 9.4 MI OF 12 INCH DIAMETER PIPE TRANSPORTING NGLS | PECOS | TX |  | Reeves | CN604514109 | RN110006053 | Sedimentation and erosion controls including slope breakers, silt fences, staked hay or straw bales, matting, and diking. | The following property is used 100% for pollution control and is installed to meet or exceed federal or state regulations: sedimentation and erosion controls including slope breakers, silt fences, staked hay or straw bales, matting, and diking. | 2017-10-31 | 135582 | 100
20668 | T1 | DCP SAND HILLS PIPELINE LLC | SAND HILLS PIPELINE SEGMENTS IN WINKLER COUNTY | 32.78 MILES OF 12 INCH DIAMETER PIPE TRANSPORTING NGLS | KERMIT | TX |  | WINKLER | CN604514109 | RN110006087 | Sedimentation and erosion controls including slope breakers, silt fences, staked hay or straw bales, matting, and diking. | The following property is used 100% for pollution control and is installed to meet or exceed federal or state regulations: sedimentation and erosion controls including slope breakers, silt fences, staked hay or straw bales, matting, and diking. | 2017-10-30 | 1210100 | 100
20669 | T1 | DCP SAND HILLS PIPELINE LLC | SAND HILLS PIPELINE | 12 MILES OF 12 INCH PIPE TRANSPORTING NGLS | ANDREWS | TX |  | ANDREWS | CN604514109 | RN107099673 | Sedimentation and erosion controls including slope breakers, silt fences, staked hay or straw bales, matting, and diking. | The following property is used 100% for pollution control and is installed to meet or exceed federal or state regulations: sedimentation and erosion controls including slope breakers, silt fences, staked hay or straw bales, matting, and diking. | 2017-10-30 | 391811 | 100
20670 | T1 | DCP SAND HILLS PIPELINE LLC | SAND HILLS PIPELINE SEGMENTS IN MIDLAND COUNTY | 15.63 MILES OF 16 INCH DIAMETER PIPE TRANSPORTING NGLS | MIDLAND | TX |  | MIDLAND | CN604514109 | RN110006160 | Sedimentation and erosion controls including slope breakers, silt fences, staked hay or straw bales, matting, and diking. | The following property is used 100% for pollution control and is installed to meet or exceed federal or state regulations: sedimentation and erosion controls including slope breakers, silt fences, staked hay or straw bales, matting, and diking. | 2017-10-31 | 474103 | 100
20671 | T1 | DCP SAND HILLS PIPELINE LLC | SAND HILLS PIPELINE SEGMENTS IN UPTON COUNTY | 9.967 MILES OF 16 INCH DIAMETER PIPE TRANSPORTING NGLS | RANKIN | TX |  | UPTON | CN604514109 | RN110006210 | Sedimentation and erosion controls including slope breakers, silt fences, staked hay or straw bales, matting, and diking. | The following property is used 100% for pollution control and is installed to meet or exceed federal or state regulations: sedimentation and erosion controls including slope breakers, silt fences, staked hay or straw bales, matting, and diking. | 2017-10-31 | 302290 | 100
20672 | T1 | DCP SAND HILLS PIPELINE LLC | SAND HILLS PIPELINE SEGMENTS IN FRIO COUNTY | 10.8 MILES OF 8 INCH DIAMETER PIPE TRANSPORTING NGLS | PEARSALL | TX |  | Frio | CN604514109 | RN110005907 | Sedimentation and erosion controls including slope breakers, silt fences, staked hay or straw bales, matting, and diking. | The following property is used 100% for pollution control and is installed to meet or exceed federal or state regulations: sedimentation and erosion controls including slope breakers, silt fences, staked hay or straw bales, matting, and diking. | 2017-10-31 | 152105 | 100
20673 | T1 | DCP SAND HILLS PIPELINE LLC | SAND HILLS PIPELINE SEGMENTS IN MIDLAND COUNTY | 15.63 MILES OF 16 INCH DIAMETER PIPE TRANSPORTING NGLS | MIDLAND | TX |  | MIDLAND | CN604514109 | RN110006160 | Automatic shut-off valve at 31°44’8.16”N and 101°47’38.05”W. | The following property is used 100% for pollution control and is installed to meet or exceed federal or state regulations: automatic shut-off valve at 31°44’8.16”N and 101°47’38.05”W. | 2017-11-15 | 91620 | 100
20674 | T1 | DCP SAND HILLS PIPELINE LLC | SAND HILLS PIPELINE SEGMENTS IN UPTON COUNTY | 9.967 MILES OF 16 INCH DIAMETER PIPE TRANSPORTING NGLS | RANKIN | TX |  | UPTON | CN604514109 | RN110006210 | Automatic shut-off valves. | The following property is used 100% for pollution control and is installed to meet or exceed federal or state regulations: automatic shut-off valve at 31°38’37.13”N and 101°51’9.70”W. | 2017-11-15 | 91620 | 100
20675 | T1 | DCP SAND HILLS PIPELINE LLC | SAND HILLS PIPELINE SEGMENTS IN ECTOR COUNTY | 19.47 MILES OF 12 INCH DIAMETER PIPE TRANSPORTING NGLS | ODESSA | TX |  | Ector | CN604514109 | RN110005956 | One 12 inch intelligent pipeline inspection gauge (PIG) receiver. | The following property is used 100% for pollution control and is installed to meet or exceed federal or state regulations: one 12 inch intelligent pipeline inspection gauge (PIG) receiver. | 2017-10-31 | 864005 | 100
20676 | T1 | DCP SAND HILLS PIPELINE LLC | SAND HILLS PIPELINE SEGMENTS IN LA SALLE COUNTY | 18.74 MILES OF 8 INCH PIPE TRANSPORTING NGLS | COTULLA | TX |  | La Salle | CN604514109 | RN110005998 | Sedimentation and erosion controls including slope breakers, silt fences, staked hay or straw bales, matting, and diking. | The following property is used 100% for pollution control and is installed to meet or exceed federal or state regulations: sedimentation and erosion controls including slope breakers, silt fences, staked hay or straw bales, matting, and diking. | 2017-10-31 | 263810 | 100
20677 | T1 | DCP SAND HILLS PIPELINE LLC | SAND HILLS PIPELINE SEGMENTS IN FRIO COUNTY | 10.8 MILES OF 8 INCH DIAMETER PIPE TRANSPORTING NGLS | PEARSALL | TX |  | Frio | CN604514109 | RN110005907 | Automatic shut-off valve at 28°41’10.87”N and 99°15’21.67”W. | The following property is used 100% for pollution control and is installed to meet or exceed federal or state regulations: automatic shut-off valve at 28°41’10.87”N and 99°15’21.67”W. | 2017-11-15 | 176377 | 100
20678 | T1 | DCP SAND HILLS PIPELINE LLC | SAND HILLS PIPELINE SEGMENTS IN LA SALLE COUNTY | 18.74 MILES OF 8 INCH PIPE TRANSPORTING NGLS | COTULLA | TX |  | La Salle | CN604514109 | RN110005998 | Two automatic shut-off valves at 28°26’3.38”N and 99°15’30.38”W and 28°33’8.80”N and 99°15’57.56”W. | The following property is used 100% for pollution control and is installed to meet or exceed federal or state regulations: two automatic shut-off valves at 28°26’3.38”N and 99°15’30.38”W and 28°33’8.80”N and 99°15’57.56”W. | 2017-11-15 | 352753 | 100
20679 | T1 | DCP SAND HILLS PIPELINE LLC | SAND HILLS PIPELINE SEGMENTS IN MIDLAND COUNTY | 15.63 MILES OF 16 INCH DIAMETER PIPE TRANSPORTING NGLS | MIDLAND | TX |  | MIDLAND | CN604514109 | RN110006160 | One 16 inch intelligent pipeline inspection gauge (PIG) receiver. | The following property is used 100% for pollution control and is installed to meet or exceed federal or state regulations: one 16 inch intelligent pipeline inspection gauge (PIG) receiver. | 2017-10-31 | 612377 | 100
20680 | T2 | DCP SAND HILLS PIPELINE LLC | SAND HILLS PIPELINE SEGMENTS IN ECTOR COUNTY | 19.47 MILES OF 12 INCH DIAMETER PIPE TRANSPORTING NGLS | ODESSA | TX |  | Ector | CN604514109 | RN110005956 | non-destructive pipeline testing expenditures. | The following property is used 100% for pollution control and is installed to meet or exceed federal or state regulations: non-destructive pipeline testing expenditures. | 2017-10-31 | 349964 | 100
20681 | T1 | DCP SAND HILLS PIPELINE LLC | SAND HILLS PIPELINE SEGMENTS IN UPTON COUNTY | 9.967 MILES OF 16 INCH DIAMETER PIPE TRANSPORTING NGLS | RANKIN | TX |  | UPTON | CN604514109 | RN110006210 | One 16 inch intelligent pipeline inspection gauge (PIG) receiver. | The following property is used 100% for pollution control and is installed to meet or exceed federal or state regulations: one 16 inch intelligent pipeline inspection gauge (PIG) receiver. | 2017-10-31 | 612377 | 100
20682 | T1 | DCP SAND HILLS PIPELINE LLC | SAND HILLS PIPELINE SEGMENTS IN WINKLER COUNTY | 32.78 MILES OF 12 INCH DIAMETER PIPE TRANSPORTING NGLS | KERMIT | TX |  | WINKLER | CN604514109 | RN110006087 | One 12 inch intelligent pipeline inspection gauge (PIG) receiver and one 12 inch launcher. | The following property is used 100% for pollution control and is installed to meet or exceed federal or state regulations: one 12 inch intelligent pipeline inspection gauge (PIG) receiver and one 12 inch launcher. | 2017-10-31 | 1728009 | 100
20683 | T1 | BROCHSTEINS INC | BROCHSTEINS | 11530 MAIN ST | HOUSTON | TX | 77025 | HARRIS | CN600126742 | RN100213347 | A down draft paint booth, associated exhaust filters and exhaust fans, and a portable HEPA filter system. | The following property is used 100% for pollution control and is installed to meet or exceed federal or state regulations: a down draft paint booth, associated exhaust filters and exhaust fans, and a portable HEPA filter system. | 2017-12-04 | 139284.62 | 100
20684 | T1 | BROCHSTEINS INC | BROCHSTEINS | 11530 MAIN ST | HOUSTON | TX | 77025 | HARRIS | CN600126742 | RN100213347 | Dust collection system consisting of a dust cyclone silo, rotary vane vacuum pump, Toshiba dust collection motor, and torit dust collector. | The following property is used 100% for pollution control and is installed to meet or exceed federal or state regulations: Dust collection system consisting of a dust cyclone silo, rotary vane vacuum pump, Toshiba dust collection motor, and torit dust collector. | 2017-11-21 | 139296.25 | 100
20685 | T1 | DCP SAND HILLS PIPELINE LLC | SAND HILLS PIPELINE | 12 MILES OF 12 INCH PIPE TRANSPORTING NGLS | ANDREWS | TX |  | ANDREWS | CN604514109 | RN107099673 | One 12 inch intelligent pipeline inspection gauge (PIG) receiver. | The following property is used 100% for pollution control and is installed to meet or exceed federal or state regulations: one 12 inch intelligent pipeline inspection gauge (PIG) receiver. | 2017-10-31 | 294715 | 100
20686 | T2 | DCP SAND HILLS PIPELINE LLC | SAND HILLS PIPELINE SEGMENT IN GAINES COUNTY | 8 MILES OF 12 INCH DIAMETER PIPE TRANSPORTING NGLS | SEMINOLE | TX |  | Gaines | CN604514109 | RN110005246 | non-destructive pipeline testing expenditures. | The following property is used 100% for pollution control and is installed to meet or exceed federal or state regulations: non-destructive pipeline testing expenditures. | 2017-10-31 | 119130 | 100
20687 | T2 | DCP SAND HILLS PIPELINE LLC | SAND HILLS PIPELINE SEGMENTS IN LOVING COUNTY | 28.82 MILES OF 12 INCH DIAMETER PIPE TRANSPORTING NGLS | MENTONE | TX |  | Loving | CN604514109 | RN110005758 | non-destructive pipeline testing expenditures. | The following property is used 100% for pollution control and is installed to meet or exceed federal or state regulations: non-destructive pipeline testing expenditures. | 2017-10-31 | 517981 | 100
20688 | T2 | DCP SAND HILLS PIPELINE LLC | SAND HILLS PIPELINE SEGMENTS IN WINKLER COUNTY | 32.78 MILES OF 12 INCH DIAMETER PIPE TRANSPORTING NGLS | KERMIT | TX |  | WINKLER | CN604514109 | RN110006087 | non-destructive pipeline testing expenditures. | The following property is used 100% for pollution control and is installed to meet or exceed federal or state regulations: non-destructive pipeline testing expenditures. | 2017-10-31 | 589258 | 100
20689 | T2 | DCP SAND HILLS PIPELINE LLC | SAND HILLS PIPELINE SEGMENTS IN CULBERSON COUNTY | 12.35 MILES OF 10 INCH DIAMETER PIPE TRANSPORTING NGLS | VAN HORN | TX |  | Culberson | CN604514109 | RN110005832 | non-destructive pipeline testing expenditures. | The following property is used 100% for pollution control and is installed to meet or exceed federal or state regulations: non-destructive pipeline testing expenditures. | 2017-10-31 | 148763 | 100
20690 | T2 | DCP SAND HILLS PIPELINE LLC | SAND HILLS PIPELINE | 12 MILES OF 12 INCH PIPE TRANSPORTING NGLS | ANDREWS | TX |  | ANDREWS | CN604514109 | RN107099673 | non-destructive pipeline testing expenditures. | The following property is used 100% for pollution control and is installed to meet or exceed federal or state regulations: non-destructive pipeline testing expenditures. | 2017-10-31 | 103229 | 100
20691 | T1 | DCP SAND HILLS PIPELINE LLC | SAND HILLS PIPELINE SEGMENTS IN LOVING COUNTY | 28.82 MILES OF 12 INCH DIAMETER PIPE TRANSPORTING NGLS | MENTONE | TX |  | Loving | CN604514109 | RN110005758 | one 12 inch intelligent pipeline inspection gauge (PIG) launcher. | The following property is used 100% for pollution control and is installed to meet or exceed federal or state regulations: one 12-inch intelligent pipeline inspection gauge (PIG) launcher. | 2017-11-02 | 864005 | 100
20692 | T1 | DCP SAND HILLS PIPELINE LLC | SAND HILLS PIPELINE SEGMENTS IN REEVES COUNTY | 5.9 MI OF 10 INCH AND 9.4 MI OF 12 INCH DIAMETER PIPE TRANSPORTING NGLS | PECOS | TX |  | Reeves | CN604514109 | RN110006053 | One 10-inch and one 12-inch intelligent pipeline inspection gauge (PIG) receivers and one 12-inch PIG launcher. | The following property is used 100% for pollution control and is installed to meet or exceed federal or state regulations: one 10-inch and one 12-inch intelligent pipeline inspection gauge (PIG) receivers and one 12-inch PIG launcher. | 2017-11-02 | 1056728 | 100
20693 | T1 | DCP SAND HILLS PIPELINE LLC | SAND HILLS PIPELINE SEGMENTS IN CULBERSON COUNTY | 12.35 MILES OF 10 INCH DIAMETER PIPE TRANSPORTING NGLS | VAN HORN | TX |  | Culberson | CN604514109 | RN110005832 | One 10-inch intelligent pipeline inspection gauge (PIG) launcher. | The following property is used 100% for pollution control and is installed to meet or exceed federal or state regulations: one 10-inch intelligent pipeline inspection gauge (PIG) launcher. | 2017-11-02 | 291632 | 100
20694 | T1 | DCP SAND HILLS PIPELINE LLC | SAND HILLS PIPELINE SEGMENTS IN LA SALLE COUNTY | 18.74 MILES OF 8 INCH PIPE TRANSPORTING NGLS | COTULLA | TX |  | La Salle | CN604514109 | RN110005998 | One 8-inch intelligent pipeline inspection gauge (PIG) launcher. | The following property is used 100% for pollution control and is installed to meet or exceed federal or state regulations: one 8-inch intelligent pipeline inspection gauge (PIG) launcher. | 2017-11-15 | 250367 | 100
20695 | T1 | DCP SAND HILLS PIPELINE LLC | SAND HILLS PIPELINE SEGMENTS IN FRIO COUNTY | 10.8 MILES OF 8 INCH DIAMETER PIPE TRANSPORTING NGLS | PEARSALL | TX |  | Frio | CN604514109 | RN110005907 | One 8-inch intelligent pipeline inspection gauge (PIG) receiver. | The following property is used 100% for pollution control and is installed to meet or exceed federal or state regulations: one 8-inch intelligent pipeline inspection gauge (PIG) receiver. | 2017-11-15 | 250367 | 100
20696 | T1 | BUCKEYE TEXAS HUB LLC | BUCKEYE TEXAS HUB | 7002 MARVIN L BERRY RD | CORPUS CHRISTI | TX | 78409 | Nueces | CN604031880 | RN103914974 | The Facility has installed earthen/concrete Secondary Containment for collection of any inadvertently leaked and/or spilled petroleum products. Specifically, Secondary Containment has been installed in the areas listed in the attachment to this Application. The Secondary Containment provides an essential line of defense in the unlikely event of a primary containment tank failure. The installations provide temporary containment of any inadvertently leaked and/or spilled oil until the appropriate actions are taken to abate the source of the discharge and remove oil from areas where it has accumulated. Such containment and control measures prevent contamination of the waters and lands of the state of Texas. | The following property is used 100% for pollution control and is installed to meet or exceed federal or state regulations: secondary containment consisting of earthen floor with 5’ reinforced concrete walls at the 80 and 50 series tanks; earthen floor with 962 linear feet of 5’ reinforced concrete walls and 1,129 linear feet of earthen walls with concrete cap at fuel oil tanks 1-6 and 115 series tanks; and earthen floor with HDPE liner and earthen walls with concrete cap at the 250 series tanks. | 2017-11-06 | 12050999 | 100
20697 | T1 | BUCKEYE TEXAS HUB LLC | BUCKEYE TEXAS HUB | 7002 MARVIN L BERRY RD | CORPUS CHRISTI | TX | 78409 | Nueces | CN604031880 | RN103914974 | The Facility has installed five Vapor Recovery Systems, or VRUs, for control of volatile organic compound, VOC, emissions from marine loading operations at the Facility, consisting of VRU1 VRU2 and VRU3A, 3B and 3C, which together are referred to as VRU3. The VRUs utilize a dual activated carbon bed system that captures and re-routes vapors back to the ship being loaded to eliminate release into the atmosphere. Specifically, crude or naphtha vapors are absorbed into one of two activated carbon beds. When the active carbon bed becomes spent, or fully saturated, the second carbon bed replaces the spent bed while it is being regenerated. To regenerate, the spent carbon bed is heated to release nearly all absorbed hydrocarbons. The hydrocarbon stream is routed to an absorber/scrubber tower which captures the vapors into the flowing crude/naphtha stream going to the tanker. Vapors not captured in the stream get routed back to the active carbon bed for reabsorption. The VRUs reduce the need to flare the collected VOCs, resulting in lower overall site emissions of other pollutants that are byproducts of combustion i.e., carbon monoxide or nitrogen oxide emissions. The VRUs recover hydrocarbon products that are not owned by the Facility and the Facility receives no financial incentive based on the amount of hydrocarbons it recovers. | The following property is used 100% for pollution control and is installed to meet or exceed federal or state regulations: vapor recovery units VRU1, VRU2, VRU3A, VRU3B and VRU3C | 2017-11-06 | 35383936 | 100
20698 | T1 | BUCKEYE TEXAS HUB LLC | BUCKEYE TEXAS HUB | 7002 MARVIN L BERRY RD | CORPUS CHRISTI | TX | 78409 | Nueces | CN604031880 | RN103914974 | Internal Floating Roofs | The following property is used 100% for pollution control and is installed to meet or exceed federal or state regulations: internal floating roofs on the following tanks - Naphtha Tanks 115-01, 115-02, 115-03, 115-04, 50-01, 50-02 and 50-03 and Crude Oil Tanks 250-01, 250-02, 250-03, 250-04, 250-05, 250-06, 80-01, 80-02 and 80-03. | 2017-11-06 | 7746238 | 100
20699 | T1 | BUCKEYE FIELD SERVICES LLC | GEORGE WEST STORAGE FACILITY | FROM GEORGE WEST GO N ON US 281 R ON CHAPELLE L ON KERRY | GEORGE WEST | TX | 78022 | Live Oak | CN604492017 | RN107020638 | Internal Floating Roofs | The following property is used 100% for pollution control and is installed to meet or exceed federal or state regulations: internal floating roofs on Crude Oil Storage Tanks 1001 and 1002. | 2017-11-06 | 858528 | 100
20700 | T1 | BUCKEYE FIELD SERVICES LLC | MCMULLEN STORAGE FACILITY | FROM TX 72 IN CALLIHAM GO S ON MCCLAUGHTERY RD GO W ON CR 306 TO SITE | CALLIHAM | TX | 78072 | McMullen | CN604492017 | RN107012437 | internal floating roofs on Crude Oil Storage Tanks 2001 and 2002. | The following property is used 100% for pollution control and is installed to meet or exceed federal or state regulations: internal floating roofs on Crude Oil Storage Tanks 2001 and 2002. | 2017-11-06 | 858528 | 100
20701 | T1 | BUCKEYE FIELD SERVICES LLC | TRAFIGURA GARDENDALE | 4707 N INTERSTATE HIGH 35 | COTULLA | TX | 78014 | La Salle | CN604492017 | RN106682438 | internal floating roofs on Crude Oil Storage Tanks 3501, 3502, 3503 and 3504. | The following property is used 100% for pollution control and is installed to meet or exceed federal or state regulations: internal floating roofs on Crude Oil Storage Tanks 3501, 3502, 3503 and 3504. | 2017-11-06 | 198615 | 100
20702 | T1 | BUCKEYE TEXAS PROCESSING LLC | EF90 CORPUS CHRISTI FACILITY | 7209 UP RIVER RD | CORPUS CHRISTI | TX | 78409 | NUECES | CN604275107 | RN106620438 | The Facility has installed a Stormwater Collection & Control System to collect, control and discharge stormwater collected onsite. The subject Stormwater Collection & Control System consists of the installations listed in the attachment to this application. Stormwater is collected and conveyed via the network of catch basins and underground piping. The storm vault relieves surges in the system, and the meter/sampling station is utilized for pollutant and flow monitoring. Stormwater is conveyed to the onsite Stormwater Retention Pond and released after confirmation that the water quality is within the acceptable limits for discharge. | The following property is used 100% for pollution control and is installed to meet or exceed federal or state regulations: stormwater collection and control system consisting of 4,733 linear feet of underground stormwater piping; 32 Manholes; 22 Catch Basins; 1 Storm Vault; 1 Meter/Sampling Station; 16 Valve Boxes; and the Stormwater Retention Pond associated with Outfall 004. | 2017-11-01 | 4851308 | 100
20703 | T1 | BUCKEYE TEXAS PROCESSING LLC | EF90 CORPUS CHRISTI FACILITY | 7209 UP RIVER RD | CORPUS CHRISTI | TX | 78409 | NUECES | CN604275107 | RN106620438 | The Facility has installed earthen and concrete Secondary Containment for collection of any inadvertently leaked and or spilled petroleum products. Specifically, Secondary Containment is installed at the Facility Areas in the table attached to this application. The Secondary Containment provides an essential line of defense in the unlikely event of a primary containment, or tank, failure. The installations provide temporary containment of any inadvertently leaked and or spilled oil until the appropriate actions are taken to abate the source of the discharge and remove oil from areas where it has accumulated. Such containment and control measures prevent contamination of the waters and lands of the state of Texas. | The following property is used 100% for pollution control and is installed to meet or exceed federal or state regulations: secondary containment consisting of earthen floor with HDPE liner and earthen walls with concrete cap at the crude tank farm; earthen floor with 5’ reinforced concrete walls at the refrigerated LPG tank farm; concrete floor with concrete curbing at the crude LACT units; earthen floor with HDPE liner and earthen walls with concrete cap at the distillate tank farm; and earthen floor with HDPE liner and earthen walls with concrete cap at the naphtha tank farm. | 2017-11-06 | 13557706 | 100
20704 | T1 | BUCKEYE TEXAS PROCESSING LLC | EF90 CORPUS CHRISTI FACILITY | 7209 UP RIVER RD | CORPUS CHRISTI | TX | 78409 | NUECES | CN604275107 | RN106620438 | The Facility has installed a Wastewater Treatment System to control and treat wastewater generated during Facility operations. Water contaminated with oil, oily water, from the oily water sewers is first collected in two sumps. The collected oily water is combined with spent desalter wastewater and the combined stream is routed to two surge tanks and onto an API separator. The stream from the API separator is sent to an equalization tank. Once the equalization tank has achieved an adequate composition such that biotreatment is possible, the wastewater from the equalization tank is fed to a pH adjustment tank, where the pH is adjusted prior to being sent to two Activated Sludge tanks. Any solid waste collected in the activated sludge tanks is routed to a screw press for stabilization prior to removal for offsite disposal. From the activated sludge tanks, the wastewater stream is fed to two biomembrane units for destruction of entrained solid waste prior to discharge at Outfall 004. The Wastewater Treatment System removes solid/industrial waste entrained in the wastewater and oily water streams generated during Facility operations prior to discharge into Outfall 004. | The following property is used 100% for pollution control and is installed to meet or exceed federal or state regulations: wastewater treatment system consisting of two sumps, two surge tanks, an API separator, an equalization tank, a pH adjustment tank, two activated sludge tanks, a screw press, and two biomembrane units. | 2017-11-06 | 15751614 | 100
20705 | T1 | BUCKEYE TEXAS PROCESSING LLC | EF90 CORPUS CHRISTI FACILITY | 7209 UP RIVER RD | CORPUS CHRISTI | TX | 78409 | NUECES | CN604275107 | RN106620438 | The Facility has installed a Caustic Scrubber for removing hydrogen sulfide, H2S, from the C3 C4 Splitter unit waste stream, or off-gas. In lieu of flaring, the waste stream is mixed with fuel gas and destroyed in the Facilitys process heaters and boilers. Prior to mixing, H2S present in the waste stream is removed in the Caustic Scrubber to prevent a release of sulfur oxides or creation of sulfuric acid during combustion. The Caustic Scrubber utilizes a high pH, or caustic, material to absorb H2S from the waste stream. Specifically, the caustic material enters the Caustic Scrubber Tower and flows downward through metal packing material, while the waste stream enters the bottom of the tower and flows upward through the same packing material. As the caustic material absorbs H2S, it becomes spent and is removed when it reaches a point where it can no longer efficiently absorb H2S. During the process, any unspent caustic that collects in the bottom of the Caustic Scrubber Tower is recirculated back to the top until it must be removed. Fresh caustic material is added as make-up for the spent caustic material. The Caustic Scrubber removes H2S from the C3 C4 Splitter waste gas stream prior to destruction, allowing the Facilitys process heaters and boilers to maintain a sulfur oxide emission level within the acceptable range. | The following property is used 100% for pollution control and is installed to meet or exceed federal or state regulations: caustic scrubber used to remove hydrogen sulfide from the C3 C4 Splitter unit waste stream. | 2017-11-06 | 1312034 | 100
20706 | T1 | BUCKEYE TEXAS PROCESSING LLC | EF90 CORPUS CHRISTI FACILITY | 7209 UP RIVER RD | CORPUS CHRISTI | TX | 78409 | NUECES | CN604275107 | RN106620438 | internal floating roofs on the following tanks - Crude Oil Storage Tanks 1001 (EPN 150-02), 1002 (EPN 150-3), 1003 (EPN 150-09), 1004 (EPN 150-04), 1006 (EPN 150-08); Gas oil Storage Tanks 2001 (EPN 100-02) and 2004 (EPN 150-07); Kerosene Storage Tanks 2002 (EPN 150-01) and 2003 (EPN 100-01); Heavy Naphtha Storage Tanks 3001 (EPN 50-01), 3002 (EPN 150-06), and 3003 (EPN 150-05); and Light Naphtha Storage Tanks 3004 (EPN 50-02) and 3005 (EPN 50-03). | The following property is used 100% for pollution control and is installed to meet or exceed federal or state regulations: internal floating roofs on the following tanks - Crude Oil Storage Tanks 1001 (EPN 150-02), 1002 (EPN 150-3), 1003 (EPN 150-09), 1004 (EPN 150-04), 1006 (EPN 150-08); Gas oil Storage Tanks 2001 (EPN 100-02) and 2004 (EPN 150-07); Kerosene Storage Tanks 2002 (EPN 150-01) and 2003 (EPN 100-01); Heavy Naphtha Storage Tanks 3001 (EPN 50-01), 3002 (EPN 150-06), and 3003 (EPN 150-05); and Light Naphtha Storage Tanks 3004 (EPN 50-02) and 3005 (EPN 50-03). | 2017-11-06 | 6001688 | 100
20707 | T1 | BUCKEYE TEXAS PROCESSING LLC | EF90 CORPUS CHRISTI FACILITY | 7209 UP RIVER RD | CORPUS CHRISTI | TX | 78409 | NUECES | CN604275107 | RN106620438 | The VOC Controls System consists of an ISBL Flare and OSBL Flare. The OSBL Flare is the Emergency Flare. The ISBL and OSBL Flares utilize a high temperature oxidation process to destroy VOCs entrained in waste gas streams from Facility processes. The combustion process allows the gaseous hydrocarbons to react with atmospheric oxygen to form carbon dioxide and water. The ISBL Flare consists of header piping, burners, flare stack, gas pilots and ignitor. The header piping collects and conveys VOC laden streams from the Unit 100 and 200 Splitter Units and the Tank Farm to the ISBL Flare. Burners, gas pilots and ignitors are used for combustion, resulting in VOC destruction. The flare stack allows the combustion process to occur at an elevated height to disperse the resulting carbon dioxide, water, other products of combustion, and or other noncombustible waste gases. The OSBL Flare consists of header piping, burners, flare stack, gas pilots and ignitor. The header piping collects and conveys VOC laden streams from the refrigerated LPG tanks to the OSBL Flare only during emergencies and or maintenance, startup and shutdown activities. | The following property is used 100% for pollution control and is installed to meet or exceed federal or state regulations: ISBL flare consisting of header piping, burners, flare stack, gas pilots and ignitor and the OSBL flare consisting of header piping, burners, flare stack, gas pilots and ignitor. | 2017-11-06 | 15430037 | 100
20708 | T1 | BUCKEYE TEXAS PROCESSING LLC | EF90 CORPUS CHRISTI FACILITY | 7209 UP RIVER RD | CORPUS CHRISTI | TX | 78409 | NUECES | CN604275107 | RN106620438 | The Facility has installed a hydrogen sulfide, H2S, Continuous Emissions Monitoring Systems, CEMS, and is currently installing a Total Reduced Sulfur, TRS, CEMS to monitor H2S and TRS emissions from Facility operations. Specifically, the two CEMS are monitoring H2S emissions from the Facility’s Fuel Gas System and Flare System, and will monitor TRS emissions from the Flare System once installed. Each CEMS consists of analyzers and probes that are/will be used to demonstrate compliance with H2S and TRS emissions limitations. | The following property is used 100% for pollution control and is installed to meet or exceed federal or state regulations: H2S continuous emission monitoring system (CEMS) and TRS CEMS each consisting of analyzers and probes. | 2017-11-06 | 3500000 | 100
20709 | T1 | BUCKEYE TEXAS PROCESSING LLC | EF90 CORPUS CHRISTI FACILITY | 7209 UP RIVER RD | CORPUS CHRISTI | TX | 78409 | NUECES | CN604275107 | RN106620438 | The Unit 100 and 200 Heater NOx Control Systems consist of the Selective Catalytic Reduction, or SCR, Systems and Continuous Emissions Monitoring Systems, or CEMS, as outlined below. Unit 100 and 200 Heater SCR Systems The SCR Systems are installed on the Unit 100 and 200 Splitters Process Heaters to reduce nitrogen oxide, or NOx, emissions through chemical reduction. The SCR Systems consist of the following components Aqueous ammonia storage/handling and injection skid, Catalyst beds, and SCR structure, piping, blowers, etc. A nitrogen based reagent, ammonia, is introduced into post combustion flue gas from the heater. The reagent reacts with NOx present in the flue gas within a specific temperature range in the presence of a catalyst bed and oxygen. The reaction reduces NOx emissions into elemental nitrogen and water vapor. The SCR Systems reduce NOx emissions from the Unit 100 and 200 splitting process at the Facility. Unit 100 and 200 CEMS The Heater CEMS are installed on the Unit 100 and 200 Splitters Process Heaters to detect and monitor the presence of air contaminants in the waste gas stream from the heaters combustion process. Specifically, the Heater CEMS monitor the following pollutants NOx, Carbon Monoxide, and Ammonia. The Heater CEMS also monitor oxygen levels present in the waste gas stream. The CEMS consists of analyzers, probes, and climate controlled buildings used to demonstrate compliance with air emissions limitations. The CEMS also allow for operational adjustments should emissions approach the boundary of the acceptable range. | The following property is used 100% for pollution control and is installed to meet or exceed federal or state regulations: selective catalytic reduction systems and continuous emissions monitoring systems for Units 100 and 200 splitters process heaters. | 2017-11-06 | 4361844 | 100
20710 | T1 | GEORGIA-PACIFIC WOOD PRODUCTS SOUTH LLC | CAMDEN PLYWOOD & LUMBER COMPLEX | 20125 E FM 942 | CAMDEN | TX | 75934 | POLK | CN603181850 | RN101286227 | Oil water separator and including all necessary piping and connections. | The following property is used 100% for pollution control and is installed to meet or exceed federal or state regulations: oil water separator and including all necessary piping and connections. | 2017-11-02 | 355000 | 100
20711 | T1 | DELAWARE BASIN MIDSTREAM LLC | RAMSEY GAS PLANT | FROM FM 652 HWY 285 INTXN GO N 8.25 MI ON HWY 285 TURN W & GO 2.35 MI TO SITE | ORLA | TX | 79770 | REEVES | CN604322891 | RN100228899 | Regenerative thermal oxidizer, catalytic oxidizer, flare system, HP storage tank vapor combustor, and acid gas flare. | The following property is used 100% for pollution control and is installed to meet or exceed federal or state regulations: regenerative thermal oxidizer, catalytic oxidizer, flare system, HP storage tank vapor combustor, and acid gas flare. | 2017-11-03 | 1326557 | 100
20712 | T2 | FREEPORT LNG DEVELOPMENT LP | FREEPORT LNG PRETREATMENT FACILITY | 2363 CR 690 | OYSTER CREEK | TX | 77541 | Brazoria | CN601720345 | RN106481500 | Submerged fill pipes on Amine Storage Tank (67-T90) and Heating Medium Storage Tank (67-T93). | The following property is used 100% for pollution control and is installed to meet or exceed federal or state regulations: submerged fill pipes on Amine Storage Tank (67-T90) and Heating Medium Storage Tank (67-T93). | 2017-12-07 | 60000 | 100
20713 | T1 | ATMOS ENERGY CORPORATION | MID-TEX PIPELINE LAMAR COUNTY | LAMAR COUNTY PIPELINE SEGMENTS | PARIS | TX |  | Lamar | CN602730319 | RN109162719 | cathodic protection; fusion-bonded epoxy (FBE) on the pipe surface; adhesive for top coat; and top coat consisting of polyethylene or polypropylene. | The following property is used 100% for pollution control and is installed to meet or exceed federal or state regulations: cathodic protection; fusion-bonded epoxy (FBE) on the pipe surface; adhesive for top coat; and top coat consisting of polyethylene or polypropylene. | 2017-11-15 | 287294 | 100
20714 | T1 | ATMOS ENERGY CORPORATION | MID-TEX PIPELINE COLLIN COUNTY | COLLIN COUNTY PIPELINE SEGMENTS | WESTMINISTER | TX |  | COLLIN | CN602730319 | RN109161612 | Cathodic protection; fusion-bonded epoxy (FBE) on the pipe surface; adhesive for top coat; and top coat consisting of polyethylene or polypropylene. | The following property is used 100% for pollution control and is installed to meet or exceed federal or state regulations: cathodic protection; fusion-bonded epoxy (FBE) on the pipe surface; adhesive for top coat; and top coat consisting of polyethylene or polypropylene. | 2017-11-15 | 2192056 | 100
20715 | T1 | ATMOS ENERGY CORPORATION | MID-TEX PIPELINE FANNIN COUNTY | FANNIN COUNTY PIPELINE SEGEMENTS | LEONARD | TX |  | FANNIN | CN602730319 | RN109162669 | cathodic protection; fusion-bonded epoxy (FBE) on the pipe surface; adhesive for top coat; and top coat consisting of polyethylene or polypropylene. | The following property is used 100% for pollution control and is installed to meet or exceed federal or state regulations: cathodic protection; fusion-bonded epoxy (FBE) on the pipe surface; adhesive for top coat; and top coat consisting of polyethylene or polypropylene. | 2017-11-15 | 2114007 | 100
20716 | T1 | ATMOS ENERGY CORPORATION | MID-TEX PIPELINE DENTON COUNTY | DENTON COUNTY PIPELINE SEGEMENTS | AUBREY | TX |  | Denton | CN602730319 | RN109162610 | Cathodic protection; fusion-bonded epoxy (FBE) on the pipe surface; adhesive for top coat; and top coat consisting of polyethylene or polypropylene | The following property is used 100% for pollution control and is installed to meet or exceed federal or state regulations: cathodic protection; fusion-bonded epoxy (FBE) on the pipe surface; adhesive for top coat; and top coat consisting of polyethylene or polypropylene. | 2017-11-15 | 3395666 | 100
20717 | T1 | ATMOS ENERGY CORPORATION | MID-TEX PIPELINE DELTA COUNTY | DELTA COUNTY PIPELINE SEGMENTS | PECAN GAP | TX |  | Delta | CN602730319 | RN109161810 | cathodic protection; fusion-bonded epoxy (FBE) on the pipe surface; adhesive for top coat; and top coat consisting of polyethylene or polypropylene. | The following property is used 100% for pollution control and is installed to meet or exceed federal or state regulations: cathodic protection; fusion-bonded epoxy (FBE) on the pipe surface; adhesive for top coat; and top coat consisting of polyethylene or polypropylene. | 2017-11-15 | 742767 | 100
20718 | T1 | ATMOS ENERGY CORPORATION | MID-TEX PIPELINE DENTON COUNTY | DENTON COUNTY PIPELINE SEGEMENTS | AUBREY | TX |  | Denton | CN602730319 | RN109162610 | Sedimentation and erosion controls including slope breakers, silt fences, staked hay or straw bales, matting, and diking. | The following property is used 100% for pollution control and is installed to meet or exceed federal or state regulations: sedimentation and erosion controls including slope breakers, silt fences, staked hay or straw bales, matting, and diking. | 2017-11-15 | 3323172 | 100
20719 | T1 | INTERNATIONAL PAPER COMPANY | INTERNATIONAL PAPER ORANGE MILL | 1750 IP WAY | ORANGE | TX |  | ORANGE | CN601047830 | RN100214428 | The incremental cost difference for low NOx burners versus similar burners without NOx controls on the No. 1 PFI Boiler. | The following property is used 100% for pollution control and is installed to meet or exceed federal or state regulations: The incremental cost difference for low NOx burners versus similar burners without NOx controls on the No. 1 PFI Boiler. | 2017-11-13 | 540000 | 100
20720 | T1 | ATMOS ENERGY CORPORATION | MID-TEX PIPELINE FANNIN COUNTY | FANNIN COUNTY PIPELINE SEGEMENTS | LEONARD | TX |  | FANNIN | CN602730319 | RN109162669 | Sedimentation and erosion controls including slope breakers, silt fences, staked hay or straw bales, matting, and diking. | The following property is used 100% for pollution control and is installed to meet or exceed federal or state regulations: sedimentation and erosion controls including slope breakers, silt fences, staked hay or straw bales, matting, and diking. | 2017-11-15 | 2068875 | 100
20721 | T1 | ATMOS ENERGY CORPORATION | MID-TEX PIPELINE DELTA COUNTY | DELTA COUNTY PIPELINE SEGMENTS | PECAN GAP | TX |  | Delta | CN602730319 | RN109161810 | Sedimentation and erosion controls including slope breakers, silt fences, staked hay or straw bales, matting, and diking. | The following property is used 100% for pollution control and is installed to meet or exceed federal or state regulations: sedimentation and erosion controls including slope breakers, silt fences, staked hay or straw bales, matting, and diking. | 2017-11-15 | 726910 | 100
20722 | T1 | ATMOS ENERGY CORPORATION | MID-TEX PIPELINE COLLIN COUNTY | COLLIN COUNTY PIPELINE SEGMENTS | WESTMINISTER | TX |  | COLLIN | CN602730319 | RN109161612 | Sedimentation and erosion controls including slope breakers, silt fences, staked hay or straw bales, matting, and diking. | The following property is used 100% for pollution control and is installed to meet or exceed federal or state regulations: sedimentation and erosion controls including slope breakers, silt fences, staked hay or straw bales, matting, and diking. | 2017-11-15 | 2145258 | 100
20723 | T1 | THE DOW CHEMICAL COMPANY | DOW TEXAS OPERATIONS FREEPORT | 2301 N BRAZOSPORT BLVD | FREEPORT | TX | 77541 | Brazoria | CN600356976 | RN100225945 | Secondary containment consisting of concrete diked area around transformer and sump. | The following property is used 100% for pollution control and is installed to meet or exceed federal or state regulations: Secondary containment consisting of concrete diked area around transformer and sump. | 2018-01-03 | 450000 | 100
20724 | T1 | ATMOS ENERGY CORPORATION | MID-TEX PIPELINE LAMAR COUNTY | LAMAR COUNTY PIPELINE SEGMENTS | PARIS | TX |  | Lamar | CN602730319 | RN109162719 | Sedimentation and erosion controls including slope breakers, silt fences, staked hay or straw bales, matting, and diking. | The following property is used 100% for pollution control and is installed to meet or exceed federal or state regulations: sedimentation and erosion controls including slope breakers, silt fences, staked hay or straw bales, matting, and diking. | 2017-11-15 | 281161 | 100
20725 | T2 | ATMOS ENERGY CORPORATION | MID-TEX PIPELINE FANNIN COUNTY | FANNIN COUNTY PIPELINE SEGEMENTS | LEONARD | TX |  | FANNIN | CN602730319 | RN109162669 | nondestructive pipeline testing expenditures – radiography. | The following property is used 100% for pollution control and is installed to meet or exceed federal or state regulations: nondestructive pipeline testing expenditures – radiography. | 2017-11-15 | 667062 | 100
20726 | T2 | ATMOS ENERGY CORPORATION | MID-TEX PIPELINE DELTA COUNTY | DELTA COUNTY PIPELINE SEGMENTS | PECAN GAP | TX |  | Delta | CN602730319 | RN109161810 | nondestructive pipeline testing expenditures – radiography. | The following property is used 100% for pollution control and is installed to meet or exceed federal or state regulations: nondestructive pipeline testing expenditures – radiography. | 2017-11-15 | 234376 | 100
20727 | T2 | ATMOS ENERGY CORPORATION | MID-TEX PIPELINE COLLIN COUNTY | COLLIN COUNTY PIPELINE SEGMENTS | WESTMINISTER | TX |  | COLLIN | CN602730319 | RN109161612 | nondestructive pipeline testing expenditures – radiography. | The following property is used 100% for pollution control and is installed to meet or exceed federal or state regulations: nondestructive pipeline testing expenditures – radiography. | 2017-11-15 | 691690 | 100
20728 | T2 | ATMOS ENERGY CORPORATION | MID-TEX PIPELINE LAMAR COUNTY | LAMAR COUNTY PIPELINE SEGMENTS | PARIS | TX |  | Lamar | CN602730319 | RN109162719 | nondestructive pipeline testing expenditures – radiography. | The following property is used 100% for pollution control and is installed to meet or exceed federal or state regulations: nondestructive pipeline testing expenditures – radiography. | 2017-11-15 | 90654 | 100
20729 | T2 | ATMOS ENERGY CORPORATION | MID-TEX PIPELINE DENTON COUNTY | DENTON COUNTY PIPELINE SEGEMENTS | AUBREY | TX |  | Denton | CN602730319 | RN109162610 | nondestructive pipeline testing expenditures – radiography. | The following property is used 100% for pollution control and is installed to meet or exceed federal or state regulations: nondestructive pipeline testing expenditures – radiography. | 2017-11-15 | 1071482 | 100
20730 | T1 | FREEPORT LNG DEVELOPMENT LP | FREEPORT LNG PRETREATMENT FACILITY | 2363 CR 690 | OYSTER CREEK | TX | 77541 | Brazoria | CN601720345 | RN106481500 | Rupture discs installed upstream of the pressure safety valves on the amine regenerators and a pressure-sensing device between the relief valve and rupture disc. | The following property is used 100% for pollution control and is installed to meet or exceed federal or state regulations: Rupture discs installed upstream of the pressure safety valves on the amine regenerators and a pressure-sensing device between the relief valve and rupture disc. | 2017-12-22 | 125737 | 100
20731 | T1 | FREEPORT LNG DEVELOPMENT LP | FREEPORT LNG PRETREATMENT FACILITY | 2363 CR 690 | OYSTER CREEK | TX | 77541 | Brazoria | CN601720345 | RN106481500 | Slop oil tank and collection system for the areas of Units 60, 61, 62, and 63 consisting of closed gravity drains, headers, closed drain drums, oily water tank 67T-92A, and associated piping. | The following property is used 100% for pollution control and is installed to meet or exceed federal or state regulations: Slop oil tank and collection system for the areas of Units 60, 61, 62, and 63 consisting of closed gravity drains, headers, closed drain drums, oily water tank 67T-92A, and associated piping. | 2019-07-02 | 1303835 | 100
20732 | T1 | THE DOW CHEMICAL COMPANY | DOW TEXAS OPERATIONS FREEPORT | 2301 N BRAZOSPORT BLVD | FREEPORT | TX | 77541 | Brazoria | CN600356976 | RN100225945 | Spill response equipment, chemical containment sump in the truck offloading containment area, and neutralization containment sump. | The following property is used 100% for pollution control and is installed to meet or exceed federal or state regulations: containment area associated with each of the two clean-in-place acid/base tanks, the neutralization tank TK1203, radar level transmitter-73602, dP level transmitter-73604, overflow line neutralization tank OFH-73604, neutralization pump-1203A, neutralization pump-1203B, neutralization motor pump-1203A, automatic valves of neutralization system (ABV-73078, ABV-73637, ABV-73619, ABV-73620), containment in the truck offloading area, chemical sump BA-1416 with level and pressure transmitters and pumps P-1416A and P-1416B, associated motors, MP-1416A and MP-1416B, neutralization sump, BA-1201 with level transmitter, and two pumps, P-1204A, and P1204B and associated motors MP-1204A and MP1204B in the truck offloading in the neutralization areas. | 2018-01-10 | 7020000 | 100
20733 | T1 | THE DOW CHEMICAL COMPANY | DOW TEXAS OPERATIONS FREEPORT | 2301 N BRAZOSPORT BLVD | FREEPORT | TX | 77541 | Brazoria | CN600356976 | RN100225945 | Neutralization tank and equipment. | The following property is used 100% for pollution control and is installed to meet or exceed federal or state regulations: neutralization tank TK1203, radar level transmitter-7360, dP level transmitter-73604, overflow line neutralization tank OFH-73604, neutralization pump P-1203A, neutralization pump P-1203B, neutralization motor pump-1203A, neutralization motor pump-1203B, automatic valves of neutralization system (ABV-73608, ABV-73637, ABV-73619, ABV-73620), and associated pipeline in the ultrafiltration (UF) building. | 2018-01-10 | 1996000 | 100
20734 | T1 | THE DOW CHEMICAL COMPANY | DOW TEXAS OPERATIONS FREEPORT | 2301 N BRAZOSPORT BLVD | FREEPORT | TX | 77541 | Brazoria | CN600356976 | RN100225945 | Secondary containment monitoring. | The following property is used 100% for pollution control and is installed to meet or exceed federal or state regulations: Level transmitters on tanks TK-1104A, TK-1104B, TK-1201, TK-1202, TK-1401A, TK-1401B, TK-1402A, TK-1402B, TK-1417A, TK-1417B, TK-1407, D-1416, TK-1415, and TK-1411. | 2018-01-03 | 48000 | 100
20735 | T1 | THE DOW CHEMICAL COMPANY | DOW TEXAS OPERATIONS FREEPORT | 2301 N BRAZOSPORT BLVD | FREEPORT | TX | 77541 | Brazoria | CN600356976 | RN100225945 | OC East Settling Ponds. | The following property is used 100% for pollution control and is installed to meet or exceed federal or state regulations: Recovery beds Ba-1303A, Ba-1303B, Ba-1303C, Ba-1303D, Ba-1303E, and Ba-1303F; polishing pond Ba-1304; polishing pond decant sump Ba-1305; underground sewer lines 70903 and 74909 from the unthickened solids pump to the recovery beds; unthickened solids pumps P-1006A, P-1006B, P-1006C, and P-1006D; pump motors MP-1006A, MP-1006B, MP-1006C, and MP-1006D; automatic valves of unthickened solids pumps ABV-70902, ABV-71002, ABV-71102, and ABV-71202; mag meter for the line, underground sewer line, and pumps to recovery bed (FE-71302); and control valve for the line, underground sewer line, pumps to recovery bed (CV-71301). | 2018-01-10 | 10064000 | 100
20736 | T1 | THE DOW CHEMICAL COMPANY | DOW TEXAS OPERATIONS FREEPORT | 2301 N BRAZOSPORT BLVD | FREEPORT | TX | 77541 | Brazoria | CN600356976 | RN100225945 | Secondary containment for injection quill. | The following property is used 100% for pollution control and is installed to meet or exceed federal or state regulations: Secondary containment consisting of sumps and lined and diked areas around the Flash Mixer Injection Quill (CCA-01), Upstream Finished Water Tanks Injection Quill (CCA-02), and the Finished Water Line Injection Quill (CCA-03). | 2018-01-03 | 150000 | 100
20737 | T1 | THE DOW CHEMICAL COMPANY | DOW TEXAS OPERATIONS FREEPORT | 2301 N BRAZOSPORT BLVD | FREEPORT | TX | 77541 | Brazoria | CN600356976 | RN100225945 | Sewer pumps. | The following property is used 100% for pollution control and is installed to meet or exceed federal or state regulations: Sanitary sewer sump pumps BA-1502, P-1502A, and P-1502B; motors MP-1502A and MP-1502B; level transmitter sanitary sewer sump LIT-77909; and pressure transmitter sanitary sewer sump PIT-77913. | 2018-01-03 | 477000 | 100
20738 | T2 | VALLEY CROSSING PIPELINE LLC | VALLEY CROSSING PIPELINE SEGMENTS IN NUECES COUNTY | 22.17 MILES OF 42 INCH PIPE TRANSPORTING NATURAL GAS | CORPUS CHRISTI | TX | 78401 | NUECES | CN605247097 | RN110029774 | nondestructive pipeline testing expenditures – radiography. | The following property is used 100% for pollution control and is installed to meet or exceed federal or state regulations: nondestructive pipeline testing expenditures – radiography. | 2017-11-15 | 1464472 | 100
20739 | T2 | VALLEY CROSSING PIPELINE LLC | VALLEY CROSSING PIPELINE SEGMENTS IN KLEBERG COUNTY | 19.42 MILES OF 42 INCH PIPE TRANSPORTING NATURAL GAS | KINGSVILLE | TX | 78363 | KLEBERG | CN605247097 | RN110029824 | nondestructive pipeline testing expenditures – radiography. | The following property is used 100% for pollution control and is installed to meet or exceed federal or state regulations: nondestructive pipeline testing expenditures – radiography. | 2017-11-15 | 1282817 | 100
20740 | T2 | VALLEY CROSSING PIPELINE LLC | VALLEY CROSSING PIPELINE SEGMENTS IN KENEDY COUNTY | 48.14 MILES OF 42 INCH PIPE TRANSPORTING NATURAL GAS | SARITA | TX | 78385 | KENEDY | CN605247097 | RN110029923 | nondestructive pipeline testing expenditures – radiography. | The following property is used 100% for pollution control and is installed to meet or exceed federal or state regulations: nondestructive pipeline testing expenditures – radiography. | 2017-11-15 | 3179958 | 100
20741 | T2 | VALLEY CROSSING PIPELINE LLC | VALLEY CROSSING PIPELINE SEGMENTS IN WILLACY COUNTY | 21.09 MILES OF 42 INCH PIPE TRANSPORTING NATURAL GAS | RAYMONDVILLE | TX | 7580 | WILLACY | CN605247097 | RN110029972 | nondestructive pipeline testing expenditures – radiography. | The following property is used 100% for pollution control and is installed to meet or exceed federal or state regulations: nondestructive pipeline testing expenditures – radiography. | 2017-11-15 | 1393131 | 100
20742 | T2 | VALLEY CROSSING PIPELINE LLC | VALLEY CROSSING PIPELINE SEGMENTS IN CAMERON COUNTY | 65.8 MILES OF 42 INCH PIPE TRANSPORTING NATURAL GAS | BROWNSVILLE | TX | 78250 | CAMERON | CN605247097 | RN110030020 | nondestructive pipeline testing expenditures – radiography. | The following property is used 100% for pollution control and is installed to meet or exceed federal or state regulations: nondestructive pipeline testing expenditures – radiography. | 2017-11-14 | 4346515 | 100
20743 | T1 | VALLEY CROSSING PIPELINE LLC | VALLEY CROSSING PIPELINE SEGMENTS IN NUECES COUNTY | 22.17 MILES OF 42 INCH PIPE TRANSPORTING NATURAL GAS | CORPUS CHRISTI | TX | 78401 | NUECES | CN605247097 | RN110029774 | Cathodic protection; fusion-bonded epoxy (FBE) on the pipe surface; adhesive for top coat; and top coat consisting of polyethylene or polypropylene. | The following property is used 100% for pollution control and is installed to meet or exceed federal or state regulations: Cathodic protection; fusion-bonded epoxy (FBE) on the pipe surface; adhesive for top coat; and top coat consisting of polyethylene or polypropylene. | 2017-11-15 | 1029927 | 100
20744 | T1 | VALLEY CROSSING PIPELINE LLC | VALLEY CROSSING PIPELINE SEGMENTS IN KLEBERG COUNTY | 19.42 MILES OF 42 INCH PIPE TRANSPORTING NATURAL GAS | KINGSVILLE | TX | 78363 | KLEBERG | CN605247097 | RN110029824 | Cathodic protection; fusion-bonded epoxy (FBE) on the pipe surface; adhesive for top coat; and top coat consisting of polyethylene or polypropylene. | The following property is used 100% for pollution control and is installed to meet or exceed federal or state regulations: Cathodic protection; fusion-bonded epoxy (FBE) on the pipe surface; adhesive for top coat; and top coat consisting of polyethylene or polypropylene. | 2017-11-15 | 902173 | 100
20745 | T1 | VALLEY CROSSING PIPELINE LLC | VALLEY CROSSING PIPELINE SEGMENTS IN KENEDY COUNTY | 48.14 MILES OF 42 INCH PIPE TRANSPORTING NATURAL GAS | SARITA | TX | 78385 | KENEDY | CN605247097 | RN110029923 | Cathodic protection; fusion-bonded epoxy (FBE) on the pipe surface; adhesive for top coat; and top coat consisting of polyethylene or polypropylene. | The following property is used 100% for pollution control and is installed to meet or exceed federal or state regulations: Cathodic protection; fusion-bonded epoxy (FBE) on the pipe surface; adhesive for top coat; and top coat consisting of polyethylene or polypropylene. | 2017-11-15 | 2236386 | 100
20746 | T1 | VALLEY CROSSING PIPELINE LLC | VALLEY CROSSING PIPELINE SEGMENTS IN WILLACY COUNTY | 21.09 MILES OF 42 INCH PIPE TRANSPORTING NATURAL GAS | RAYMONDVILLE | TX | 7580 | WILLACY | CN605247097 | RN110029972 | Cathodic protection; fusion-bonded epoxy (FBE) on the pipe surface; adhesive for top coat; and top coat consisting of polyethylene or polypropylene. | The following property is used 100% for pollution control and is installed to meet or exceed federal or state regulations: Cathodic protection; fusion-bonded epoxy (FBE) on the pipe surface; adhesive for top coat; and top coat consisting of polyethylene or polypropylene. | 2017-11-15 | 979755 | 100
20747 | T1 | VALLEY CROSSING PIPELINE LLC | VALLEY CROSSING PIPELINE SEGMENTS IN CAMERON COUNTY | 65.8 MILES OF 42 INCH PIPE TRANSPORTING NATURAL GAS | BROWNSVILLE | TX | 78250 | CAMERON | CN605247097 | RN110030020 | Cathodic protection; fusion-bonded epoxy (FBE) on the pipe surface; adhesive for top coat; and top coat consisting of polyethylene or polypropylene. | The following property is used 100% for pollution control and is installed to meet or exceed federal or state regulations: Cathodic protection; fusion-bonded epoxy (FBE) on the pipe surface; adhesive for top coat; and top coat consisting of polyethylene or polypropylene. | 2017-11-15 | 3056797 | 100
20748 | T1 | VALLEY CROSSING PIPELINE LLC | VALLEY CROSSING PIPELINE SEGMENTS IN KLEBERG COUNTY | 19.42 MILES OF 42 INCH PIPE TRANSPORTING NATURAL GAS | KINGSVILLE | TX | 78363 | KLEBERG | CN605247097 | RN110029824 | Automatic shut-off valve at 27°28’06.07” N 97°47’47.06” W | The following property is used 100% for pollution control and is installed to meet or exceed federal or state regulations: Automatic shut-off valve at 27°28’06.07” N 97°47’47.06” W | 2017-11-15 | 1151631 | 100
20749 | T1 | VALLEY CROSSING PIPELINE LLC | VALLEY CROSSING PIPELINE SEGMENTS IN KENEDY COUNTY | 48.14 MILES OF 42 INCH PIPE TRANSPORTING NATURAL GAS | SARITA | TX | 78385 | KENEDY | CN605247097 | RN110029923 | Three auto shut-off valves at 27°14’05.76” N 97°47’03.43 W, 26°57’35.41” N 97°47’42.22” W, and 26 °42’12.05” N 97°46’11.09”W. | The following property is used 100% for pollution control and is installed to meet or exceed federal or state regulations: Three auto shut-off valves at 27°14’05.76” N 97°47’03.43 W, 26°57’35.41” N 97°47’42.22” W, and 26 °42’12.05” N 97°46’11.09”W. | 2017-11-15 | 3454893 | 100
20750 | T1 | VALLEY CROSSING PIPELINE LLC | VALLEY CROSSING PIPELINE SEGMENTS IN WILLACY COUNTY | 21.09 MILES OF 42 INCH PIPE TRANSPORTING NATURAL GAS | RAYMONDVILLE | TX | 7580 | WILLACY | CN605247097 | RN110029972 | Auto shut-off valve at 26°27’10.02” N 97°44’04.51” W | The following property is used 100% for pollution control and is installed to meet or exceed federal or state regulations: Auto shut-off valve at 26°27’10.02” N 97°44’04.51” W | 2017-11-15 | 1151631 | 100
20751 | T1 | VALLEY CROSSING PIPELINE LLC | VALLEY CROSSING PIPELINE SEGMENTS IN WILLACY COUNTY | 21.09 MILES OF 42 INCH PIPE TRANSPORTING NATURAL GAS | RAYMONDVILLE | TX | 7580 | WILLACY | CN605247097 | RN110029972 | Three auto shut-off valves at 26°13’01.34” N 97°37’26.69” W, 26°03’00.83” N 97°29’00.70” W, and 26°01’54.24” N 97°14’48.49” W. | The following property is used 100% for pollution control and is installed to meet or exceed federal or state regulations: Three auto shut-off valves at 26°13’01.34” N 97°37’26.69” W, 26°03’00.83” N 97°29’00.70” W, and 26°01’54.24” N 97°14’48.49” W. | 2017-11-15 | 3454893 | 100
20752 | T1 | VALLEY CROSSING PIPELINE LLC | VALLEY CROSSING PIPELINE SEGMENTS IN NUECES COUNTY | 22.17 MILES OF 42 INCH PIPE TRANSPORTING NATURAL GAS | CORPUS CHRISTI | TX | 78401 | NUECES | CN605247097 | RN110029774 | Intelligent pipeline inspection gauge (PIG) launcher and receiver set located at 27°45’05.88” N 97°51’17.63” W. | The following property is used 100% for pollution control and is installed to meet or exceed federal or state regulations: Intelligent pipeline inspection gauge (PIG) launcher and receiver set located at 27°45’05.88” N 97°51’17.63” W. | 2017-11-15 | 483670 | 100
20753 | T1 | VALLEY CROSSING PIPELINE LLC | VALLEY CROSSING PIPELINE SEGMENTS IN NUECES COUNTY | 22.17 MILES OF 42 INCH PIPE TRANSPORTING NATURAL GAS | CORPUS CHRISTI | TX | 78401 | NUECES | CN605247097 | RN110029774 | Sedimentation and erosion controls including slope breakers, silt fences, staked hay or straw bales, matting, and diking. | The following property is used 100% for pollution control and is installed to meet or exceed federal or state regulations: sedimentation and erosion controls including slope breakers, silt fences, staked hay or straw bales, matting, and diking. | 2017-11-15 | 4809784 | 100
20754 | T1 | VALLEY CROSSING PIPELINE LLC | VALLEY CROSSING PIPELINE SEGMENTS IN KLEBERG COUNTY | 19.42 MILES OF 42 INCH PIPE TRANSPORTING NATURAL GAS | KINGSVILLE | TX | 78363 | KLEBERG | CN605247097 | RN110029824 | Sedimentation and erosion controls including slope breakers, silt fences, staked hay or straw bales, matting, and diking. | The following property is used 100% for pollution control and is installed to meet or exceed federal or state regulations: sedimentation and erosion controls including slope breakers, silt fences, staked hay or straw bales, matting, and diking. | 2017-11-15 | 4213171 | 100
20755 | T1 | VALLEY CROSSING PIPELINE LLC | VALLEY CROSSING PIPELINE SEGMENTS IN KENEDY COUNTY | 48.14 MILES OF 42 INCH PIPE TRANSPORTING NATURAL GAS | SARITA | TX | 78385 | KENEDY | CN605247097 | RN110029923 | Sedimentation and erosion controls including slope breakers, silt fences, staked hay or straw bales, matting, and diking. | The following property is used 100% for pollution control and is installed to meet or exceed federal or state regulations: sedimentation and erosion controls including slope breakers, silt fences, staked hay or straw bales, matting, and diking. | 2017-11-15 | 10443979 | 100
20756 | T1 | VALLEY CROSSING PIPELINE LLC | VALLEY CROSSING PIPELINE SEGMENTS IN WILLACY COUNTY | 21.09 MILES OF 42 INCH PIPE TRANSPORTING NATURAL GAS | RAYMONDVILLE | TX | 7580 | WILLACY | CN605247097 | RN110029972 | Sedimentation and erosion controls including slope breakers, silt fences, staked hay or straw bales, matting, and diking. | The following property is used 100% for pollution control and is installed to meet or exceed federal or state regulations: sedimentation and erosion controls including slope breakers, silt fences, staked hay or straw bales, matting, and diking. | 2017-11-15 | 4575478 | 100
20757 | T1 | VALLEY CROSSING PIPELINE LLC | VALLEY CROSSING PIPELINE SEGMENTS IN CAMERON COUNTY | 65.8 MILES OF 42 INCH PIPE TRANSPORTING NATURAL GAS | BROWNSVILLE | TX | 78250 | CAMERON | CN605247097 | RN110030020 | Sedimentation and erosion controls including slope breakers, silt fences, staked hay or straw bales, matting, and diking. | The following property is used 100% for pollution control and is installed to meet or exceed federal or state regulations: sedimentation and erosion controls including slope breakers, silt fences, staked hay or straw bales, matting, and diking. | 2017-11-15 | 14275317 | 100
20758 | T2 | VALLEY CROSSING PIPELINE LLC | BROWNSVILLE COMPRESSOR STATION | FROM THE INTX OF ROUTE 550 & ROUTE 48 GO E ON ROUTE 48 AFTER 3 MI GO N ONTO A DIRT RD & GO N FOR 1.2 MI & THE FACILITY WILL BE IN FRONT | BROWNSVILLE | TX | 78251 | CAMERON | CN605247097 | RN109451435 | Dry Low Emissions System (SoLoNox) controls for the four Solar Titan 250 CT compressors including electric inlet guide vanes or bleed valves; universal gas fuel/dual fuel injectors; parallel fuel valve module; fuel system plumbing; augmented backside cooled combustor liner; and sensors and controls. | The following property is used 100% for pollution control and is installed to meet or exceed federal or state regulations: Dry Low Emissions System (SoLoNox) controls for the four Solar Titan 250 CT compressors including electric inlet guide vanes or bleed valves; universal gas fuel/dual fuel injectors; parallel fuel valve module; fuel system plumbing; augmented backside cooled combustor liner; and sensors and controls. | 2017-12-04 | 5390701 | 100
20759 | T2 | VALLEY CROSSING PIPELINE LLC | AGUA DULCE COMPRESSOR STATION | FROM THE INTX OF HWY 44 & RT 666 HEAD SOUTH ON RT 666 FOR 4.4 MILES MAKE A L ON RT 2826 AFTER APPROX 0.7 MILES THE FACILITY WILL BE ON THE L | BANQUETE | TX | 78380 | NUECES | CN605247097 | RN109451393 | Dry Low Emissions System (SoLoNox) controls for the seven Solar Titan 250 CT compressors including electric inlet guide vanes or bleed valves; universal gas fuel/dual fuel injectors; parallel fuel valve module; fuel system plumbing; augmented backside cooled combustor liner; and sensors and controls. | The following property is used 100% for pollution control and is installed to meet or exceed federal or state regulations: Dry Low Emissions System (SoLoNox) controls for the seven Solar Titan 250 CT compressors including electric inlet guide vanes or bleed valves; universal gas fuel/dual fuel injectors; parallel fuel valve module; fuel system plumbing; augmented backside cooled combustor liner; and sensors and controls. | 2017-12-04 | 9433727 | 100
20760 | T1 | THE DOW CHEMICAL COMPANY | DOW TEXAS OPERATIONS FREEPORT | 2301 N BRAZOSPORT BLVD | FREEPORT | TX | 77541 | Brazoria | CN600356976 | RN100225945 | Waste storage used to collect and/or store waste prior to treatment or disposal, TOC online analyzer. | The following property is used 100% for pollution control and is installed to meet or exceed federal or state regulations: Neutralization system online analyzer skid and equipment including an analyzer skid (AFSR-73601), Cl2 detection (AIT-73617), UV detection (AIT-73618), turbidity detection (AIT-73623), pH detection (AIT-73627 and AIT-73628), liquid recovery system for AFSR-73601 (TK-1602), level high for TK-1602 (LSHH-73635), and pump liquid recovery system for AFSR-73601 (P-1602). | 2018-01-03 | 655000 | 100
20761 | T1 | EASTMAN CHEMICAL COMPANY | EASTMAN CHEMICAL TEXAS OPERATIONS | 300 KODAK BLVD | LONGVIEW | TX | 75602 | Harrison | CN601214406 | RN100219815 | Total resource effectiveness (TRE) process analyzers on Acetaldehyde Plants 1 and 2. | The following property is used 100% for pollution control and is installed to meet or exceed federal or state regulations: Total resource effectiveness (TRE) process analyzers on Acetaldehyde Plants 1 and 2. | 2017-11-16 | 683000 | 100
20762 | T1 | FREEPORT LNG DEVELOPMENT LP | FREEPORT LNG PRETREATMENT FACILITY | 2363 CR 690 | OYSTER CREEK | TX | 77541 | Brazoria | CN601720345 | RN106481500 | Diesel particulate filters and selective catalytic reduction systems on two DQFAH emergency generator engines and XPI fuel system, cooled exhaust gas recirculation, integrated electronic controls, diesel particulate filter, selective catalytic reduction system, and urea dosing system on one QSX15 backup air compressor engine. | The following property is used 100% for pollution control and is installed to meet or exceed federal or state regulations: Diesel particulate filters and selective catalytic reduction systems on two DQFAH emergency generator engines and XPI fuel system, cooled exhaust gas recirculation, integrated electronic controls, diesel particulate filter, selective catalytic reduction system, and urea dosing system on one QSX15 backup air compressor engine. | 2017-11-17 | 3298693 | 100
20763 | T1 | OCCIDENTAL PERMIAN LTD | MALLET CO2 RECOVERY PLANT | 3 MILES W OF FM 303 IN SUNDOWN TX ON FM 301 | SUNDOWN | TX | 79372 | HOCKLEY | CN600755086 | RN102205119 | Flare system including the flare stack and burner tips and necessary control and monitoring equipment to demonstrate compliance with emissions limitations. | The following property is used 100% for pollution control and is installed to meet or exceed federal or state regulations: Flare system including the flare stack and burner tips and necessary control and monitoring equipment to demonstrate compliance with emissions limitations. | 2017-11-20 | 5643945 | 100
20764 | T1 | ODEN HUGHES LLC | LANDMARK CONSERVANCY | SOUTHEAST CORNER OF OLD BEE CAVES ROAD AND HIGHWAY 71 | AUSTIN | TX | 78735 | TRAVIS | CN604107656 | RN106684038 | Water quality pond, stormwater quality pond, and splitter box located on Lot 1 and water quality pond, stormwater quality pond, splitter box, and outfall with energy dissipaters located on Lot 8. | The following property is used 100% for pollution control and is installed to meet or exceed federal or state regulations: water quality pond, stormwater quality pond, and splitter box located on Lot 1 and water quality pond, stormwater quality pond, splitter box, and outfall with energy dissipaters located on Lot 8. | 2017-12-07 | 2217812 | 100
20765 | T1 | HILLER CARBON LLC | HILMOR INDUSTRIES LLC | 6736 HIGHWAY 146 | DAYTON | TX | 77535 | LIBERTY | CN604921932 | RN108745589 | baghouse. | The following property is used 29% for pollution control and is installed to meet or exceed federal or state regulations: vacuum dust collection system and baghouse. | 2016-12-29 | 849766 | 29
20766 | T1 | KINDER MORGAN TEJAS PIPELINE LLC | KINDER MORGAN TEJAS PIPELINE JACKSON COUNTY SEGMENT | JACKSON COUNTY NATURAL GAS PIPELINE | EDNA | TX | 77957 | JACKSON | CN603437849 | RN110039864 | cathodic protection consisting of three impressed-current rectifiers and fusion bonded epoxy applied to the natural gas pipeline. | The following property is used 100% for pollution control and is installed to meet or exceed federal or state regulations: cathodic protection consisting of three impressed-current rectifiers and fusion bonded epoxy applied to the 33.54 miles of natural gas pipeline. | 2017-12-19 | 3326840 | 100
20767 | T1 | EASTMAN CHEMICAL COMPANY | EASTMAN CHEMICAL TEXAS OPERATIONS | 300 KODAK BLVD | LONGVIEW | TX | 75602 | Harrison | CN601214406 | RN100219815 | Acid absorber on HCl Recovery Unit E-701. | Withdrawn | 2018-01-02 | 230000 | 100
20768 | T1 | EASTMAN CHEMICAL COMPANY | EASTMAN CHEMICAL TEXAS OPERATIONS | 300 KODAK BLVD | LONGVIEW | TX | 75602 | Harrison | CN601214406 | RN100219815 | replacement Tuyere Dome for the fluid bed incinerator. | The following property is used 100% for pollution control and is installed to meet or exceed federal or state regulations: replacement Tuyere Dome for the fluid bed incinerator. | 2017-12-29 | 350000 | 100
20769 | T1 | FREEPORT LNG DEVELOPMENT LP | FREEPORT LNG LIQUEFACTION PLANT | 1500 LAMAR ST | QUINTANA | TX | 77541 | BRAZORIA | CN601720345 | RN103196689 | Roofs and side coverings for the following compressors: propane compressors (11K-30, 12K-30, 13K-30), low pressure mixed refrigerant compressors (11K-31, 12K-31, 13K-31), and medium pressure mixed refrigerant compressors/high pressure mixed refrigerant compressors (11K-32/11K-33, 12K-32/12K-33, 13K-32/13K-33) on Trains 1, 2, and 3 and the boil-off gas compressor (18K-9A-E). | The following property is used 100% for pollution control and is installed to meet or exceed federal or state regulations: Roofs and side coverings for the following compressors: propane compressors (11K-30, 12K-30, 13K-30), low pressure mixed refrigerant compressors (11K-31, 12K-31, 13K-31), and medium pressure mixed refrigerant compressors/high pressure mixed refrigerant compressors (11K-32/11K-33, 12K-32/12K-33, 13K-32/13K-33) on Trains 1, 2, and 3 and the boil-off gas compressor (18K-9A-E). | 2020-03-11 | 7467779 | 100
20770 | T1 | OXY VINYLS LP | PASADENA PVC | 4403 PASADENA FWY | PASADENA | TX | 77503 | HARRIS | CN600129126 | RN102518065 | The incremental cost difference for low NOx burners versus similar burners without NOx controls on the F4 Boiler. | The following property is used 100% for pollution control and is installed to meet or exceed federal or state regulations: The incremental cost difference for low NOx burners and control system versus similar burners without NOx controls on the F4 Boiler. | 2017-12-18 | 2364765 | 100
20771 | T1 | OXY VINYLS LP | OXY VINYLS BATTLEGROUND CHLOR-ALKALI PLANT | BATTLEGROUND RD AND PARK RD 1836 LA PORTE TX | LA PORTE | TX | 77571 | HARRIS | CN600129126 | RN100217363 | Selective Catalytic Reduction (SCR) Systems additions on Unit GT-3 (Emissions Point Number BGU-030) and ancillary equipment for aqueous ammonia unloading, handling, and storage. | The following property is used 100% for pollution control and is installed to meet or exceed federal or state regulations: Selective Catalytic Reduction (SCR) Systems additions on Unit GT-3 (Emissions Point Number BGU-030) and ancillary equipment for aqueous ammonia unloading, handling, and storage. | 2017-12-06 | 389434 | 100
20772 | T1 | OXY VINYLS LP | PASADENA PVC | 4403 PASADENA FWY | PASADENA | TX | 77503 | HARRIS | CN600129126 | RN102518065 | Facility flare system additions consisting of installation of pilots on flare, installation of block valves and expansion joints on the flare piping, installation of flare ignitors along with improvements to ignition system, and installation of an expansion joint on the flare stack on Emission Point Numbers 70 A/B, 71A/B, 72 A/B, 83A/B, 89A/B, 90A/B, 92A/B/C (PVC Dryer Emission Caps: Production Lines 1 – 7), and F-74 (Process Fugitives). | The following property is used 100% for pollution control and is installed to meet or exceed federal or state regulations: Facility flare system additions consisting of installation of pilots on flare, installation of block valves and expansion joints on the flare piping, installation of flare ignitors along with improvements to ignition system, and installation of an expansion joint on the flare stack on Emission Point Numbers 70 A/B, 71A/B, 72 A/B, 83A/B, 89A/B, 90A/B, 92A/B/C (PVC Dryer Emission Caps: Production Lines 1 – 7), and F-74 (Process Fugitives). | 2017-12-06 | 631947 | 100
20773 | T1 | OXY VINYLS LP | PASADENA PVC | 4403 PASADENA FWY | PASADENA | TX | 77503 | HARRIS | CN600129126 | RN102518065 | OC-2018-23 -On or Off-Site Ambient Air Monitoring Facilities & Continuous Emissions Monitoring Systems CEMS Additions | The following property is used 100% for pollution control and is installed to meet or exceed federal or state regulations: additions and replacements made to the facility’s continuous emission monitoring (CEMS) and ambient air monitoring systems including upgrades to CEMS installations on the Boilers, replacement of spare CEMS analyzers, replacement of CEMS batteries, and upgrades to the ambient air monitor relief indication instruments located throughout the facility. | 2017-12-04 | 595636 | 100
20774 | T1 | OXY VINYLS LP | GEON-OXY VINYL | 2400 MILLER CUT OFF RD | LA PORTE | TX | 77571 | HARRIS | CN600129126 | RN100224674 | OC-2018-11 - On or Off-Site Ambient Air Monitoring Facilities & Continuous Emissions Monitoring Systems CEMS Additions | The following property is used 100% for pollution control and is installed to meet or exceed federal or state regulations: upgrades made to the incinerators continuous emission monitoring systems (CEMS) consisting of analyzers, sampling systems, temperature monitors, and flow monitors; and the installation of ambient air monitors throughout the facility. | 2017-12-04 | 299940 | 100
20775 | T1 | OXY VINYLS LP | OXY VINYLS DEER PARK VCM PLANT | 5900 HIGHWAY 225 | DEER PARK | TX | 77536 | HARRIS | CN600129126 | RN100706803 | OC-2018-06 - On or Off-Site Ambient Air Monitoring Facility Additions | The following property is used 100% for pollution control and is installed to meet or exceed federal or state regulations: upgrades and additions to the facility’s on and off site ambient air monitoring system. | 2017-12-04 | 133048 | 100
20776 | T1 | OXY VINYLS LP | DEER PARK PVC | 1000 TIDAL RD | DEER PARK | TX | 77536 | HARRIS | CN600129126 | RN100225879 | OC-2018-01 - On or Off-Site Ambient Air Monitoring Facility Additions | The following property is used 100% for pollution control and is installed to meet or exceed federal or state regulations: upgrades and additions to the facility’s on and off site ambient air monitoring system. | 2017-12-04 | 167500 | 100
20777 | T1 | OXY VINYLS LP | GEON-OXY VINYL | 2400 MILLER CUT OFF RD | LA PORTE | TX | 77571 | HARRIS | CN600129126 | RN100224674 | OC-2018-12, Demisters or Mist Eliminators Additions | The following property is used 100% for pollution control and is installed to meet or exceed federal or state regulations: mist eliminator additions. | 2017-12-05 | 777029 | 100
20778 | T1 | OXY VINYLS LP | PASADENA PVC | 4403 PASADENA FWY | PASADENA | TX | 77503 | HARRIS | CN600129126 | RN102518065 | OC-2018-30 Wastewater Treatment System Additions | The following property is used 100% for pollution control and is installed to meet or exceed federal or state regulations: wastewater treatment system retrofits and upgrades including aerator, clarifier, sand filter, stripper, stormwater handling systems, piping and pumps, dedicated ancillary equipment for wastewater treatment, and outfall. | 2017-12-07 | 4257260 | 100
20779 | T1 | OXY VINYLS LP | OXY VINYLS BATTLEGROUND CHLOR-ALKALI PLANT | BATTLEGROUND RD AND PARK RD 1836 LA PORTE TX | LA PORTE | TX | 77571 | HARRIS | CN600129126 | RN100217363 | OC-2018-21 Wastewater Treatement System Addition | The following property is used 100% for pollution control and is installed to meet or exceed federal or state regulations: wastewater treatment system retrofits and upgrades including belt press, brine filter, clarifier, filter press, neutralizer, pH monitors, sand filter, sludge treatment, oil/water separator, stormwater handling systems, piping and pumps, water wash system, and outfall. | 2017-12-07 | 13729612 | 100
20780 | T1 | OXY VINYLS LP | GEON-OXY VINYL | 2400 MILLER CUT OFF RD | LA PORTE | TX | 77571 | HARRIS | CN600129126 | RN100224674 | OC-2018-15 Wastewater Treatment System | The following property is used 100% for pollution control and is installed to meet or exceed federal or state regulations: wastewater treatment system retrofits and upgrades including belt press, bio-treater, clarifier, thickener, neutralizer, sand filter, contaminated water stripper, piping and pumps, stormwater handling systems, water wash system, wastewater storage tanks, wastewater system dedicated ancillary equipment, and outfalls. | 2017-12-07 | 26226562 | 100
20781 | T1 | OXY VINYLS LP | OXY VINYLS DEER PARK VCM PLANT | 5900 HIGHWAY 225 | DEER PARK | TX | 77536 | HARRIS | CN600129126 | RN100706803 | OC-2018-09 Wastewater Treatment System Additions | The following property is used 100% for pollution control and is installed to meet or exceed federal or state regulations: wastewater treatment system retrofits and upgrades including neutralizer, stormwater handling equipment, and wastewater condenser/heat exchanger. | 2017-12-07 | 2743145 | 100
20782 | T1 | OXY VINYLS LP | DEER PARK PVC | 1000 TIDAL RD | DEER PARK | TX | 77536 | HARRIS | CN600129126 | RN100225879 | OC-2018-04 Wastewater Treatment System Additions | The following property is used 100% for pollution control and is installed to meet or exceed federal or state regulations: wastewater treatment system retrofits and upgrades including clarifier, effluent filter, sand filter, stormwater handling equipment, stripper, wastewater storage tanks, dedicated ancillary equipment, and outfalls. | 2017-12-07 | 5609935 | 100
20783 | T1 | EASTMAN CHEMICAL COMPANY | EASTMAN CHEMICAL TEXAS OPERATIONS | 300 KODAK BLVD | LONGVIEW | TX | 75602 | Harrison | CN601214406 | RN100219815 | Improvements made to the Building 29 Flare System consisting of the installation of a natural gas addition system, flow meters for the vent gas and natural gas, and a Btu analyzer. | The following property is used 100% for pollution control and is installed to meet or exceed federal or state regulations: improvements made to the Building 29 Flare System consisting of the installation of a natural gas addition system, flow meters for the vent gas and natural gas, and a Btu analyzer. | 2017-12-04 | 430000 | 100
20784 | T1 | OXY VINYLS LP | PASADENA PVC | 4403 PASADENA FWY | PASADENA | TX | 77503 | HARRIS | CN600129126 | RN102518065 | Dust suppression system consisting of baghouses and dust collectors on Dryer/Centrifuge No. 1, 2, 3, 4, 5, 6, and 7; PVC Storage Silos; and Off-Loading Silos. | The following property is used 100% for pollution control and is installed to meet or exceed federal or state regulations: Dust suppression system consisting of baghouses and dust collectors on Dryer/Centrifuge No. 1, 2, 3, 4, 5, 6, and 7; PVC Storage Silos; and Off-Loading Silos. | 2017-12-06 | 10136404 | 100
20785 | T1 | OXY VINYLS LP | OXY VINYLS BATTLEGROUND CHLOR-ALKALI PLANT | BATTLEGROUND RD AND PARK RD 1836 LA PORTE TX | LA PORTE | TX | 77571 | HARRIS | CN600129126 | RN100217363 | Dust collectors on Carbonation Units Nos. 1, 2, and 3. | The following property is used 100% for pollution control and is installed to meet or exceed federal or state regulations: Dust collectors on Carbonation Units Nos. 1, 2, and 3. | 2017-12-06 | 403733 | 100
20786 | T1 | OXY VINYLS LP | DEER PARK PVC | 1000 TIDAL RD | DEER PARK | TX | 77536 | HARRIS | CN600129126 | RN100225879 | Dust suppression system additions consisting of baghouses and dust collectors on PVC Truck Transloading (Emission Point Number DPP101), Process Fugitives (Emission Point Number DPP102), and PVC Silo Modifications (Emission Point Numbers DPP71-DPP74, DPP84-DPP88, and DPP94). | The following property is used 100% for pollution control and is installed to meet or exceed federal or state regulations: Dust suppression system additions consisting of baghouses and dust collectors on PVC Truck Transloading (Emission Point Number DPP101), Process Fugitives (Emission Point Number DPP102), and PVC Silo Modifications (Emission Point Numbers DPP71-DPP74, DPP84-DPP88, and DPP94). | 2017-12-06 | 97842 | 100
20787 | T1 | EASTMAN CHEMICAL COMPANY | EASTMAN CHEMICAL TEXAS OPERATIONS | 300 KODAK BLVD | LONGVIEW | TX | 75602 | Harrison | CN601214406 | RN100219815 | replaced sludge hold tank TK-10. | The following property is used 100% for pollution control and is installed to meet or exceed federal or state regulations: replaced sludge hold tank TK-10. | 2017-12-29 | 200000 | 100
20788 | T1 | OXY VINYLS LP | DEER PARK PVC | 1000 TIDAL RD | DEER PARK | TX | 77536 | HARRIS | CN600129126 | RN100225879 | The incremental cost difference for low NOx burners versus similar burners without NOx controls on Boilers 1 and 2. | The following property is used 100% for pollution control and is installed to meet or exceed federal or state regulations: The incremental cost difference for low NOx burners versus similar burners without NOx controls on Boilers 1 and 2. | 2017-12-06 | 403695 | 100
20789 | T1 | OXY VINYLS LP | OXY VINYLS BATTLEGROUND CHLOR-ALKALI PLANT | BATTLEGROUND RD AND PARK RD 1836 LA PORTE TX | LA PORTE | TX | 77571 | HARRIS | CN600129126 | RN100217363 | Scrubber retrofits and upgrades consisting of an Afterscrubber and an Emergency Vent Scrubber. | The following property is used 100% for pollution control and is installed to meet or exceed federal or state regulations: Scrubber retrofits and upgrades consisting of an Afterscrubber and an Emergency Vent Scrubber. | 2017-12-06 | 5167284 | 100
20790 | T1 | GEORGIA-PACIFIC WOOD PRODUCTS SOUTH LLC | CORRIGAN FACILITY | 800 INDUSTRIAL RD | CORRIGAN | TX | 75939 | POLK | CN603181850 | RN100543073 | Oil water separator and including all necessary piping and connections. | The following property is used 100% for pollution control and is installed to meet or exceed federal or state regulations: oil water separator and including all necessary piping and connections. | 2017-12-04 | 336000 | 100
20791 | T1 | E SQUARED MARINE SERVICE LLC | E SQUARED MARINE SERVICE BARGES | IN HARRIS COUNTY HOUSTON TEXAS NAVIGABLE WATERS | HOUSTON | TX | 77012 | HARRIS | CN604908673 | RN108721416 | Double Hull of Tank Barges Perimeter Deck Spill Rails and Mechanical Means of Closing Scuppers High Level Overflow Alarms/Closed Cargo Gauging Systems Automatic Shut-Off Valves. | The following property is used 100% for pollution control and is installed to meet or exceed federal or state regulations: spill and overflow prevention equipment including perimeter deck spill rails and mechanical means of closing scuppers, high level overflow alarms/closed cargo gauging systems, and automatic shut-off valves installed on E Squared Barges E2MS 300, 301, 302, and 303; and the incremental cost difference between the double-hulled barges and comparable single-hulled barges. | 2017-12-07 | 2272503 | 100
20792 | T1 | E SQUARED MARINE SERVICE LLC | E SQUARED MARINE SERVICE BARGES | IN HARRIS COUNTY HOUSTON TEXAS NAVIGABLE WATERS | HOUSTON | TX | 77012 | HARRIS | CN604908673 | RN108721416 | Vapor Recovery Systems | The following property is used 100% for pollution control and is installed to meet or exceed federal or state regulations: vapor control systems installed on E Squared Barges E2MS 300, 301, 302, and 303. | 2017-12-07 | 139133 | 100
20793 | T1 | OXY VINYLS LP | GEON-OXY VINYL | 2400 MILLER CUT OFF RD | LA PORTE | TX | 77571 | HARRIS | CN600129126 | RN100224674 | Scrubber on Incinerators A and B. | The following property is used 100% for pollution control and is installed to meet or exceed federal or state regulations: Scrubber on Incinerators A and B. | 2017-12-06 | 724889 | 100
20794 | T1 | OXY VINYLS LP | OXY VINYLS DEER PARK VCM PLANT | 5900 HIGHWAY 225 | DEER PARK | TX | 77536 | HARRIS | CN600129126 | RN100706803 | Emergency Vent Scrubber on VCM Plant Fugitives (Emission Point Number F-DPV-01). | The following property is used 100% for pollution control and is installed to meet or exceed federal or state regulations: Emergency Vent Scrubber on VCM Plant Fugitives (Emission Point Number F-DPV-01). | 2017-12-06 | 301377 | 100
20795 | T1 | E2MS 100 BARGES | E2MS 100 BARGES | IN HARRIS COUNTY HOUSTON TX NAVIGABLE WATERS | HOUSTON | TX | 77012 | HARRIS | CN605443282 | RN110050218 | Tank Barge Double Hull Perimeter Deck Spill Rails and Mechanical Means of Closing Scuppers High Level Overflow Alarms/Closed Gauging System Automatic Shut-Off Valves | The following property is used 100% for pollution control and is installed to meet or exceed federal or state regulations: spill and overflow prevention equipment including perimeter deck spill rails and mechanical means of closing scuppers, high level overflow alarms/closed cargo gauging systems, and automatic shut-off valves installed on E Squared Barge E2MS 100; and the incremental cost difference between the double-hulled barge and a comparable single-hulled barge. | 2017-12-07 | 367610 | 100
20796 | T1 | E2MS 100 BARGES | E2MS 100 BARGES | IN HARRIS COUNTY HOUSTON TX NAVIGABLE WATERS | HOUSTON | TX | 77012 | HARRIS | CN605443282 | RN110050218 | VAPOR RECOVERY SYSTEMS | The following property is used 100% for pollution control and is installed to meet or exceed federal or state regulations: vapor control system installed on E2MS barge 100. | 2017-12-07 | 36476 | 100
20797 | T1 | OXY VINYLS LP | GEON-OXY VINYL | 2400 MILLER CUT OFF RD | LA PORTE | TX | 77571 | HARRIS | CN600129126 | RN100224674 | OC-2018-16, Secondary Containment Additions | The following property is used 100% for pollution control and is installed to meet or exceed federal or state regulations: secondary containment additions for the EDC and pure EDC storage tank farm. | 2017-12-07 | 994285 | 100
20798 | T1 | OXY VINYLS LP | DEER PARK PVC | 1000 TIDAL RD | DEER PARK | TX | 77536 | HARRIS | CN600129126 | RN100225879 | OC-2018-05, Secondary Containment Additions | The following property is used 100% for pollution control and is installed to meet or exceed federal or state regulations: secondary containment additions for the reclaimed PVC solids loading area. | 2017-12-07 | 215519 | 100
20799 | T1 | OXY VINYLS LP | OXY VINYLS BATTLEGROUND CHLOR-ALKALI PLANT | BATTLEGROUND RD AND PARK RD 1836 LA PORTE TX | LA PORTE | TX | 77571 | HARRIS | CN600129126 | RN100217363 | OC-2018-22, Secondary Containment Additions | The following property is used 100% for pollution control and is installed to meet or exceed federal or state regulations: secondary containment additions and replacements including railcar containment pad, acid storage area containment, replacement dike for H2S04 tower area, spill protection curbing additions, ammonia area containment addition, sulfuric acid storage containment, catalyst storage tank containment area, and acid storage containment sump. | 2017-12-07 | 1063053 | 100
20800 | T1 | OXY VINYLS LP | PASADENA PVC | 4403 PASADENA FWY | PASADENA | TX | 77503 | HARRIS | CN600129126 | RN102518065 | Secondary containment additions and replacements for the storage area on the north side including G-82A sump pump containment, G-82B sump pump containment, cooling tower containment, acid liner containment on sump G-93, additional containment for DSL Tank, replacement on G-236 sump pump containment, replacement on G-71 sump pump containment, replacement of sump and catch basin 45, dike replacement wall elevations, and oil storage secondary containment. | The following property is used 100% for pollution control and is installed to meet or exceed federal or state regulations: secondary containment additions and replacements for the storage area on the north side including G-82A sump pump containment, G-82B sump pump containment, cooling tower containment, acid liner containment on sump G-93, additional containment for DSL Tank, replacement on G-236 sump pump containment, replacement on G-71 sump pump containment, replacement of sump and catch basin 45, dike replacement wall elevations, and oil storage secondary containment. | 2017-12-07 | 405900 | 100
20801 | T1 | OXY VINYLS LP | OXY VINYLS DEER PARK VCM PLANT | 5900 HIGHWAY 225 | DEER PARK | TX | 77536 | HARRIS | CN600129126 | RN100706803 | Secondary containment additions for Unit 250 including HCIN containment pad, spill containment for EDC Tank Farm, containment lining for Tank Numbers 9567 & 9568, containment additions for EDC Storage Tank Number 6003A, containment additions for EDC Storage Tank Number 6003B, and HCIN Tank Farm dike. | The following property is used 100% for pollution control and is installed to meet or exceed federal or state regulations: secondary containment additions for Unit 250 including HCIN containment pad, spill containment for EDC Tank Farm, containment lining for Tank Numbers 9567 & 9568, containment additions for EDC Storage Tank Number 6003A, containment additions for EDC Storage Tank Number 6003B, and HCIN Tank Farm dike. | 2017-12-07 | 2060626 | 100
20802 | T1 | FREEPORT LNG DEVELOPMENT LP | FREEPORT LNG LIQUEFACTION PLANT | 1500 LAMAR ST | QUINTANA | TX | 77541 | BRAZORIA | CN601720345 | RN103196689 | Bellows seal gate valves in the mixed refrigerant and propane service areas. | The following property is used 100% for pollution control and is installed to meet or exceed federal or state regulations: bellows seal gate valves in the mixed refrigerant, ethylene, and propane service areas. | 2018-02-07 | 2328012 | 100
20803 | T1 | ENTERPRISE PRODUCTS OPERATING LLC | ENTERPRISE GC ORIGIN STATION FLARE | 5032 UP RIVER RD | CORPUS CHRISTI | TX | 78407 | NUECES | CN603211277 | RN106879158 | flare system. | The following property is used 100% for pollution control and is installed to meet or exceed federal or state regulations: Origin Station flare system. | 2017-12-22 | 573480 | 100
20804 | T1 | OXY VINYLS LP | PASADENA PVC | 4403 PASADENA FWY | PASADENA | TX | 77503 | HARRIS | CN600129126 | RN102518065 | Seven slurry stripper trays. | Withdrawn by applicant | 2017-12-15 | 4335344 | 100
20805 | T1 | OXY VINYLS LP | PASADENA PVC | 4403 PASADENA FWY | PASADENA | TX | 77503 | HARRIS | CN600129126 | RN102518065 | Flare System Additions - 21 Pressure Safety Valves (“PSVs”). | The following property is used 100% for pollution control and is installed to meet or exceed federal or state regulations: Flare system additions consisting of 12 pressure safety valves (“PSVs”). | 2018-01-08 | 1398127 | 100
20806 | T1 | FREEPORT LNG EXPANSION LP | FREEPORT LNG STORAGE & TRUCKING FACILITY | 1914 FM 523 RD | OYSTER CREEK | TX | 77541 | Brazoria | CN605153782 | RN109222695 | equipment installed to allow the firewater pump engines (EPNs: 102P-09 and 102P-10) to meet Tier 3 engine exhaust requirements including the multiple injection point fuel system and the advanced air system. | The following property is used 100% for pollution control and is installed to meet or exceed federal or state regulations: equipment installed to allow the firewater pump engines (EPNs: 102P-09 and 102P-10) to meet Tier 3 engine exhaust requirements including the multiple injection point fuel system and the advanced air system. | 2017-12-19 | 176294 | 100
20807 | T1 | OXY VINYLS LP | OXY VINYLS DEER PARK VCM PLANT | 5900 HIGHWAY 225 | DEER PARK | TX | 77536 | HARRIS | CN600129126 | RN100706803 | several capital projects to expand or to maintain/ improve Vapor Combustor operation. | The following property is used 100% for pollution control and is installed to meet or exceed federal or state regulations: Vapor combustor system additions consisting of three pressure safety valves (“PSVs”) and associated three-inch pipe and gate valves. | 2018-01-08 | 122128 | 100
20808 | T1 | OXY VINYLS LP | GEON-OXY VINYL | 2400 MILLER CUT OFF RD | LA PORTE | TX | 77571 | HARRIS | CN600129126 | RN100224674 | several capital projects to expand or to maintain/ improve Vapor Combustor operation. | Withdrawn/Returned | 2017-12-27 | 473744 | 100
20809 | T1 | PRECISION DRILLING CORPORATION | PRECISION DRILLING | 14041 VICKERY DR | Houston | TX | 77032 | Harris | CN604727636 | RN106160211 | Shaker tank, shale shakers, desilter, desander, and degasser portions of the drilling mud recycling system. | The following property is used 100% for pollution control and is installed to meet or exceed federal or state regulations: shaker tank, shale shakers, desilter, desander, and degasser portions of the drilling mud recycling system. | 2017-12-22 | 707900 | 100
20810 | T1 | PRECISION DRILLING CORPORATION | PRECISION DRILLING | 14041 VICKERY DR | Houston | TX | 77032 | Harris | CN604727636 | RN106160211 | Shaker tank, shale shakers, desilter, desander, and degasser portions of the drilling mud recycling system. | The following property is used 100% for pollution control and is installed to meet or exceed federal or state regulations: shaker tank, shale shakers, desilter, desander, and degasser portions of the drilling mud recycling system. | 2017-12-22 | 707900 | 100
20811 | T1 | PRECISION DRILLING CORPORATION | PRECISION DRILLING | 14041 VICKERY DR | Houston | TX | 77032 | Harris | CN604727636 | RN106160211 | ram type blowout preventers, closing unit, and a choke manifold unit on Rig #561. | The following property is used 100% for pollution control and is installed to meet or exceed federal or state regulations: ram type blowout preventers, closing unit, and a choke manifold unit on Rig #561. | 2017-12-22 | 896000 | 100
20812 | T1 | PRECISION DRILLING CORPORATION | PRECISION DRILLING | 14041 VICKERY DR | Houston | TX | 77032 | Harris | CN604727636 | RN106160211 | ram type blowout preventers, closing unit, and a choke manifold unit on Rig #567. | The following property is used 100% for pollution control and is installed to meet or exceed federal or state regulations: ram type blowout preventers, closing unit, and a choke manifold unit on Rig #567. | 2017-12-22 | 896000 | 100
20813 | T1 | PRECISION DRILLING CORPORATION | PRECISION DRILLING | 14041 VICKERY DR | Houston | TX | 77032 | Harris | CN604727636 | RN106160211 | ram type blowout preventers, closing unit, and a choke manifold unit on Rig #609. | The following property is used 100% for pollution control and is installed to meet or exceed federal or state regulations: ram type blowout preventers, closing unit, and a choke manifold unit on Rig #609. | 2017-12-22 | 1295000 | 100
20814 | T1 | PRECISION DRILLING CORPORATION | PRECISION DRILLING | 14041 VICKERY DR | Houston | TX | 77032 | Harris | CN604727636 | RN106160211 | Shaker tank, shale shakers, desilter, desander, and degasser portions of the drilling mud recycling system. | The following property is used 100% for pollution control and is installed to meet or exceed federal or state regulations: shaker tank, shale shakers, desilter, desander, and degasser portions of the drilling mud recycling system. | 2017-12-22 | 777900 | 100
20815 | T1 | FREEPORT LNG DEVELOPMENT LP | FREEPORT LNG LIQUEFACTION PLANT | 1500 LAMAR ST | Quintana | TX | 77541 | Brazoria | CN601720345 | RN103196689 | Advanced ceramic wall flow diesel particulate filters and selective catalytic reduction systems were installed on diesel fuel fired emergency engines LIQEG-1, -2, -3, -4 and LIQEAC-1; and XPI fuel system, cooled exhaust gas recirculation system, fully integrated electronic controls, and urea dosing system were installed on diesel fuel fired emergency engine LIQEAC-1. | The following property is used 100% for pollution control and is installed to meet or exceed federal or state regulations: advanced ceramic wall flow diesel particulate filters and selective catalytic reduction systems were installed on diesel fuel fired emergency engines LIQEG-1, -2, -3, -4 and LIQEAC-1; and XPI fuel system, cooled exhaust gas recirculation system, fully integrated electronic controls, and urea dosing system were installed on diesel fuel fired emergency engine LIQEAC-1. | 2017-12-22 | 5043569 | 100
20816 | T1 | DELAWARE BASIN GAS PROCESSING LLC | WAHA CRYOGENIC NGL RECOVERY PLANT | 1146 SOUTH COUNTY RD 102 | Coyanosa | TX | 79730 | Reeves | CN605165364 | RN102522539 | WAHA Cryogenic NGL Recovery Plant flare system. | The following property is used 100% for pollution control and is installed to meet or exceed federal or state regulations: WAHA Cryogenic NGL Recovery Plant flare system. | 2017-12-22 | 3801837 | 100
20817 | T1 | FREEPORT LNG DEVELOPMENT LP | FREEPORT LNG LIQUEFACTION PLANT | 1500 LAMAR ST | Quintana | TX | 77541 | Brazoria | CN601720345 | RN103196689 | mist eliminators. | The following property is used 100% for pollution control and is installed to meet or exceed federal or state regulations: Mist eliminator on propane compressor lube oil vents 11K-30, 12K-30, and 13K-30; LP MR compressor lube oil vents 11K-31, 12K-31, and 13K-31; and MP/HP MR compressor lube oil vents 11K-32/11K-33, 12K-32/12K-33, and 13K-32/13K-33. | 2018-02-26 | 1950138 | 100
20818 | T1 | HMS 850 HOLDINGS LLC | COLONIAL PIPELINE SEGMENTS IN HARRIS COUNTY | 46.64 MILES OF 36 INCH TO 42 INCH DIAMETER PIPE TRANSPORTING PETROLEUM PRODUCTS | Houston | TX | 78520 | Harris | CN605269281 | RN110072477 | CP-2018-01 Pipeline Coatings & Cathodic Protection Additions | The following property is used 100% for pollution control and is installed to meet or exceed federal or state regulations: cathodic protection; fusion-bonded epoxy (FBE) on the pipe surface; adhesive for top coat; and top coat consisting of polyethylene or polypropylene. | 2017-12-29 | 586631 | 100
20819 | T1 | HMS 850 HOLDINGS LLC | COLONIAL PIPELINE SEGMENTS IN JEFFERSON COUNTY | 102.64 MILES OF 10 INCH TO 40 INCH DIAMETER PIPE TRANSPORTING PETROLEUM PRODUCTS | Beaumont | TX | 77701 | Jefferson | CN605269281 | RN110072493 | CP-2018-02 Pipeline Coatings & Cathodic Protection Additions | The following property is used 100% for pollution control and is installed to meet or exceed federal or state regulations: cathodic protection; fusion-bonded epoxy (FBE) on the pipe surface; adhesive for top coat; and top coat consisting of polyethylene or polypropylene. | 2017-12-29 | 642489 | 100
20820 | T1 | HMS 850 HOLDINGS LLC | COLONIAL PIPELINE SEGMENTS IN CHAMBERS COUNTY | 17.78 MILES OF 36 INCH TO 40 INCH DIAMETER PIPE TRANSPORTING PETROLEUM PRODUCTS | Anahuac | TX | 77514 | Chmabers | CN605269281 | RN110071800 | CP-2018-03,Pipeline Coatings & Cathodic Protection Additions | The following property is used 100% for pollution control and is installed to meet or exceed federal or state regulations: cathodic protection; fusion-bonded epoxy (FBE) on the pipe surface; adhesive for top coat; and top coat consisting of polyethylene or polypropylene. | 2017-12-29 | 87217 | 100
20821 | T1 | HMS 850 HOLDINGS LLC | COLONIAL PIPELINE SEGMENTS IN LIBERTY COUNTY | 46.94 MILES OF 36 INCH TO 40 INCH DIAMETER PIPE TRANSPORTING PETROLEUM PRODUCTS | Liberty | TX | 77575 | Liberty | CN605269281 | RN110072501 | CP-2017-04, Pipeline Coatings & Cathodic Protection Additions | The following property is used 100% for pollution control and is installed to meet or exceed federal or state regulations: cathodic protection; fusion-bonded epoxy (FBE) on the pipe surface; adhesive for top coat; and top coat consisting of polyethylene or polypropylene. | 2017-12-29 | 230258 | 100
20822 | T1 | CHEVRON PHILLIPS CHEMICAL COMPANY LP | CHEVRON PHILLIPS CHEMICAL CEDAR BAYOU PLANT | 9500 INTERSTATE 10 E | Baytown | TX | 77521 | Harris | CN600303614 | RN103919817 | Flare improvements projects including piping to route a Unit 1796 vent to the flare during incinerator maintenance, replacement heating value analyzer for the Unit 1798 flare, and replacement flare header piping in the PAO. | The following property is used 100% for pollution control and is installed to meet or exceed federal or state regulations: flare improvements projects including piping to route a Unit 1796 vent to the flare during incinerator maintenance, replacement heating value analyzer for the Unit 1798 flare, and replacement flare header piping in the PAO. | 2018-01-03 | 4523000 | 100
20823 | T1 | CHEVRON PHILLIPS CHEMICAL COMPANY LP | CHEVRON PHILLIPS CHEMICAL BORGER PLANT | FROM INTX OF SH SPURS 119 & 245 GO 2 MI NE ON PRIVATE RD BORGER TX | Borger | TX | 79007 | Hutchinson | CN600303614 | RN102320850 | Converted tank L-2 into a pre-injection unit by adding approximately 900 feet of pipe, two pumps and 15 instruments; and installed hydrocarbon detection for tank 299. | The following property is used 100% for pollution control and is installed to meet or exceed federal or state regulations: converted tank L-2 into a pre-injection unit by adding approximately 900 feet of pipe, two pumps and 15 instruments; and installed hydrocarbon detection for tank 299. | 2018-01-03 | 1350000 | 100
20824 | T1 | CHEVRON PHILLIPS CHEMICAL COMPANY LP | CHEVRON PHILLIPS CHEMICAL CEDAR BAYOU PLANT | 9500 INTERSTATE 10 E | Baytown | TX | 77521 | Harris | CN600303614 | RN103919817 | Sanitary digester installed to handle sanitary waste from 1792 polyethylene unit. | The following property is used 100% for pollution control and is installed to meet or exceed federal or state regulations: sanitary digester installed to handle sanitary waste from 1792 polyethylene unit. | 2018-01-03 | 674000 | 100
20825 | T1 | CHEVRON PHILLIPS CHEMICAL COMPANY LP | CHEVRON PHILLIPS CHEMICAL CEDAR BAYOU PLANT | 9500 INTERSTATE 10 E | Baytown | TX | 77521 | Harris | CN600303614 | RN103919817 | Liquid level instruments replaced and upgraded in 78 tanks used in oil service. | The following property is used 100% for pollution control and is installed to meet or exceed federal or state regulations: liquid level instruments replaced and upgraded in 78 tanks used in oil service. | 2018-01-03 | 1964000 | 100
20826 | T1 | CHEVRON PHILLIPS CHEMICAL COMPANY LP | CHEVRON PHILLIPS CHEMICAL SWEENY OLD OCEAN FACILITIES | 21441 LOOP 419 | Sweeny | TX | 77480 | Brazoria | CN600303614 | RN100825249 | Continuous emission monitoring systems for NOx and CO installed for the ethylene furnaces in units 24 and 33. | The following property is used 100% for pollution control and is installed to meet or exceed federal or state regulations: continuous emission monitoring systems for NOx and CO installed for the ethylene furnaces in units 24 and 33. | 2018-01-03 | 7491000 | 100
20827 | T1 | CHEVRON PHILLIPS CHEMICAL COMPANY LP | CHEVRON PHILLIPS CHEMICAL PORT ARTHUR FACILITY | 2001 GULFWAY DR | PORT ARTHUR | TX | 77640 | Jefferson | CN600303614 | RN100209857 | 40 pressure safety valves and associated piping. | The following property is used 100% for pollution control and is installed to meet or exceed federal or state regulations: 40 pressure safety valves and associated piping. | 2018-02-09 | 1721000 | 100
20828 | T1 | CHEVRON PHILLIPS CHEMICAL COMPANY LP | CHEVRON PHILLIPS CHEMICAL CEDAR BAYOU PLANT | 9500 INTERSTATE 10 E | Baytown | TX | 77521 | Harris | CN600303614 | RN103919817 | 71 pressure safety valves and associated piping. | The following property is used 100% for pollution control and is installed to meet or exceed federal or state regulations: 71 pressure safety valves and associated piping. | 2018-02-09 | 12300000 | 100
20829 | T1 | CHEVRON PHILLIPS CHEMICAL COMPANY LP | CHEVRON PHILLIPS CHEMICAL ORANGE POLYETHYLENE PLANT | 5309 FM 1006 | Orange | TX | 77630 | Orange | CN600303614 | RN100215615 | Updates to the flare system including installing Btu analyzers on flare piping, relocation of analyzer building, replacement blower for air assist for smokeless operation, and updates to control system. | The following property is used 100% for pollution control and is installed to meet or exceed federal or state regulations: updates to the flare system including installing Btu analyzers on flare piping, relocation of analyzer building, replacement blower for air assist for smokeless operation, and updates to control system. | 2018-01-03 | 1020000 | 100
20830 | T1 | CHEVRON PHILLIPS CHEMICAL COMPANY LP | CHEVRON PHILLIPS CHEMICAL SWEENY OLD OCEAN FACILITIES | 21441 LOOP 419 | Sweeny | TX | 77480 | Brazoria | CN600303614 | RN100825249 | 39 pressure safety valves and associated piping. | The following property is used 100% for pollution control and is installed to meet or exceed federal or state regulations: 39 pressure safety valves and associated piping. | 2018-02-09 | 4520000 | 100
20831 | T1 | CHEVRON PHILLIPS CHEMICAL COMPANY LP | CHEVRON PHILLIPS CHEMICAL ORANGE POLYETHYLENE PLANT | 5309 FM 1006 | Orange | TX | 77630 | Orange | CN600303614 | RN100215615 | 21 pressure safety valves and associated piping. | he following property is used 100% for pollution control and is installed to meet or exceed federal or state regulations: 21 pressure safety valves and associated piping. | 2018-02-09 | 1025000 | 100
20832 | T1 | CHEVRON PHILLIPS CHEMICAL COMPANY LP | CHEVRON PHILLIPS CHEMICAL BORGER PLANT | FROM INTX OF SH SPURS 119 & 245 GO 2 MI NE ON PRIVATE RD BORGER TX | Borger | TX | 79007 | Hutchinson | CN600303614 | RN102320850 | 44 pressure safety valves and associated piping. | The following property is used 100% for pollution control and is installed to meet or exceed federal or state regulations: 44 pressure safety valves and associated piping. | 2018-02-09 | 881000 | 100
20833 | T1 | CHEVRON PHILLIPS CHEMICAL COMPANY LP | CHEVRON PHILLIPS CHEMICAL CEDAR BAYOU PLANT | 9500 INTERSTATE 10 E | Baytown | TX | 77521 | Harris | CN600303614 | RN103919817 | Carbon canisters to control VOCs from loading drum in the 1-Hexane unit. | The following property is used 100% for pollution control and is installed to meet or exceed federal or state regulations: Carbon canisters to control VOCs from loading drum in the 1-Hexane unit. | 2018-02-09 | 760000 | 100
20834 | T1 | ENTERPRISE CRUDE PIPELINE LLC | ENTERPRISE CRUDE PIPELINE SEALY TANK FARM | 2495 W FRONT ST | SEALY | TX | 77474 | Austin | CN603272592 | RN110079522 | geodesic domes roofs for crude oil storage tanks 3505, 3506, 3507, 3508, and 3509. | The following property is used 100% for pollution control and is installed to meet or exceed federal or state regulations: geodesic domes roofs for crude oil storage tanks 3505, 3506, 3507, 3508, and 3509. | 2018-01-03 | 3540000 | 100
20835 | T1 | 5 STAR OFS LLC | RUNGE SWD NO 1 | 567 COUNTY ROAD 339 | RUNGE | TX | 78151 | Karnes | CN605366954 | RN107718660 | One 300 BBL steel solids separation and storage tank; concrete basin with sump used to collect oil and gas waste during unloading and transfer of the waste; a concrete berm with collection drain and sump around one 1,000 BBL fiberglass gun barrel separator tank, four 400 BBL steel oil storage tanks, three 750 BBL fiberglass, five 1,000 BBL fiberglass, two 1,000 BBL steel, and one 1,500 BBL steel wastewater storage tanks, One 300 BBL steel solids separation and storage tank, and two 350 BBL polyethylene tanks, and the pumps used to transfer saltwater from the separator tank to the wastewater storage tanks; a concrete berm with collection drain and sump around the pumps used to transfer saltwater from the wastewater tanks to the disposal well; three 750 BBL fiberglass, five 1,000 BBL fiberglass, two 1,000 BBL steel, and one 1,500 BBL steel wastewater storage tanks; and spill control-level gauges on one 1,000 BBL fiberglass gun barrel separator tank, four 400 BBL steel oil storage tanks, three 750 BBL fiberglass, five 1,000 BBL fiberglass, two 1,000 BBL steel, and one 1,500 BBL steel wastewater storage tanks, and one 300 BBL steel tank used for separating and storing solids from oil and gas salt water waste. | The following property is used 100% for pollution control and is installed to meet or exceed federal or state regulations: One 300 BBL steel solids separation and storage tank; concrete basin with sump used to collect oil and gas waste during unloading and transfer of the waste; a concrete berm with collection drain and sump around one 1,000 BBL fiberglass gun barrel separator tank, four 400 BBL steel oil storage tanks, three 750 BBL fiberglass, five 1,000 BBL fiberglass, two 1,000 BBL steel, and one 1,500 BBL steel wastewater storage tanks, One 300 BBL steel solids separation and storage tank, and two 350 BBL polyethylene tanks, and the pumps used to transfer saltwater from the separator tank to the wastewater storage tanks; a concrete berm with collection drain and sump around the pumps used to transfer saltwater from the wastewater tanks to the disposal well; three 750 BBL fiberglass, five 1,000 BBL fiberglass, two 1,000 BBL steel, and one 1,500 BBL steel wastewater storage tanks; and spill control-level gauges on one 1,000 BBL fiberglass gun barrel separator tank, four 400 BBL steel oil storage tanks, three 750 BBL fiberglass, five 1,000 BBL fiberglass, two 1,000 BBL steel, and one 1,500 BBL steel wastewater storage tanks, and one 300 BBL steel tank used for separating and storing solids from oil and gas salt water waste. | 2018-01-12 | 1332000 | 100
20836 | T1 | NABORS LUX 2 | DRILLING RIG X02 | RIG X02 WELL GASOSAURUS 1H - API 005-30415 | Lufkin | TX | 75901 | Amgelina | CN604268243 | RN110095999 | single ram blowout preventer; double ram blowout preventer; BOP accumulator unit; choke manifold; and land trip tank. | The following property is used 100% for pollution control and is installed to meet or exceed federal or state regulations: single ram blowout preventer; double ram blowout preventer; BOP accumulator unit; choke manifold; and land trip tank. | 2018-01-12 | 936600 | 100
20837 | T1 | NABORS LUX 2 | DRILLING RIG X52 | REEVES ESTATE 7T-50-30 6H - API 389-35629 | Pecos | TX | 79772 | Reeves | CN604268243 | RN110096005 | Double ram blowout preventer; single ram blowout preventer; blowout preventer accumulator unit; blowout preventer choke manifold; and land trip tank. | The following property is used 100% for pollution control and is installed to meet or exceed federal or state regulations: double ram blowout preventer; single ram blowout preventer; blowout preventer accumulator unit; blowout preventer choke manifold; and land trip tank. | 2018-01-12 | 936600 | 100
20838 | T1 | NABORS LUX 2 | DRILLING RIG 1202 | RIG 1202 WELL BLACKHAWK 3H - API 051-34112 | Caldwell | TX | 77836 | Burleson | CN604268243 | RN110096062 | single ram blowout preventer; double ram blowout preventer; BOP accumulator unit; choke manifold; and land trip tank. | The following property is used 100% for pollution control and is installed to meet or exceed federal or state regulations: single ram blowout preventer; double ram blowout preventer; BOP accumulator unit; choke manifold; and land trip tank. | 2018-01-12 | 936600 | 100
20839 | T1 | NABORS LUX 2 | DRILLING RIG 1203 | RIG 1203 WELL TOWNSEND 11H - API 283-36107 | Fowlerton | TX | 78021 | La Salle | CN604268243 | RN110096070 | single ram blowout preventer; double ram blowout preventer; BOP accumulator unit; choke manifold; and land trip tank. | The following property is used 100% for pollution control and is installed to meet or exceed federal or state regulations: single ram blowout preventer; double ram blowout preventer; BOP accumulator unit; choke manifold; and land trip tank. | 2018-01-12 | 936600 | 100
20840 | T1 | NABORS LUX 2 | DRILLING RIG 1204 | RIG 1204 WELL BARRETT UNIT A 12 - API 123-34455 | Yorktown | TX | 78164 | DeWitt | CN604268243 | RN110096104 | single ram blowout preventer; double ram blowout preventer; BOP accumulator unit; choke manifold; and land trip tank. | The following property is used 100% for pollution control and is installed to meet or exceed federal or state regulations: single ram blowout preventer; double ram blowout preventer; BOP accumulator unit; choke manifold; and land trip tank. | 2018-01-12 | 936600 | 100
20841 | T1 | NABORS LUX 2 | DRILLING RIG 1206 | RIG 1206 WELL GBG 41 38 D 0031WB - API 329-41888 | Midland | TX | 79706 | Midland | CN604268243 | RN110096161 | single ram blowout preventer; double ram blowout preventer; BOP accumulator unit; choke manifold; and land trip tank. | The following property is used 100% for pollution control and is installed to meet or exceed federal or state regulations: single ram blowout preventer; double ram blowout preventer; BOP accumulator unit; choke manifold; and land trip tank. | 2018-01-12 | 936600 | 100
20842 | T1 | NABORS LUX 2 | DRILLING RIG 1201 | RIG 1201 WELL MIDLAND AC AF FEE 0163LS - API 329-41895 | Midland | TX | 79706 | Midland | CN604268243 | RN110096211 | single ram blowout preventer; double ram blowout preventer; BOP accumulator unit; choke manifold; and land trip tank. | The following property is used 100% for pollution control and is installed to meet or exceed federal or state regulations: single ram blowout preventer; double ram blowout preventer; BOP accumulator unit; choke manifold; and land trip tank. | 2018-01-12 | 936600 | 100
20843 | T1 | NABORS LUX 2 | DRILLING RIG B14 | WELL KOALA 3HB - API 405-30650 | SAN AUGUSTINE | TX | 75972 | SAN AUGUSTINE | CN604268243 | RN110096286 | Double ram blowout preventer; single ram blowout preventer; blowout preventer accumulator unit; blowout preventer choke manifold; and land trip tank. | The following property is used 100% for pollution control and is installed to meet or exceed federal or state regulations: double ram blowout preventer; single ram blowout preventer; blowout preventer accumulator unit; blowout preventer choke manifold; and land trip tank. | 2018-01-12 | 936600 | 100
20844 | T1 | NABORS LUX 2 | DRILLING RIG X39 | RIG X39 WELL KARNES CITY NE UNIT 503H - API 255-35490 | Karnes City | TX | 78118 | Karnes | CN604268243 | RN110096393 | single ram blowout preventer; double ram blowout preventer; BOP accumulator unit; choke manifold; and land trip tank. | The following property is used 100% for pollution control and is installed to meet or exceed federal or state regulations: single ram blowout preventer; double ram blowout preventer; BOP accumulator unit; choke manifold; and land trip tank. | 2018-01-12 | 936600 | 100
20845 | T1 | NABORS LUX 2 | DRILLING RIG B15 | WELL SUGAR GLIDER 1HB - API 405-30644 | SAN AUGUSTINE | TX | 75972 | SAN AUGUSTINE | CN604268243 | RN110096856 | Double ram blowout preventer; single ram blowout preventer; blowout preventer accumulator unit; blowout preventer choke manifold; and land trip tank. | The following property is used 100% for pollution control and is installed to meet or exceed federal or state regulations: double ram blowout preventer; single ram blowout preventer; blowout preventer accumulator unit; blowout preventer choke manifold; and land trip tank. | 2018-01-12 | 936600 | 100
20846 | T1 | NABORS LUX 2 | DRILLING RIG X53 | WELL HH SW 5 20HA - API 33135 | Orla | TX | 79770 | Reeves | CN604268243 | RN110096989 | Double ram blowout preventer; single ram blowout preventer; blowout preventer accumulator unit; blowout preventer choke manifold; and land trip tank. | The following property is used 100% for pollution control and is installed to meet or exceed federal or state regulations: double ram blowout preventer; single ram blowout preventer; blowout preventer accumulator unit; blowout preventer choke manifold; and land trip tank. | 2018-01-12 | 936600 | 100
20847 | T1 | NABORS LUX 2 | DRILLING RIG X48 | WELL REV GF STATE T7-50-44 3H - API 289-36279 | Pecos | TX | 79772 | Reeves | CN604268243 | RN110097334 | Double ram blowout preventer; single ram blowout preventer; blowout preventer accumulator unit; blowout preventer choke manifold; and land trip tank. | The following property is used 100% for pollution control and is installed to meet or exceed federal or state regulations: double ram blowout preventer; single ram blowout preventer; blowout preventer accumulator unit; blowout preventer choke manifold; and land trip tank. | 2018-01-12 | 936600 | 100
20848 | T1 | NABORS LUX 2 | DRILLING RIG X51 | WELL WILHELM-SMITH UNIT B 5H - API 013-35516 | Three Rivers | TX | 78071 | Live Oak | CN604268243 | RN110097466 | Double ram blowout preventer; single ram blowout preventer; blowout preventer accumulator unit; blowout preventer choke manifold; and land trip tank. | The following property is used 100% for pollution control and is installed to meet or exceed federal or state regulations: double ram blowout preventer; single ram blowout preventer; blowout preventer accumulator unit; blowout preventer choke manifold; and land trip tank. | 2018-01-12 | 936600 | 100
20849 | T1 | NABORS LUX 2 | DRILLING RIG X50 | WELL HAY EVELYNN 17 20 0013WA - API 109-33120 | Orla | TX | 79770 | Revees | CN604268243 | RN110097631 | Double ram blowout preventer; single ram blowout preventer; blowout preventer accumulator unit; blowout preventer choke manifold; and land trip tank. | The following property is used 100% for pollution control and is installed to meet or exceed federal or state regulations: double ram blowout preventer; single ram blowout preventer; blowout preventer accumulator unit; blowout preventer choke manifold; and land trip tank. | 2018-01-12 | 936600 | 100
20850 | T1 | 5 STAR OFS LLC | MEGHAN J-SALTWATER DISPOSAL FACILITY | 877 STATE HIGHWAY 95 N | YOAKUM | TX | 77995 | Lavaca | CN605366954 | RN107721136 | the incremental difference in cost between one 2,000 gallon double-walled diesel tank and one 2,000 gallon single-walled diesel tank; one 705 BBL fiberglass solids separation and storage tank; a concrete basin with collection drain and sump to collect oil and gas waste during unloading and transfer of the waste; a metal berm with a collection drain and sump around one 1,000 BBL fiberglass gun barrel separator tank, one 750 BBL fiberglass oil storage tank, three 750 BBL fiberglass saltwater storage tanks, one 705 BBL fiberglass solids separation and storage tank, and the pump used to transfer salt water waste from the gun barrel separator tank to the salt water storage tanks; a metal berm around the pump used to transfer saltwater waste from the saltwater storage tanks to the disposal well and one 450 gallon lube oil storage tank; three 750 BBL fiberglass saltwater waste storage tanks; and spill control-level gauges on one 1,000 BBL fiberglass gun barrel separator tank, one 750 BBL fiberglass oil storage tank, three 750 BBL fiberglass saltwater waste tanks, and one 705 BBL fiberglass tank used for separating and storing solids from oil and gas saltwater waste. | The following property is used 100% for pollution control and is installed to meet or exceed federal or state regulations: the incremental difference in cost between one 2,000 gallon double-walled diesel tank and one 2,000 gallon single-walled diesel tank; one 705 BBL fiberglass solids separation and storage tank; a concrete basin with collection drain and sump to collect oil and gas waste during unloading and transfer of the waste; a metal berm with a collection drain and sump around one 1,000 BBL fiberglass gun barrel separator tank, one 750 BBL fiberglass oil storage tank, three 750 BBL fiberglass saltwater storage tanks, one 705 BBL fiberglass solids separation and storage tank, and the pump used to transfer salt water waste from the gun barrel separator tank to the salt water storage tanks; a metal berm around the pump used to transfer saltwater waste from the saltwater storage tanks to the disposal well and one 450 gallon lube oil storage tank; three 750 BBL fiberglass saltwater waste storage tanks; and spill control-level gauges on one 1,000 BBL fiberglass gun barrel separator tank, one 750 BBL fiberglass oil storage tank, three 750 BBL fiberglass saltwater waste tanks, and one 705 BBL fiberglass tank used for separating and storing solids from oil and gas saltwater waste. | 2018-01-12 | 343000 | 100
20851 | T1 | 5 STAR OFS LLC | GARRETT & GRANT-KENEDY SALT WATER DISPOSAL FACILITY | 488 COUNTY ROAD 178 | KENEDY | TX | 78119 | Karnes | CN605366954 | RN109833301 | One 705 BBL fiberglass solids separation and storage tank; concrete basin with collection drain and sump to collect oil and gas waste during unloading and transfer of the waste; a metal berm with a collection drain and sump around two 1,000 BBL fiberglass gun barrel separator tanks, two 750 BBL fiberglass oil storage tanks, eight 750 BBL fiberglass saltwater storage tanks, one 705 BBL fiberglass solids separation and storage tank, and the pumps used to transfer salt water waste from the gun barrel separator tanks to the salt water storage tanks; a metal berm around the pumps used to transfer saltwater waste from the saltwater storage tanks to the disposal wells, two 30 gallon polyethylene lube oil storage tanks, one 440 gallon steel lube oil storage tank, and one 550 gallon polyethylene chemical storage tank; eight 750 BBL fiberglass saltwater waste storage tanks; and spill control-level gauges on two 1,000 BBL fiberglass gun barrel separator tanks, two 750 BBL fiberglass oil storage tanks, eight 750 BBL fiberglass saltwater waste tanks, and one 705 BBL fiberglass tank used for separating and storing solids from oil and gas saltwater waste. | One 705 BBL fiberglass solids separation and storage tank; concrete basin with collection drain and sump to collect oil and gas waste during unloading and transfer of the waste; a metal berm with a collection drain and sump around two 1,000 BBL fiberglass gun barrel separator tanks, two 750 BBL fiberglass oil storage tanks, eight 750 BBL fiberglass saltwater storage tanks, one 705 BBL fiberglass solids separation and storage tank, and the pumps used to transfer salt water waste from the gun barrel separator tanks to the salt water storage tanks; a metal berm around the pumps used to transfer saltwater waste from the saltwater storage tanks to the disposal wells, two 30 gallon polyethylene lube oil storage tanks, one 440 gallon steel lube oil storage tank, and one 550 gallon polyethylene chemical storage tank; eight 750 BBL fiberglass saltwater waste storage tanks; and spill control-level gauges on two 1,000 BBL fiberglass gun barrel separator tanks, two 750 BBL fiberglass oil storage tanks, eight 750 BBL fiberglass saltwater waste tanks, and one 705 BBL fiberglass tank used for separating and storing solids from oil and gas saltwater waste. | 2018-01-12 | 604000 | 100
20852 | T1 | ENTERPRISE CRUDE PIPELINE LLC | ENTERPRISE CRUDE PIPELINE SEALY TANK FARM | 2495 W FRONT ST | SEALY | TX | 77474 | Austin | CN603272592 | RN110079522 | external floating roofs and secondary seals for tanks 3505, 3506, 3507, 3508 and 3509. | The following property is used 100% for pollution control and is installed to meet or exceed federal or state regulations: external floating roofs and secondary seals for tanks 3505, 3506, 3507, 3508 and 3509. | 2018-01-12 | 9500000 | 100
20853 | T3 | FAIRWAY METHANOL LLC | CELANESE CLEAR LAKE PLANT | 9502 BAYPORT BLVD | PASADENA | TX | 77507 | Harris | CN604543223 | RN100227016 | Scrubber and vent collection system (consisting of scrubber 55T9801 and vent scrubber 55T9801ST including scrubber demister with distributor and packing, two vent collector blowers, two residue pumps, and pressure control) installed in the methanol tank farm and nozzle modifications made on tanks V-341 and V-342. | The following property is used 70% for pollution control and is installed to meet or exceed federal or state regulations: Methanol Tank Farm Scrubber 55T9801 including the vent scrubber demister with distributor and packing, two vent collector blowers, two residue pumps, and pressure control installed in the methanol tank farm and nozzle modifications made on tanks V-341 and V-342. | 2018-02-14 | 1921299 | 80
20854 | T1 | AXIS PIPE AND TUBE INC | AXIS PIPE AND TUBE BRYAN FACILITY | 1451 LOUIS E MIKULIN RD | Bryan | TX | 77807 | Brazos | CN604322354 | RN106746233 | wastewater treatment plant for the Heat Treatment facility. | The following property is used 100% for pollution control and is installed to meet or exceed federal or state regulations: wastewater treatment plant for the Heat Treatment facility. | 2018-03-01 | 7713503 | 100
20855 | T1 | MARKWEST ENERGY SOUTH TEXAS GAS COMPANY LLC | WEST ASHERTON FREEDOM COMPRESSOR STATION | FROM S 1ST ST AND US 83 S TAKE US 83 S FOR 6.9 MI TO FM RD 190 TAKE FM RD 1916 TURN RIGHT AND PROCEED FOR 1.7 MI TO THE SITE ON THE LEFT | ASHERTON | TX | 78827 | Dimmit | CN604297911 | RN106150717 | two air/fuel ratio controllers and two catalytic convertors for lean-burn compressor engines for compressors 3516 and 3508. | The following property is used 100% for pollution control and is installed to meet or exceed federal or state regulations: two air/fuel ratio controllers and two catalytic convertors for CAIII516 and CAIII508 lean-burn compressor engines. | 2018-02-23 | 380000 | 100
20856 | T1 | ROHR INC | GOODRICH AEROSTRUCTURES | 2005 TECHNOLOGY WAY | SAN MARCOS | TX | 78666 | Hays | CN601739097 | RN101518991 | Four holding tanks located in the wastewater treatment area. | The following property is used 100% for pollution control and is installed to meet or exceed federal or state regulations: four holding tanks located in the wastewater treatment area. | 2018-01-30 | 130367 | 100
20857 | T1 | ROHR INC | GOODRICH AEROSTRUCTURES | 2005 TECHNOLOGY WAY | SAN MARCOS | TX | 78666 | Hays | CN601739097 | RN101518991 | spray booth | NOD response not received. | 2018-04-09 | 61239 | 100
20858 | T1 | ROHR INC | GOODRICH AEROSTRUCTURES | 2005 TECHNOLOGY WAY | SAN MARCOS | TX | 78666 | Hays | CN601739097 | RN101518991 | S-Line Scrubber Replacement Scrubber #2. | The following property is used 100% for pollution control and is installed to meet or exceed federal or state regulations: S-Line scrubber replacement scrubber #2. | 2018-04-27 | 214938 | 100
20859 | T1 | ROHR INC | GOODRICH AEROSTRUCTURES | 2005 TECHNOLOGY WAY | SAN MARCOS | TX | 78666 | Hays | CN601739097 | RN101518991 | Industrial wastewater treatment system. | The following property is used 100% for pollution control and is installed to meet or exceed federal or state regulations: industrial wastewater treatment system. | 2018-01-30 | 34762 | 100
20860 | T1 | THE DOW CHEMICAL COMPANY | DOW TEXAS OPERATIONS FREEPORT PLANT B | 2301 N BRAZOSPORT BLVD | FREEPORT | TX | 77541 | Brazoria | CN600356976 | RN100225945 | continuous/non-continuous emission monitors for the flare system including Cooling Tower HRVOC Analyzer (AT-5014-02), Cooling Tower HRVOC Analyzer Building (PAMC-54), Cooling Tower Pump Pressure Transmitters (PIT-5011-10, -11, and -12), Flare HRVOC Analyzer (AY-5081-36), Flare HRVOC Analyzer Building (PAMC-55), and Material Handling Gooseneck Flow Meters (FT-5596-35 and FT-5940-17). | The following property is used 100% for pollution control and is installed to meet or exceed federal or state regulations: continuous/non-continuous emission monitors for the flare system including Cooling Tower HRVOC Analyzer (AT-5014-02), Cooling Tower HRVOC Analyzer Building (PAMC-54), Cooling Tower Pump Pressure Transmitters (PIT-5011-10, -11, and -12), Flare HRVOC Analyzer (AY-5081-36), Flare HRVOC Analyzer Building (PAMC-55), and Material Handling Gooseneck Flow Meters (FT-5596-35 and FT-5940-17). | 2018-01-30 | 1261000 | 100
20861 | T1 | THE DOW CHEMICAL COMPANY | DOW TEXAS OPERATIONS FREEPORT PLANT B | 2301 N BRAZOSPORT BLVD | FREEPORT | TX | 77541 | Brazoria | CN600356976 | RN100225945 | Dry cyclone separator equipment installed in the material handling section including two cyclones (CY-5921 and CY-5923) and four cyclone flow transmitters (FT-5982-09, FT-5982-07, FT-5987-09, and FT-5987-07). | Applicant requested withdrawal. | 2018-02-08 | 19000 | 100
20862 | T1 | THE DOW CHEMICAL COMPANY | DOW TEXAS OPERATIONS FREEPORT PLANT B | 2301 N BRAZOSPORT BLVD | FREEPORT | TX | 77541 | Brazoria | CN600356976 | RN100225945 | Flare system (FS-5081) consisting of stack, burner, flare tip, air blower (B-5081), BTU analyzer (AT-5081-35), flow meter (FT-5081-20), flow pressure transmitter (PY-5081-09), temperature transmitter (TT-5081-72), knockout drum (D-5081), and knockout drum pumps (P-5081A/B). | The following property is used 100% for pollution control and is installed to meet or exceed federal or state regulations: flare system (FS-5081) consisting of stack, burner, flare tip, air blower (B-5081), BTU analyzer (AT-5081-35), flow meter (FT-5081-20), flow pressure transmitter (PT-5081-09), temperature transmitter (TT-5081-72), knockout drum (D-5081), and knockout drum pumps (P-5081A/B). | 2018-01-30 | 3830000 | 100
20863 | T1 | THE DOW CHEMICAL COMPANY | DOW TEXAS OPERATIONS FREEPORT PLANT B | 2301 N BRAZOSPORT BLVD | FREEPORT | TX | 77541 | Brazoria | CN600356976 | RN100225945 | MSS LEL monitors. | Withdrawn | 2018-02-08 | 0 | 100
20864 | T1 | THE DOW CHEMICAL COMPANY | DOW BEAUMONT ANILINE | 5470 N TWIN CITY HWY STE A | NEDERLAND | TX | 77627 | Jefferson | CN600356976 | RN109031641 | Deep Well #7. | The following property is used 100% for pollution control and is installed to meet or exceed federal or state regulations: Deep Well #7 including piping, pumps, annulus brine system, monitoring equipment, and secondary containment associated with the well. | 2018-03-19 | 13500000 | 100
20865 | T1 | THE DOW CHEMICAL COMPANY | DOW TEXAS OPERATIONS FREEPORT PLANT B | 2301 N BRAZOSPORT BLVD | FREEPORT | TX | 77541 | Brazoria | CN600356976 | RN100225945 | Main process sump (SUM-5060), main process sump pump (PS-5060), pelletizer area sump (SUM-5068), pelletizer area sump conveyor (CV-5511), pelletizer area sump conveyor hoppers (DF-5517A/B), pelletizer area sump pump (PS-5068), rail loading area sump (SUM-5063), rail loading area sump conveyor (CV-5063), rail loading area sump conveyor hoppers (DF-5036), rail loading area sump pump (PS-5063), raw material area sump (SUM-5061), raw material area sump pump (PS-5061), truck/railcar area sump (SUM-5062), truck/railcar area sump pump (PS-5062), and truck/railcar area sump skimmer (ME-5062). | The following property is used 100% for pollution control and is installed to meet or exceed federal or state regulations:: main process sump (SUM-5060), main process sump pump (PS-5060), pelletizer area sump (SUM-5068), pelletizer area sump conveyor (CV-5511), pelletizer area sump conveyor hoppers (DF-5517A/B), pelletizer area sump pump (PS-5068), rail loading area sump (SUM-5063), rail loading area sump conveyor (CV-5063), rail loading area sump conveyor hoppers (DF-5036), rail loading area sump pump (PS-5063), raw material area sump (SUM-5061), raw material area sump pump (PS-5061), truck/railcar area sump (SUM-5062), truck/railcar area sump pump (PS-5062), and truck/railcar area sump skimmer (ME-5062). | 2018-02-01 | 7082000 | 100
20866 | T1 | THE DOW CHEMICAL COMPANY | DOW TEXAS OPERATIONS FREEPORT PLANT B | 2301 N BRAZOSPORT BLVD | FREEPORT | TX | 77541 | Brazoria | CN600356976 | RN100225945 | Vent collection systems for the flare and the furnace including the flare vent collection header, furnace blower (B-5510), furnace preheater (EAP-5510), furnace vent collection header, HUH vent system blower, and vent system blower. | The following property is used 100% for pollution control and is installed to meet or exceed federal or state regulations: vent collection system for flare (FS-5081) and vent collection system for the furnace (F-5510) including vent collection header, blower, preheater, HUH vent system blower, and vent system blower. | 2018-02-28 | 1977000 | 100
20867 | T1 | THE DOW CHEMICAL COMPANY | DOW TEXAS OPERATIONS FREEPORT PLANT B | 2301 N BRAZOSPORT BLVD | FREEPORT | TX | 77541 | Brazoria | CN600356976 | RN100225945 | Control room lift station pumps (P-9301-A/B) and logistics building lift station pumps (P-9304A/B). | The following property is used 100% for pollution control and is installed to meet or exceed federal or state regulations: control room lift station pumps (P-9301-A/B) and logistics building lift station pumps (P-9304A/B). | 2018-02-01 | 14000 | 100
20868 | T1 | THE DOW CHEMICAL COMPANY | DOW TEXAS OPERATIONS FREEPORT PLANT B | 2301 N BRAZOSPORT BLVD | FREEPORT | TX | 77541 | Brazoria | CN600356976 | RN100225945 | Particulate matter control equipment for the material handling process consisting of master batch filter (FL-5443), netweigher filters (FL-5921, FL-5922, FL-5923, FL-5924), railcar silo filters (FL-59212, FL-59222, FL-59232, FL-59242), product transfer filter (FL-59213), railcar loading filter (FL-5925), master batch unload filter (FLR-5410), HUH vent system filter (FL-5519), MB vent collection blower (B-5443), pressure differential transmitters (PDT-5462-04, PDT-5983-20, PDT-5982-24, PDT-5984-20, PDT-5988-20, PFT-5989-20, PDT-5992-02, PDT-5411-04), vent system blower (B-5925), and vent system filter (FL-5962). | Applicant requested withdrawal. | 2018-02-09 | 32000 | 100
20869 | T1 | NUSTAR LOGISTICS LP | HOUSTON ASPHALT TERMINAL | 7220 J W PEAVY DR | Houston | TX | 77011 | Harris | CN603180662 | RN102864204 | Carbon absorption system consisting of two 500-gallon cone tanks with coconut carbon | The following property is used 100% for pollution control and is installed to meet or exceed federal or state regulations: carbon absorption system consisting of two 500-gallon cone tanks with coconut carbon. | 2018-03-01 | 150503 | 100
20870 | T1 | COLONIAL PIPELINE COMPANY | HEBERT STATION | 13300 W PORT ARTHUR RD | Beaumont | TX | 77705 | Jafferson | CN600300453 | RN100590439 | CP-2018-05, Oil/Water Separator | The following property is used 100% for pollution control and is installed to meet or exceed federal or state regulations: CP-2018-05, Oil/Water Separator | 2018-01-31 | 380364 | 100
20871 | T1 | AGRIUM US INC | AGRIUM US BORGER NITROGEN OPERATIONS | 9021 FM 1551 | Borger | TX | 79007 | Hutchinson | CN600128227 | RN101865715 | Cooling Tower Mist Eliminators | The following property is used 100% for pollution control and is installed to meet or exceed federal or state regulations: Cooling Tower Mist Eliminators | 2018-02-05 | 340000 | 100
20872 | T1 | AGRIUM US INC | AGRIUM US BORGER NITROGEN OPERATIONS | 9021 FM 1551 | Borger | TX | 79007 | Hutchinson | CN600128227 | RN101865715 | Plant Flare System | The following property is used 100% for pollution control and is installed to meet or exceed federal or state regulations: plant flare system. | 2018-02-05 | 3500000 | 100
20873 | T3 | AGRIUM US INC | AGRIUM US BORGER NITROGEN OPERATIONS | 9021 FM 1551 | Borger | TX | 79007 | Hutchinson | CN600128227 | RN101865715 | Dust Collection Systems, EPN-SC101, SC-102 | The following property is used 99% for pollution control and is installed to meet or exceed federal or state regulations: Two dust collection systems (EPN-SC101 and SC-102) including ductwork, baghouses, and blowers for the urea plant. | 2018-03-22 | 1200000 | 99
20874 | T1 | AGRIUM US INC | AGRIUM US BORGER NITROGEN OPERATIONS | 9021 FM 1551 | Borger | TX | 79007 | Hutchinson | CN600128227 | RN101865715 | Continuous emissions monitoring system installed on the package boiler stack. | The following property is used 100% for pollution control and is installed to meet or exceed federal or state regulations: continuous emissions monitoring system installed on the package boiler stack. | 2018-02-05 | 100000 | 100
20875 | T1 | AGRIUM US INC | AGRIUM US BORGER NITROGEN OPERATIONS | 9021 FM 1551 | Borger | TX | 79007 | Hutchinson | CN600128227 | RN101865715 | Two wet gas scrubbers located downstream of the granulator. | The following property is used 100% for pollution control and is installed to meet or exceed federal or state regulations: Two wet gas scrubbers located downstream of the granulator. | 2018-02-05 | 11400000 | 100
20876 | T1 | AGRIUM US INC | AGRIUM US BORGER NITROGEN OPERATIONS | 9021 FM 1551 | Borger | TX | 79007 | Hutchinson | CN600128227 | RN101865715 | Carbon adsorption system used to control emissions from the UF-85 storage tank. | carbon adsorption system used to control emissions from the UF-85 storage tank. | 2018-02-05 | 25000 | 100
20877 | T1 | AGRIUM US INC | AGRIUM US BORGER NITROGEN OPERATIONS | 9021 FM 1551 | Borger | TX | 79007 | Hutchinson | CN600128227 | RN101865715 | incremental cost difference between the ultra-low NOx burners and similarly sized burners without NOx controls and the flue gas recirculation system consisting of fans, ductwork, and ancillary equipment for package boiler 1. | incremental cost difference between the ultra-low NOx burners and similarly sized burners without NOx controls and the flue gas recirculation system consisting of fans, ductwork, and ancillary equipment for package boiler 1. | 2018-02-01 | 240000 | 100
20878 | T1 | WOLF HOLLOW II POWER LLC | WOLF HOLLOW II | 1911 MITCHELL BEND HWY | Granbury | TX | 76048 | Hood | CN604679639 | RN108779729 | stormwater collection system consisting of collection pits, ditches/troughs and three retention ponds. | The following property is used 100% for pollution control and is installed to meet or exceed federal or state regulations: stormwater collection system consisting of collection pits, ditches/troughs and three | 2018-06-25 | 239500 | 100
20879 | T1 | WOLF HOLLOW II POWER LLC | WOLF HOLLOW II | 1911 MITCHELL BEND HWY | Granbury | TX | 76048 | Hood | CN604679639 | RN108779729 | Galvanic current cathodic protection equipment including 32-pound high potential packaged magnesium anodes and 54 associated monitoring test stations; three test stations to monitor the zinc ribbon cathodic | The following property is used 100% for pollution control and is installed to meet or exceed federal or state regulations: Galvanic current cathodic protection equipment including 32-pound high potential | 2018-06-25 | 492175 | 100
20880 | T1 | WOLF HOLLOW II POWER LLC | WOLF HOLLOW II | 1911 MITCHELL BEND HWY | Granbury | TX | 76048 | Hood | CN604679639 | RN108779729 | approximately 107,650 square feet of environmental paving. | environmental asphalt paving installed to reduce air pollution from vehicle-related dust generation. This positive use determination does not include asphalt paved parking areas or the paving of non-vehicular traffic areas. | 2018-05-24 | 1860500 | 100
20881 | T1 | COLORADO BEND II POWER LLC | COLORADO BEND II | 3863 S STATE HIGHWAY 60 | Wharton | TX | 77488 | Wharton | CN604686030 | RN104772538 | Water recycling system consisting of air cooled condensers. | The following property is used 100% for pollution control and is installed to meet or exceed federal or state regulations: Water cooling components of the air-cooled condenser system consisting of the steam turbine exhaust duct, duct drain pump system, heat exchanger cores, non-condensable extraction system, air moving equipment, steam sectionalizing valves, and cleaning system. | 2018-07-27 | 48179000 | 100
20882 | T1 | COLORADO BEND II POWER LLC | COLORADO BEND II | 3863 S STATE HIGHWAY 60 | Wharton | TX | 77488 | Wharton | CN604686030 | RN104772538 | approximately 71,650 square feet of environmental paving. | The following property is used 100% for pollution control and is installed to meet or exceed federal or state regulations: environmental asphalt paving installed to reduce air pollution from vehicle-related dust generation. This positive use determination does not include asphalt paved parking areas or the paving of non-vehicular traffic areas. | 2018-05-24 | 1860500 | 100
20883 | T1 | COLORADO BEND II POWER LLC | COLORADO BEND II | 3863 S STATE HIGHWAY 60 | Wharton | TX | 77488 | Wharton | CN604686030 | RN104772538 | Corrosion and galvanic protection equipment. | The following property is used 100% for pollution control and is installed to meet or exceed federal or state regulations: Galvanic current cathodic protection equipment including 32-pound high potential packaged magnesium anodes and 56 associated monitoring test stations; three test stations to monitor the zinc ribbon cathodic protection system for the Demineralized Water, Service Water, and Raw Water Tanks; and 238 32-pound packaged magnesium anodes for the underground piping system and associated testing stations. | 2018-06-25 | 492175 | 100
20884 | T1 | COLORADO BEND II POWER LLC | COLORADO BEND II | 3863 S STATE HIGHWAY 60 | Wharton | TX | 77488 | Wharton | CN604686030 | RN104772538 | Air emission control systems consisting of a selective catalytic reduction (SCR) system and ancillary equipment including a dust collection system at each turbine inlet; oxidation catalyst equipment; continuous and non-continuous emission monitors, SCR monitoring equipment, sampling ports, and vapor/liquid recovery equipment for aqueous ammonia for each turbine stack; sampling ports for the auxiliary boiler and turbine stacks; flue gas recirculation for the auxiliary boiler; and mist eliminators on each turbine’s lube oil reservoir vapor extractor vent. | The following property is used 100% for pollution control and is installed to meet or exceed federal or state regulations: air emission control systems consisting of a selective catalytic reduction (SCR) system and ancillary equipment including a dust collection system at each turbine inlet; oxidation catalyst equipment; continuous and non-continuous emission monitors, SCR monitoring equipment, sampling ports, and vapor/liquid recovery equipment for aqueous ammonia for each turbine stack; sampling ports for the auxiliary boiler and turbine stacks; flue gas recirculation for the auxiliary boiler; and mist eliminators on each turbine’s lube oil reservoir vapor extractor vent. | 2018-05-14 | 7715223 | 100
20885 | T1 | WOLF HOLLOW II POWER LLC | WOLF HOLLOW II | 1911 MITCHELL BEND HWY | Granbury | TX | 76048 | Hood | CN604679639 | RN108779729 | Air emission control systems consisting of a selective catalytic reduction (SCR) system and ancillary equipment including a dust collection system at each turbine inlet; oxidation catalyst equipment; continuous and non-continuous emission monitors, SCR monitoring equipment, sampling ports, and vapor/liquid recovery equipment for aqueous ammonia for each turbine stack; sampling ports for the auxiliary boiler and turbine stacks; flue gas recirculation for the auxiliary boiler; and mist eliminators on each turbine’s lube oil reservoir vapor extractor vent. | The following property is used 100% for pollution control and is installed to meet or exceed federal or state regulations: air emission control systems consisting of a selective catalytic reduction (SCR) system and ancillary equipment including a dust collection system at each turbine inlet; oxidation catalyst equipment; continuous and non-continuous emission monitors, SCR monitoring equipment, sampling ports, and vapor/liquid recovery equipment for aqueous ammonia for each turbine stack; sampling ports for the auxiliary boiler and turbine stacks; flue gas recirculation for the auxiliary boiler; and mist eliminators on each turbine’s lube oil reservoir vapor extractor vent. | 2018-05-14 | 7715223 | 100
20886 | T1 | COLORADO BEND II POWER LLC | COLORADO BEND II | 3863 S STATE HIGHWAY 60 | Wharton | TX | 77488 | Wharton | CN604686030 | RN104772538 | Wastewater collection, treatment, and discharge system consisting of industrial process wastewater sumps, piping, conveyances, pumps, and comingled vault; septic system; cell cooling towers; high pressure reverse osmosis system; oil/water separator; pH meters and adjustment systems at sumps; neutralization; wastewater diversion storage tank; and irrigation system used to disburse treated wastewater. | The following property is used 100% for pollution control and is installed to meet or exceed federal or state regulations: Wastewater collection, treatment, and discharge system consisting of industrial process wastewater sumps, piping, conveyances, pumps, and comingled vault; septic system; wastewater cell cooling towers; oil/water separator; pH meters and adjustment systems at sumps; neutralization; wastewater diversion storage tank; and irrigation system used to disperse treated wastewater from septic system. | 2018-05-24 | 5821000 | 100
20887 | T1 | WOLF HOLLOW II POWER LLC | WOLF HOLLOW II | 1911 MITCHELL BEND HWY | Granbury | TX | 76048 | Hood | CN604679639 | RN108779729 | water recycling system consisting of air cooled condensers | The following property is used 100% for pollution control and is installed to meet or exceed federal or state regulations: Water cooling components of the air-cooled condenser system consisting of the steam turbine exhaust duct, duct drain pump system, heat exchanger cores, non-condensable extraction system, air moving equipment, steam sectionalizing valves, and cleaning system. | 2018-07-27 | 48179000 | 100
20888 | T1 | COLORADO BEND II POWER LLC | COLORADO BEND II | 3863 S STATE HIGHWAY 60 | Wharton | TX | 77488 | Wharton | CN604686030 | RN104772538 | Groundwater and soil contamination equipment and systems consisting of secondary containment installed at the turbine lube oil reservoirs, boiler feed pump reservoir and cooler, steam turbine hydraulic fluid reservoir, gas turbine fuel gas drain tank, fuel gas coalescing system, three active and one spare step-up transformers, two active and one spare auxiliary transformers, generator building, aqueous ammonia tank, ammonia unloading station, chemical storage building, used oil storage building, and water treatment buildings; leak detection systems on all double-walled tanks; used oil storage building; containment buildings; the incremental cost difference between a single-walled tanks and double-walled tanks for the emergency generator fuel oil storage tank, fire water pump fuel oil, and the oil/water separator tank; automatic shut-off valves on all diesel and aqueous ammonia tanks; overfill alarms on all diesel and ammonia tanks; vent restriction devices on all diesel and aqueous ammonia tanks; automatic tank gauging on all tanks; and monitoring of secondary containment of all double-walled tanks. | The following property is used 100% for pollution control and is installed to meet or exceed federal or state regulations: Groundwater and soil contamination equipment and systems consisting of secondary containment installed at the turbine lube oil reservoirs, boiler feed pump reservoir and cooler, steam turbine hydraulic fluid reservoir, gas turbine fuel gas drain tank, fuel gas coalescing system, three active and one spare step-up transformers, two active and one spare auxiliary transformers, generator building, aqueous ammonia tank, ammonia unloading station, chemical storage building, used oil storage building, and water treatment buildings; leak detection systems on all double-walled tanks; the incremental cost difference between a single-walled tanks and double-walled tanks for the emergency generator fuel oil storage tank, fire water pump fuel oil, and the oil/water separator tank; automatic shut-off valves on all diesel and aqueous ammonia tanks; overfill alarms on all diesel and ammonia tanks; vent restriction devices on all diesel and aqueous ammonia tanks; automatic tank gauging on all tanks; and monitoring of secondary containment of all double-walled tanks. | 2018-05-24 | 2571000 | 100
20889 | T1 | WOLF HOLLOW II POWER LLC | WOLF HOLLOW II | 1911 MITCHELL BEND HWY | Granbury | TX | 76048 | Hood | CN604679639 | RN108779729 | wastewater collection, treatment, and discharge system consisting of industrial process wastewater sumps, piping, conveyances, pumps, and comingled vault; septic system; cell cooling towers; high pressure reverse osmosis system; oil/water separator; pH meters and adjustment systems at sumps; neutralization; wastewater diversion storage tank; and irrigation system used to disburse treated wastewater | The following property is used 100% for pollution control and is installed to meet or exceed federal or state regulations: wastewater collection, treatment, and discharge system consisting of industrial process wastewater sumps, piping, conveyances, pumps, and comingled vault; septic system; cell cooling towers; oil/water separator; pH meters and adjustment systems at sumps; neutralization; wastewater diversion storage tank; and irrigation system used to disburse treated wastewater. | 2018-05-24 | 5821000 | 100
20890 | T1 | WOLF HOLLOW II POWER LLC | WOLF HOLLOW II | 1911 MITCHELL BEND HWY | Granbury | TX | 76048 | Hood | CN604679639 | RN108779729 | groundwater and soil contamination equipment and systems consisting of secondary containment installed at the turbine lube oil reservoirs, boiler feed pump reservoir and cooler, steam turbine hydraulic fluid reservoir, gas turbine fuel gas drain tank, fuel gas coalescing system, three active and one spare step-up transformers, two active and one spare auxiliary transformers, generator building, aqueous ammonia tank, ammonia unloading station, chemical storage building, used oil storage building, and water treatment buildings; leak detection systems on all double-walled tanks; used oil storage building; containment buildings; the incremental cost difference between a single-walled tanks and double-walled tanks for the emergency generator fuel oil storage tank, fire water pump fuel oil, and the oil/water separator tank; automatic shut-off valves on all diesel and aqueous ammonia tanks; overfill alarms on all diesel and ammonia tanks; vent restriction devices on all diesel and aqueous ammonia tanks; automatic tank gauging on all tanks; and monitoring of secondary containment of all double-walled tanks. | The following property is used 100% for pollution control and is installed to meet or exceed federal or state regulations: groundwater and soil contamination equipment and systems consisting of secondary containment installed at the turbine lube oil reservoirs, boiler feed pump reservoir and cooler, steam turbine hydraulic fluid reservoir, gas turbine fuel gas drain tank, fuel gas coalescing system, three active and one spare step-up transformers, two active and one spare auxiliary transformers, generator building, aqueous ammonia tank, ammonia unloading station, chemical storage building, used oil storage building, and water treatment buildings; leak detection systems for the interstitial space between the walls on all double-walled tanks; the incremental cost difference between a single-walled tanks and double-walled tanks for the emergency generator fuel oil storage tank, fire water pump fuel oil, and the oil/water separator tank; automatic shut-off valves on all diesel and aqueous ammonia tanks; overfill alarms on all diesel and ammonia tanks; vent restriction devices on all diesel and aqueous ammonia tanks; automatic tank gauging on all tanks; and monitoring of secondary containment of all double-walled tanks. | 2018-05-24 | 2571000 | 100
20891 | T1 | COLORADO BEND II POWER LLC | COLORADO BEND II | 3863 S STATE HIGHWAY 60 | Wharton | TX | 77488 | Wharton | CN604686030 | RN104772538 | stormwater collection system and retention ponds. | The following property is used 100% for pollution control and is installed to meet or exceed federal or state regulations: stormwater collection system consisting of collection pits, ditches/troughs and three retention ponds. | 2018-06-25 | 239500 | 100
20892 | T1 | KIRBY INLAND MARINE LP | KIRBY INLAND MARINE | 16538 DE ZAVALLA RD | CHANNELVIEW | Tx | 77530 | Harris | CN600611206 | RN104352265 | The incremental cost difference between a single-hulled barge and a double-hulled barge, perimeter deck spill rails, high level overflow alarms, and closed gauging on KIRBY 29066, KIRBY 29065, CI 1604 (CENAC), CI 1608 (CENAC), CI 1609 (CENAC), CMS 1601(CENAC), CMS 1602 (CENAC), CMS 1603 (CENAC), CMS 1605 (CENAC), CMS 1606 (CENAC), CMS 1607 (CENAC), CTCO 319 (CENAC), CTCO 320 (CENAC), CTCO 321 (CENAC), CTCO 322 (CENAC), KIRBY 29064, KIRBY 29063, KIRBY 29062, WTC 3012, WTC 3013, WTC 3014, WTC 3015, KIRBY 16840, KIRBY 16841, KIRBY 16842, KIRBY 16844, KIRBY 16845, DBL 27, DBL 28, KIRBY 28141, KIRBY 28142, KIRBY 28143, KIRBY 28144, KIRBY 28145, KIRBY 28181, KIRBY 28183, KIRBY 28184, KIRBY 28185, KIRBY 28186, KIRBY 28187, KIRBY 28188, KIRBY 28189, KIRBY 28190, KIRBY 28191, KIRBY 28192, KIRBY 28193, 212, 301, 303, 304, 305, 401, 403, 405, 406, 407, KIRBY 15001D, KIRBY 22400, KIRBY 22750, KIRBY 26750, KIRBY 28161, KIRBY 28163, KIRBY 28750, KIRBY 28751, KIRBY 29020, KIRBY 29751, REM 101, KIRBY 10202, KIRBY 10203, KIRBY 10204, KIRBY 10200, KIRBY 10201, KIRBY 28058, , KIRBY 28059, KIRBY 30005, KIRBY 30006, KIRBY 30303, KIRBY 30304, KIRBY 28069, and KIRBY 27717. | The following property is used 100% for pollution control and is installed to meet or exceed federal or state regulations: the incremental cost difference between a single-hulled barge and a double-hulled barge, perimeter deck spill rails, high level overflow alarms, and closed gauging on KIRBY 29066, KIRBY 29065, CI 1604 (CENAC), CI 1608 (CENAC), CI 1609 (CENAC), CMS 1601(CENAC), CMS 1602 (CENAC), CMS 1603 (CENAC), CMS 1605 (CENAC), CMS 1606 (CENAC), CMS 1607 (CENAC), CTCO 319 (CENAC), CTCO 320 (CENAC), CTCO 321 (CENAC), CTCO 322 (CENAC), KIRBY 29064, KIRBY 29063, KIRBY 29062, WTC 3012, WTC 3013, WTC 3014, WTC 3015, KIRBY 16840, KIRBY 16841, KIRBY 16842, KIRBY 16844, KIRBY 16845, DBL 27, DBL 28, KIRBY 28141, KIRBY 28142, KIRBY 28143, KIRBY 28144, KIRBY 28145, KIRBY 28181, KIRBY 28183, KIRBY 28184, KIRBY 28185, KIRBY 28186, KIRBY 28187, KIRBY 28188, KIRBY 28189, KIRBY 28190, KIRBY 28191, KIRBY 28192, KIRBY 28193, 212, 301, 303, 304, 305, 401, 403, 405, 406, 407, KIRBY 15001D, KIRBY 22400, KIRBY 22750, KIRBY 26750, KIRBY 28161, KIRBY 28163, KIRBY 28750, KIRBY 28751, KIRBY 29020, KIRBY 29751, REM 101, KIRBY 10202, KIRBY 10203, KIRBY 10204, KIRBY 10200, KIRBY 10201, KIRBY 28058, , KIRBY 28059, KIRBY 30005, KIRBY 30006, KIRBY 30303, KIRBY 30304, KIRBY 28069, and KIRBY 27717. | 2018-02-23 | 77646705.5 | 100
20893 | T1 | GENESIS MARINE LLC | GENESIS MARINE BOATS AND BARGES | HOUSTON SHIP CHANNEL | HOUSTON | TX |  | Harris | CN604608802 | RN107489924 | The incremental cost difference between a single-hulled barge and a double-hulled barge, perimeter deck spill rails, high level overflow alarms, and closed gauging on GM 1020, GM 1021, GM 1022, GM 1023, GM 7000, and GM 7001 | The following property is used 100% for pollution control and is installed to meet or exceed federal or state regulations: the incremental cost difference between a single-hulled barge and a double-hulled barge, perimeter deck spill rails, high level overflow alarms, and closed gauging on barges GM 1020, GM 1021, GM 1022, GM 1023, GM 7000, and GM 7001 | 2018-02-23 | 7717255.28 | 100
20894 | T1 | CANAL BARGE CO INC | CANAL BARGE BOATS BARGES | HOUSTON SHIP CHANNEL | HOUSTON | TX |  | Harris | CN605190974 | RN110139961 | The incremental cost difference between a single-hulled barge and a double-hulled barge, perimeter deck spill rails, high level overflow alarms, and closed gauging on barges CBC 16, CBC 17, CBC 18, CBC 19, CBC 20, CBC 21, CBC 22, CBC 23, CBC 24, CBC 25, CBC 26, CBC 27, CBC 28, CBC 29, CBC 30, CBC 1390, CBC 1391, CBC 1392, CBC 1393, CBC 1394, CBC 1395, CBC 1396, CBC 1397, and CBC 1398 | The following property is used 100% for pollution control and is installed to meet or exceed federal or state regulations: the incremental cost difference between a single-hulled barge and a doubl- hulled barge, perimeter deck spill rails, high level overflow alarms, and closed gauging on barges CBC 16, CBC 17, CBC 18, CBC 19, CBC 20, CBC 21, CBC 22, CBC 23, CBC 24, CBC 25, CBC 26, CBC 27, CBC 28, CBC 29, CBC 30, CBC 1390, CBC 1391, CBC 1392, CBC 1393, CBC 1394, CBC 1395, CBC 1396, CBC 1397, and CBC 1398 | 2018-02-23 | 5933830.29 | 100
20895 | T1 | GRIFFIN BARGE LINE LLC | GRIFFIN BARGE LINE | HOUSTON SHIP CHANNEL | HOUSTON | TX |  | Harris | CN605462134 | RN110140118 | The incremental cost difference between a single-hulled barge and a double-hulled barge, perimeter deck spill rails, high level overflow alarms, and closed gauging on GRIFFIN 1L, GRIFFIN 2T, GRIFFIN 3L, and GRIFFIN 4T | The following property is used 100% for pollution control and is installed to meet or exceed federal or state regulations: the incremental cost difference between a single-hulled barge and a double-hulled barge, perimeter deck spill rails, high level overflow alarms, and closed gauging on GRIFFIN 1L, GRIFFIN 2T, GRIFFIN 3L, and GRIFFIN 4T. | 2018-02-23 | 5268816 | 100
20896 | T1 | KIRBY INLAND MARINE LP | KIRBY INLAND MARINE | 16538 DE ZAVALLA RD | CHANNELVIEW | Tx | 77530 | Harris | CN600611206 | RN104352265 | vapor recovery system on barges KIRBY 29066, KIRBY 29065, CI 1604 (CENAC), CI 1608 (CENAC), CI 1609 (CENAC), CMS 1601(CENAC), CMS 1602 (CENAC), CMS 1603 (CENAC), CMS 1605 (CENAC), CMS 1606 (CENAC), CMS 1607 (CENAC), CTCO 319 (CENAC), CTCO 320 (CENAC), CTCO 321 (CENAC), CTCO 322 (CENAC), KIRBY 29064, KIRBY 29063, KIRBY 29062, WTC 3012, WTC 3013, WTC 3014, WTC 3015, KIRBY 16840, KIRBY 16841, KIRBY 16842, KIRBY 16844, KIRBY 16845, DBL 27, DBL 28, KIRBY 28141, KIRBY 28142, KIRBY 28143, KIRBY 28144, KIRBY 28145, KIRBY 28181, KIRBY 28183, KIRBY 28184, KIRBY 28185, KIRBY 28186, KIRBY 28187, KIRBY 28188, KIRBY 28189, KIRBY 28190, KIRBY 28191, KIRBY 28192, KIRBY 28193, 212, 301, 303, 304, 305, 401, 403, 405, 406, 407, KIRBY 15001D, KIRBY 22400, KIRBY 22750, KIRBY 26750, KIRBY 28161, KIRBY 28163, KIRBY 28750, KIRBY 28751, KIRBY 29020, KIRBY 29751, REM 101, KIRBY 10202, KIRBY 10203, KIRBY 10204, KIRBY 10200, KIRBY 10201, KIRBY 28058, KIRBY 28059, KIRBY 30005, KIRBY 30006, KIRBY 30303, KIRBY 30304, KIRBY 28069, and KIRBY 27717. | The following property is used 100% for pollution control and is installed to meet or exceed federal or state regulations: vapor recovery system on barges KIRBY 29066, KIRBY 29065, CI 1604 (CENAC), CI 1608 (CENAC), CI 1609 (CENAC), CMS 1601(CENAC), CMS 1602 (CENAC), CMS 1603 (CENAC), CMS 1605 (CENAC), CMS 1606 (CENAC), CMS 1607 (CENAC), CTCO 319 (CENAC), CTCO 320 (CENAC), CTCO 321 (CENAC), CTCO 322 (CENAC), KIRBY 29064, KIRBY 29063, KIRBY 29062, WTC 3012, WTC 3013, WTC 3014, WTC 3015, KIRBY 16840, KIRBY 16841, KIRBY 16842, KIRBY 16844, KIRBY 16845, DBL 27, DBL 28, KIRBY 28141, KIRBY 28142, KIRBY 28143, KIRBY 28144, KIRBY 28145, KIRBY 28181, KIRBY 28183, KIRBY 28184, KIRBY 28185, KIRBY 28186, KIRBY 28187, KIRBY 28188, KIRBY 28189, KIRBY 28190, KIRBY 28191, KIRBY 28192, KIRBY 28193, 212, 301, 303, 304, 305, 401, 403, 405, 406, 407, KIRBY 15001D, KIRBY 22400, KIRBY 22750, KIRBY 26750, KIRBY 28161, KIRBY 28163, KIRBY 28750, KIRBY 28751, KIRBY 29020, KIRBY 29751, REM 101, KIRBY 10202, KIRBY 10203, KIRBY 10204, KIRBY 10200, KIRBY 10201, KIRBY 28058, KIRBY 28059, KIRBY 30005, KIRBY 30006, KIRBY 30303, KIRBY 30304, KIRBY 28069, and KIRBY 27717. | 2018-02-23 | 12941117.58 | 100
20897 | T1 | GENESIS MARINE LLC | GENESIS MARINE BOATS AND BARGES | HOUSTON SHIP CHANNEL | HOUSTON | TX |  | Harris | CN604608802 | RN107489924 | Vapor recovery system on barges GM 1020, GM 1021, GM 1022, GM 1023, GM 7000, and GM 7001 | The following property is used 100% for pollution control and is installed to meet or exceed federal or state regulations: vapor recovery system on barges GM 1020, GM 1021, GM 1022, GM 1023, GM 7000, and GM 7001. | 2018-02-23 | 1286209.21 | 100
20898 | T1 | CANAL BARGE CO INC | CANAL BARGE BOATS BARGES | HOUSTON SHIP CHANNEL | HOUSTON | TX |  | Harris | CN605190974 | RN110139961 | Vapor recovery system on barges CBC 16, CBC 17, CBC 18, CBC 19, CBC 20, CBC 21, CBC 22, CBC 23, CBC 24, CBC 25, CBC 26, CBC 27, CBC 28, CBC 29, CBC 30, CBC 1390, CBC 1391, CBC 1392, CBC 1393, CBC 1394, CBC 1395, CBC 1396, CBC 1397, and CBC 1398. | The following property is used 100% for pollution control and is installed to meet or exceed federal or state regulations: vapor recovery system on barges CBC 16, CBC 17, CBC 18, CBC 19, CBC 20, CBC 21, CBC 22, CBC 23, CBC 24, CBC 25, CBC 26, CBC 27, CBC 28, CBC 29, CBC 30, CBC 1390, CBC 1391, CBC 1392, CBC 1393, CBC 1394, CBC 1395, CBC 1396, CBC 1397, and CBC 1398. | 2018-02-23 | 5988971.71 | 100
20899 | T1 | GRIFFIN BARGE LINE LLC | GRIFFIN BARGE LINE | HOUSTON SHIP CHANNEL | HOUSTON | TX |  | Harris | CN605462134 | RN110140118 | Vapor recovery system on barges GRIFFIN 1L, GRIFFIN 2T, GRIFFIN 3L, and GRIFFIN 4T. | The following property is used 100% for pollution control and is installed to meet or exceed federal or state regulations: vapor recovery system on barges GRIFFIN 1L, GRIFFIN 2T, GRIFFIN 3L, and GRIFFIN 4T. | 2018-02-23 | 878136 | 100
20900 | T2 | ENTERPRISE CRUDE PIPELINE LLC | ENTERPRISE CRUDE PIPELINE ECHO STORAGE | 6849 1 2 E SAM HOUSTON PKWY S | HOUSTON | TX | 77034 | Harris | CN603272592 | RN106070816 | external floating roofs with mechanical shoe primary seals and rim mounted secondary seals for tanks 3916, 3917, and 3918. | The following property is used 100% for pollution control and is installed to meet or exceed federal or state regulations: external floating roofs with mechanical shoe primary seals and rim mounted secondary seals for tanks 3916, 3917, and 3918. | 2018-02-09 | 1453890 | 100
20901 | T2 | ENTERPRISE CRUDE PIPELINE LLC | ENTERPRISE CRUDE PIPELINE ECHO STORAGE | 6849 1 2 E SAM HOUSTON PKWY S | HOUSTON | TX | 77034 | Harris | CN603272592 | RN106070816 | external aluminum geodesic dome roofs for crude oil storage tanks 3916, 3917, and 3918. | The following property is used 100% for pollution control and is installed to meet or exceed federal or state regulations: external aluminum geodesic dome roofs for crude oil storage tanks 3916, 3917, and 3918. | 2018-02-09 | 2305641 | 100
20902 | T1 | ENTERPRISE CRUDE PIPELINE LLC | MIDLAND STATION | 4500 E HIGHWAY 80 | MIDLAND | TX | 79706 | Midland | CN603272592 | RN100214089 | Pontoon style external floating roofs with mechanical shoe primary seals and rim mounted secondary seals for tanks 5659, 5660, 5661, and 5662. | The following property is used 100% for pollution control and is installed to meet or exceed federal or state regulations: pontoon style external floating roofs with mechanical shoe primary seals and rim mounted secondary seals for tanks 5659, 5660, 5661, and 5662. | 2018-02-09 | 4945980 | 100
20903 | T1 | ENTERPRISE PRODUCTS OPERATING LLC | ENTERPRISE PRODUCTS MORGANS POINT FACILITY | 1200 N BROADWAY ST | LA PORTE | TX | 77571 | Harris | CN603211277 | RN100210665 | Thermal oxidizer. | The following property is used 100% for pollution control and is installed to meet or exceed federal or state regulations: thermal oxidizer. | 2018-02-09 | 7594464 | 100
20904 | T2 | ENTERPRISE REFINED PRODUCTS COMPANY LLC | PORT ARTHUR PRODUCTS TERMINAL | 800 DORSEY ST | PORT ARTHUR | TX | 77640 | Jefferson | CN603684408 | RN105179832 | external aluminum geodesic dome roof for gasoline storage tank 5440. | The following property is used 100% for pollution control and is installed to meet or exceed federal or state regulations: external aluminum geodesic dome roof for gasoline storage tank 5440. | 2018-02-09 | 966000 | 100
20905 | T1 | ENTERPRISE REFINED PRODUCTS COMPANY LLC | PORT ARTHUR PRODUCTS TERMINAL | 800 DORSEY ST | PORT ARTHUR | TX | 77640 | Jefferson | CN603684408 | RN105179832 | Pontoon style external floating roof with mechanical shoe primary seals and rim mounted secondary seals for tank 5440. | The following property is used 100% for pollution control and is installed to meet or exceed federal or state regulations: pontoon style external floating roof with mechanical shoe primary seals and rim mounted secondary seals for tank 5440. | 2018-02-09 | 2453000 | 100
20906 | T1 | ASARCO LLC | AMARILLO COPPER REFINERY | 7001 N STATE HIGHWAY 136 | AMARILLO | TX | 79108 | Potter | CN602815524 | RN101701654 | Oil/water separator. | The following property is used 100% for pollution control and is installed to meet or exceed federal or state regulations: oil/water separator. | 2018-03-05 | 61880 | 100
20907 | T1 | ASARCO LLC | AMARILLO COPPER REFINERY | 7001 N STATE HIGHWAY 136 | AMARILLO | TX | 79108 | Potter | CN602815524 | RN101701654 | Sealed fluid system for the noncommercial injection well pump. | The following property is used 100% for pollution control and is installed to meet or exceed federal or state regulations: sealed fluid system for the noncommercial injection well pump. | 2018-03-05 | 34280 | 100
20908 | T1 | ASARCO LLC | AMARILLO COPPER REFINERY | 7001 N STATE HIGHWAY 136 | AMARILLO | TX | 79108 | Potter | CN602815524 | RN101701654 | Wastewater transfer pumps for the noncommercial injection well system. | The following property is used 100% for pollution control and is installed to meet or exceed federal or state regulations: wastewater transfer pumps for the noncommercial injection well system. | 2018-03-05 | 43350 | 100
20909 | T1 | ASARCO LLC | AMARILLO COPPER REFINERY | 7001 N STATE HIGHWAY 136 | AMARILLO | TX | 79108 | Potter | CN602815524 | RN101701654 | Injection well roto-jet pump. | The following property is used 100% for pollution control and is installed to meet or exceed federal or state regulations: injection well roto-jet pump. | 2018-03-05 | 194258 | 100
20910 | T1 | KM LIQUIDS TERMINALS LLC | PASADENA TERMINAL | 1420 WITTER ST | PASADENA | TX | 77506 | Harris | CN603254707 | RN100224815 | Saab level gauges on tanks 167-1, 167-2, 167-3, 167-4, 167-5, 167-6, 167-7, 167-8, 167-9, 167-10, 167-11, 167-12, and 15-5 in Pit 11. | The following property is used 100% for pollution control and is installed to meet or exceed federal or state regulations: Saab level gauges on tanks 167-1, 167-2, 167-3, 167-4, 167-5, 167-6, 167-7, 167-8, 167-9, 167-10, 167-11, 167-12, and 15-5 in Pit 11. | 2018-02-12 | 520000 | 100
20911 | T1 | KM LIQUIDS TERMINALS LLC | PASADENA TERMINAL | 1420 WITTER ST | PASADENA | TX | 77506 | Harris | CN603254707 | RN100224815 | Vapor collection and destruction system in Pit 11 (TNKVCU-5A and TNKVCU-5B). | The following property is used 100% for pollution control and is installed to meet or exceed federal or state regulations: Vapor collection and destruction system in Pit 11 (TNKVCU-5A and TNKVCU-5B). | 2018-02-12 | 2586568 | 100
20912 | T1 | KM LIQUIDS TERMINALS LLC | PASADENA TERMINAL | 1420 WITTER ST | PASADENA | TX | 77506 | Harris | CN603254707 | RN100224815 | Internal floating roof and secondary seals on tanks 167-1, 167-2, 167-3, 167-4, 167-5, 167-6, 167-7, 167-8, 167-9, 167-10, 167-11, 167-12, and 15-5 in Pit 11. | The following property is used 100% for pollution control and is installed to meet or exceed federal or state regulations: Internal floating roof and secondary seals on tanks 167-1, 167-2, 167-3, 167-4, 167-5, 167-6, 167-7, 167-8, 167-9, 167-10, 167-11, 167-12, and 15-5 in Pit 11. | 2018-02-12 | 7297469 | 100
20913 | T1 | KM LIQUIDS TERMINALS LLC | PASADENA TERMINAL | 1420 WITTER ST | PASADENA | TX | 77506 | Harris | CN603254707 | RN100224815 | Pit 11 stormwater segregation system consisting of the berm around tanks 167-1, 167-2, 167-3, 167-4, 167-5, 167-6, 167-7, 167-8, 167-9, 167-10, 167-11, 167-12, and 15-5. | The following property is used 100% for pollution control and is installed to meet or exceed federal or state regulations: Pit 11 stormwater segregation system consisting of the berm around tanks 167-1, 167-2, 167-3, 167-4, 167-5, 167-6, 167-7, 167-8, 167-9, 167-10, 167-11, 167-12, and 15-5. | 2018-02-12 | 1707088 | 100
20914 | T1 | KM LIQUIDS TERMINALS LLC | PASADENA TERMINAL | 1420 WITTER ST | PASADENA | TX | 77506 | Harris | CN603254707 | RN100224815 | Tank 15-5, related sump pumps, and associated piping in Pit 11. | The following property is used 100% for pollution control and is installed to meet or exceed federal or state regulations: Tank 15-5, related sump pumps, and associated piping in Pit 11. | 2018-02-12 | 1927113 | 100
20915 | T1 | KM LIQUIDS TERMINALS LLC | PASADENA TERMINAL | 1420 WITTER ST | PASADENA | TX | 77506 | Harris | CN603254707 | RN100224815 | Saab level gauges on Tanks 150-80 and 150-81 in Pit 9. | The following property is used 100% for pollution control and is installed to meet or exceed federal or state regulations: Saab level gauges on Tanks 150-80 and 150-81 in Pit 9. | 2018-02-12 | 80000 | 100
20916 | T1 | KM LIQUIDS TERMINALS LLC | PASADENA TERMINAL | 1420 WITTER ST | PASADENA | TX | 77506 | Harris | CN603254707 | RN100224815 | Vapor collection and destruction system in Pit 9 (TNKVCU-6). | The following property is used 100% for pollution control and is installed to meet or exceed federal or state regulations: Vapor collection and destruction system in Pit 9 (TNKVCU-6). | 2018-02-12 | 992806 | 100
20917 | T1 | KM LIQUIDS TERMINALS LLC | PASADENA TERMINAL | 1420 WITTER ST | PASADENA | TX | 77506 | Harris | CN603254707 | RN100224815 | Internal floating roof and secondary seals on tanks 150-80 and 150-81 in Pit 9. | The following property is used 100% for pollution control and is installed to meet or exceed federal or state regulations: Internal floating roof and secondary seals on tanks 150-80 and 150-81 in Pit 9. | 2018-02-12 | 1165035 | 100
20918 | T1 | KM LIQUIDS TERMINALS LLC | PASADENA TERMINAL | 1420 WITTER ST | PASADENA | TX | 77506 | Harris | CN603254707 | RN100224815 | Pit 9 stormwater segregation system consisting of the berm around tanks 150-80 and 150-81. | The following property is used 100% for pollution control and is installed to meet or exceed federal or state regulations: Pit 9 stormwater segregation system consisting of the berm around tanks 150-80 and 150-81. | 2018-02-12 | 860195 | 100
20919 | T1 | HUNTSMAN PETROCHEMICAL LLC | HUNTSMAN PORT NECHES | 6001 HIGHWAY 366 | PORT NECHES | TX | 77651 | JEFFERSON | CN603603093 | RN100219252 | Analyzers to monitor BTU, density, and hydrogen at the North, Central and South Flares for the O&O Plant. | NOD response not received. | 2018-03-19 | 1280928 | 100
20920 | T1 | ONCOR ELECTRIC DELIVERY COMPANY LLC | DFW SOUTHEAST | 2401 S AIRFIELD DR | DALLAS | TX | 75261 | TARRANT | CN603313842 | RN109656165 | secondary containment system consisting of an earthen berm and an oil water separator. | The following property is used 100% for pollution control and is installed to meet or exceed federal or state regulations: secondary containment system consisting of an earthen berm and an oil water separator. | 2018-02-16 | 34393 | 100
20921 | T1 | ONCOR ELECTRIC DELIVERY COMPANY LLC | ALKALI SUBSTATION 1 - 2 | 4.3 MI N OF THE INTERSECTION OF HWY 349 AND HWY 176 | TARZAN | TX | 79783 | MARTIN | CN603313842 | RN110161981 | Secondary containment comprised of a concrete pad poured around the transformer; an oil water separator incorporated into the concrete pad; and a metal railing. | The following property is used 100% for pollution control and is installed to meet or exceed federal or state regulations: secondary containment comprised of a concrete pad poured around the transformer; an oil water separator incorporated into the concrete pad; and a metal railing. | 2018-02-16 | 49360 | 100
20922 | T1 | ONCOR ELECTRIC DELIVERY COMPANY LLC | EULESS SUB | 1902 N INDUSTRIAL BLVD | EULESS | TX | 76039 | TARRANT | CN603313842 | RN109628867 | Secondary containment system consisting of an earthen berm and an oil water separator. | The following property is used 100% for pollution control and is installed to meet or exceed federal or state regulations: secondary containment system consisting of an earthen berm and an oil water separator. | 2018-02-16 | 80879 | 100
20923 | T1 | HUNTSMAN PETROCHEMICAL LLC | HUNTSMAN PORT NECHES | 6001 HIGHWAY 366 | PORT NECHES | TX | 77651 | JEFFERSON | CN603603093 | RN100219252 | Disinfection treatment system at the Joint Wastewater Treatment Plant | NOD response not received. | 2018-03-19 | 714078 | 100
20924 | T1 | ONCOR ELECTRIC DELIVERY COMPANY LLC | AUSTIN RANCH 3 | 2898 PLANO PKWY | THE COLONY | TX | 75056 | DENTON | CN603313842 | RN110162369 | Secondary containment comprised of a concrete pad poured around the transformer; an oil water separator incorporated into the concrete pad; and a metal railing. | The following property is used 100% for pollution control and is installed to meet or exceed federal or state regulations: secondary containment comprised of a concrete pad poured around the transformer; an oil water separator incorporated into the concrete pad; and a metal railing. | 2018-02-16 | 25290 | 100
20925 | T1 | ONCOR ELECTRIC DELIVERY COMPANY LLC | AUSTIN RANCH 3 | 2898 PLANO PKWY | THE COLONY | TX | 75056 | DENTON | CN603313842 | RN110162369 | Secondary containment system consisting of an earthen berm and an oil water separator. | The following property is used 100% for pollution control and is installed to meet or exceed federal or state regulations: secondary containment system consisting of an earthen berm and an oil water separator. | 2018-02-16 | 36330 | 100
20926 | T1 | ONCOR ELECTRIC DELIVERY COMPANY LLC | BUFFALO CREEK SUB LM | ENTRANCE IS 1000 FEET SW OF INTERSECTION OF FM 740 AND SADDLE CLUB DR STATION IS 1600 FEET SW OF FM 740 | FORNEY | TX |  | KAUFMAN | CN603313842 | RN110162609 | Secondary containment comprised of a concrete pad poured around the transformer; an oil water separator incorporated into the concrete pad; and a metal railing. | The following property is used 100% for pollution control and is installed to meet or exceed federal or state regulations: secondary containment comprised of a concrete pad poured around the transformer; an oil water separator incorporated into the concrete pad; and a metal railing. | 2018-02-16 | 25290 | 100
20927 | T1 | PRECISION DRILLING CORPORATION | PRECISION DRILLING RIG 582 | 14041 VICKERY DR | HOUSTON | TX | 77032 | HARRIS | CN604727636 | RN106160211 | shaker tank, shale shakers, desilter, desander, and degasser portions of the drilling mud recycling system. | The following property is used 100% for pollution control and is installed to meet or exceed federal or state regulations: shaker tank, shale shakers, desilter, desander, and degasser portions of the drilling mud recycling system. | 2018-02-14 | 707900 | 100
20928 | T1 | ONCOR ELECTRIC DELIVERY COMPANY LLC | BUFFALO CREEK SUB MBU | ENTRANCE IS 1000 FEET SW OF INTERSECTION OF FM 740 AND SADDLE CLUB DR STATION IS 1600 FEET SW OF FM 740 | FORNEY | TX |  | KAUFMAN | CN603313842 | RN110162609 | Secondary containment system consisting of an earthen berm and an oil water separator. | The following property is used 100% for pollution control and is installed to meet or exceed federal or state regulations: secondary containment system consisting of an earthen berm and an oil water separator. | 2018-02-16 | 52170 | 100
20929 | T1 | ONCOR ELECTRIC DELIVERY COMPANY LLC | CAMINO SUB 1 & 2 | 1798 EL CAMINO REAL | EULESS | TX | 76040 | KAUFMAN | CN603313842 | RN110163474 | Secondary containment comprised of a concrete pad poured around the transformer; an oil water separator incorporated into the concrete pad; and a metal railing. | The following property is used 100% for pollution control and is installed to meet or exceed federal or state regulations: secondary containment comprised of a concrete pad poured around the transformer; an oil water separator incorporated into the concrete pad; and a metal railing. | 2018-02-09 | 49360 | 100
20930 | T1 | PRECISION DRILLING CORPORATION | PRECISION DRILLING RIG 582 | 14041 VICKERY DR | HOUSTON | TX | 77032 | HARRIS | CN604727636 | RN106160211 | ram type blowout preventers, closing unit, and a choke manifold unit. | The following property is used 100% for pollution control and is installed to meet or exceed federal or state regulations: ram type blowout preventers, closing unit, and a choke manifold unit. | 2018-02-14 | 896000 | 100
20931 | T1 | THE CHEMOURS COMPANY FC LLC | CHEMOURS LA PORTE PLANT | 12350 STRANG RD | LA PORTE | TX | 77571 | HARRIS | CN604722413 | RN108202599 | H2S Fume Scrubber system installed to reduce and/or eliminate hydrogen sulfide emissions from the Sulfur Unloading Pit and the Sulfur Transfer Pit. | The following property is used 100% for pollution control and is installed to meet or exceed federal or state regulations: H2S Fume Scrubber system installed to reduce and/or eliminate hydrogen sulfide emissions from the Sulfur Unloading Pit and the Sulfur Transfer Pit. | 2018-02-14 | 1419444 | 100
20932 | T1 | ONCOR ELECTRIC DELIVERY COMPANY LLC | COYANOSA NW SUB 1 | 2718 FM 1450 | COYANOSA | TX | 79730 | REEVES | CN603313842 | RN110166253 | Secondary containment comprised of a concrete pad poured around the transformer; an oil water separator incorporated into the concrete pad; and a metal railing. | The following property is used 100% for pollution control and is installed to meet or exceed federal or state regulations: secondary containment comprised of a concrete pad poured around the transformer; an oil water separator incorporated into the concrete pad; and a metal railing. | 2018-02-16 | 29160 | 100
20933 | T1 | ONCOR ELECTRIC DELIVERY COMPANY LLC | CRISP SUBSTATION 1 AND 2 | 3141 UNION HILL RD | ENNIS | TX | 75119 | ELLIS | CN603313842 | RN109655829 | Secondary containment comprised of a concrete pad poured around the transformer; an oil water separator incorporated into the concrete pad; and a metal railing. | The following property is used 100% for pollution control and is installed to meet or exceed federal or state regulations: secondary containment comprised of a concrete pad poured around the transformer; an oil water separator incorporated into the concrete pad; and a metal railing. | 2018-02-16 | 44690 | 100
20934 | T1 | ONCOR ELECTRIC DELIVERY COMPANY LLC | CROWLEY SUB 1 | 900 W CLEBURNE RD | CROWLEY | TX | 76036 | TARRANT | CN603313842 | RN110166774 | Secondary containment comprised of a concrete pad poured around the transformer; an oil water separator incorporated into the concrete pad; and a metal railing. | The following property is used 100% for pollution control and is installed to meet or exceed federal or state regulations: secondary containment comprised of a concrete pad poured around the transformer; an oil water separator incorporated into the concrete pad; and a metal railing. | 2018-02-16 | 25137 | 100
20935 | T1 | ONCOR ELECTRIC DELIVERY COMPANY LLC | CROWLEY SUB | 900 W CLEBURNE RD | CROWLEY | TX | 76036 | TARRANT | CN603313842 | RN110166774 | Secondary containment system consisting of an earthen berm and an oil water separator. | The following property is used 100% for pollution control and is installed to meet or exceed federal or state regulations: secondary containment system consisting of an earthen berm and an oil water separator. | 2018-02-15 | 38670 | 100
20936 | T1 | ONCOR ELECTRIC DELIVERY COMPANY LLC | DEEP CREEK SUB | 2001 THOMPSON RD | SNYDER | TX | 79549 | SCURRY | CN603313842 | RN110166832 | Secondary containment system consisting of an earthen berm and an oil water separator. | The following property is used 100% for pollution control and is installed to meet or exceed federal or state regulations: secondary containment system consisting of an earthen berm and an oil water separator. | 2018-02-16 | 83190 | 100
20937 | T1 | ONCOR ELECTRIC DELIVERY COMPANY LLC | DEEP CREEK SUB 1 & 2 | 2001 THOMPSON RD | SNYDER | TX | 79549 | SCURRY | CN603313842 | RN110166832 | Secondary containment comprised of a concrete pad poured around the transformer; an oil water separator incorporated into the concrete pad; and a metal railing. | The following property is used 100% for pollution control and is installed to meet or exceed federal or state regulations: secondary containment comprised of a concrete pad poured around the transformer; an oil water separator incorporated into the concrete pad; and a metal railing. | 2018-02-16 | 52424 | 100
20938 | T2 | FREEPORT LNG DEVELOPMENT LP | FREEPORT LNG LIQUEFACTION PLANT | 1500 LAMAR ST | QUINTANA | TX | 77541 | BRAZORIA | CN601720345 | RN103196689 | Acoustical panels to partially enclose compressors 11K-30, 12K-30, and 13K-30 on Train 1; compressors 11K-31, 12K-31, and 13K-31 on Train 2; and compressors 11K-32/11K-33, 12K-32/12K-33, and 13K-32/13K-33 on Train 3. | The following property is used 100% for pollution control and is installed to meet or exceed federal or state regulations: Acoustical panels to partially enclose compressors 11K-30, 12K-30, and 13K-30 on Train 1; compressors 11K-31, 12K-31, and 13K-31 on Train 2; and compressors 11K-32/11K-33, 12K-32/12K-33, and 13K-32/13K-33 on Train 3. | 2018-05-18 | 10081365 | 100
20939 | T1 | ONCOR ELECTRIC DELIVERY COMPANY LLC | EULESS SUB 2 | 1902 N INDUSTRIAL BLVD | EULESS | TX | 76039 | TARRANT | CN603313842 | RN109628867 | Secondary containment comprised of a concrete pad poured around the transformer; an oil water separator incorporated into the concrete pad; and a metal railing. | The following property is used 100% for pollution control and is installed to meet or exceed federal or state regulations: secondary containment comprised of a concrete pad poured around the transformer; an oil water separator incorporated into the concrete pad; and a metal railing. | 2018-02-16 | 19421 | 100
20940 | T1 | ONCOR ELECTRIC DELIVERY COMPANY LLC | FRISCO WEST SUB LM | 5300 4TH ARMY | FRISCO | TX | 75034 | DENTON | CN603313842 | RN109906404 | Secondary containment comprised of a concrete pad poured around the transformer; an oil water separator incorporated into the concrete pad; and a metal railing. | The following property is used 100% for pollution control and is installed to meet or exceed federal or state regulations: secondary containment comprised of a concrete pad poured around the transformer; an oil water separator incorporated into the concrete pad; and a metal railing. | 2018-02-16 | 25290 | 100
20941 | T1 | ONCOR ELECTRIC DELIVERY COMPANY LLC | FRISCO WEST SUB TCU | 5300 4TH ARMY | FRISCO | TX | 75034 | DENTON | CN603313842 | RN109906404 | Secondary containment system consisting of an earthen berm and an oil water separator. | The following property is used 100% for pollution control and is installed to meet or exceed federal or state regulations: secondary containment system consisting of an earthen berm and an oil water separator. | 2018-02-16 | 76776 | 100
20942 | T1 | ONCOR ELECTRIC DELIVERY COMPANY LLC | GARLAND TELECOM PARKWAY | 2109 LOOKOUT DR | GARLAND | TX | 75044 | Dallas | CN603313842 | RN110169166 | Secondary containment system consisting of an earthen berm and an oil water separator | The following property is used 100% for pollution control and is installed to meet or exceed federal or state regulations: secondary containment system consisting of an earthen berm and an oil water separator. | 2018-02-16 | 76776 | 100
20943 | T1 | ONCOR ELECTRIC DELIVERY COMPANY LLC | PAULINE SUB 1 | 960 FEET SOUTH FROM THE INTERSECTION OF CO RD 2938 AND HWY 175 | MABANK | TX | 75156 | HENDERSON | CN603313842 | RN110125424 | Secondary containment comprised of a concrete pad poured around the transformer; an oil water separator incorporated into the concrete pad; and a metal railing. | The following property is used 100% for pollution control and is installed to meet or exceed federal or state regulations: secondary containment comprised of a concrete pad poured around the transformer; an oil water separator incorporated into the concrete pad; and a metal railing. | 2018-02-16 | 24670 | 100
20944 | T1 | ONCOR ELECTRIC DELIVERY COMPANY LLC | WESTRIDGE SUB MBU | 7786 COUNTY ROAD 24 | FRISCO | TX | 75033 | COLLIN | CN603313842 | RN109627380 | Secondary containment system consisting of an earthen berm and an oil water separator. | The following property is used 100% for pollution control and is installed to meet or exceed federal or state regulations: secondary containment system consisting of an earthen berm and an oil water separator. | 2018-02-16 | 42190 | 100
20945 | T1 | ONCOR ELECTRIC DELIVERY COMPANY LLC | WESTRIDGE SUB LM | 7786 COUNTY ROAD 24 | FRISCO | TX | 75033 | COLLIN | CN603313842 | RN109627380 | Secondary containment comprised of a concrete pad poured around the transformer; an oil water separator incorporated into the concrete pad; and a metal railing. | The following property is used 100% for pollution control and is installed to meet or exceed federal or state regulations: secondary containment comprised of a concrete pad poured around the transformer; an oil water separator incorporated into the concrete pad; and a metal railing. | 2018-02-16 | 47230 | 100
20946 | T1 | ALDI TEXAS LLC | ALDI WAREHOUSE FACILITY | 2500 WESTCOURT RD | DENTON | TX | 76207 | DENTON | CN603354036 | RN105511869 | The Facilitys Environmental Paving installation reduces the generation of fugitive dust from vehicular traffic on site for operations & maintenance activities, preventing an otherwise much higher level of emissions that would be associated with unpaved roads and thoroughfares. | The following property is used 100% for pollution control and is installed to meet or exceed federal or state regulations: 198,935.50 square feet of concrete paving for vehicular traffic areas. | 2018-03-05 | 1483479 | 100
20947 | T1 | EVONIK CORPORATION | PASADENA PMD FACILITY | 1431 PASADENA FWY | PASADENA | TX | 77506 | HARRIS | CN600757579 | RN109611749 | T880 Hazardous waste storage tank system and secondary containment. | The following property is used 100% for pollution control and is installed to meet or exceed federal or state regulations: T880 Hazardous waste storage tank system consisting of tank, piping, ancillary equipment, and secondary containment. | 2018-03-28 | 2378162 | 100
20948 | T1 | ONCOR ELECTRIC DELIVERY COMPANY LLC | WESTOVER SUB 1 - 2 | 1500 BLOCK OF CR 1936 1500 BLOCK OF CR 1936 TX 79763 |  | TX |  | ECTOR | CN603313842 | RN109627166 | Secondary containment comprised of a concrete pad poured around the transformer; an oil water separator incorporated into the concrete pad; and a metal railing. | The following property is used 100% for pollution control and is installed to meet or exceed federal or state regulations: secondary containment comprised of a concrete pad poured around the transformer; an oil water separator incorporated into the concrete pad; and a metal railing. | 2018-02-16 | 49360 | 100
20949 | T1 | EVONIK CORPORATION | PASADENA PMD FACILITY | 1431 PASADENA FWY | PASADENA | TX | 77506 | HARRIS | CN600757579 | RN109611749 | wastewater equalization tank T850, pad stormwater collection tank T870, and associated piping. | The following property is used 100% for pollution control and is installed to meet or exceed federal or state regulations: wastewater equalization tank T850, pad stormwater collection tank T870, and associated piping. | 2018-03-28 | 4359706 | 100
20950 | T1 | EVONIK CORPORATION | PASADENA PMD FACILITY | 1431 PASADENA FWY | PASADENA | TX | 77506 | HARRIS | CN600757579 | RN109611749 | Mechanical shoe seal for floating roof tank T440. | The following property is used 100% for pollution control and is installed to meet or exceed federal or state regulations: Mechanical shoe seal for floating roof tank T440. | 2018-03-28 | 417409 | 100
20951 | T1 | EVONIK CORPORATION | PASADENA PMD FACILITY | 1431 PASADENA FWY | PASADENA | TX | 77506 | HARRIS | CN600757579 | RN109611749 | thermal oxidizer; steam stripper; continuous emission monitor system; and associated piping, vessels, and pumps used to transfer material to steam stripper and thermal oxidizer. | The following property is used 100% for pollution control and is installed to meet or exceed federal or state regulations: thermal oxidizer; steam stripper; continuous emission monitor system; and associated piping, vessels, and pumps used to transfer material to steam stripper and thermal oxidizer. | 2018-03-28 | 16934491 | 100
20952 | T1 | EVONIK CORPORATION | PASADENA PMD FACILITY | 1431 PASADENA FWY | PASADENA | TX | 77506 | HARRIS | CN600757579 | RN109611749 | Site grading including paving surfaces, piping, and secondary containment. | Withdrawn by applicant | 2018-05-14 | 1450000 | 100
20953 | T1 | EVONIK CORPORATION | PASADENA PMD FACILITY | 1431 PASADENA FWY | PASADENA | TX | 77506 | HARRIS | CN600757579 | RN109611749 | Six toting vent collection systems and warehouse drumming blower stack. | The following property is used 100% for pollution control and is installed to meet or exceed federal or state regulations: TMA scrubber, vent collection system and 120-foot warehouse drumming blower stack. | 2018-05-18 | 1010000 | 100
20954 | T1 | EVONIK CORPORATION | PASADENA PMD FACILITY | 1431 PASADENA FWY | PASADENA | TX | 77506 | HARRIS | CN600757579 | RN109611749 | Wastewater upgrades to 10 sumps and sump pumps. | The following property is used 100% for pollution control and is installed to meet or exceed federal or state regulations: Upgraded sumps and sump pumps PO Sump (Pump G896), NHY Unloading (Pump G897), NH1 Pad Sump (Pump G894), Drum Pad Sump (Pump G895), HYD Truck Spot (Pump G901), TOx Pad Sump (Pump G900), HY1 Pad Sump (Pump G898), East HY1 Sump (Pump G889), and HYD Tank Farm (Pump G891). | 2018-05-18 | 170000 | 100
20955 | T3 | THE CHEMOURS COMPANY FC LLC | CHEMOURS LA PORTE PLANT | 12350 STRANG RD | LA PORTE | TX | 77571 | HARRIS | CN604722413 | RN108202599 | Brinks demister system. | The following property is used 71.94% for pollution control and is installed to meet or exceed federal or state regulations: Brinks demister system. | 2018-03-02 | 3014926.27 | 71.94
20956 | T1 | ONCOR ELECTRIC DELIVERY COMPANY LLC | TOCO SWITCH AUTO 1 | 2681 FEET SOUTH OF THE INTERSECTION OF OLD BONHAM RD AND CR 22900 | PARIS | TX | 75460 | LAMAR | CN603313842 | RN110176575 | Secondary containment comprised of a concrete pad poured around the transformer; an oil water separator incorporated into the concrete pad; and a metal railing. | The following property is used 100% for pollution control and is installed to meet or exceed federal or state regulations: secondary containment comprised of a concrete pad poured around the transformer; an oil water separator incorporated into the concrete pad; and a metal railing. | 2018-02-16 | 27230 | 100
20957 | T1 | ONCOR ELECTRIC DELIVERY COMPANY LLC | SCREWBEAN SUBSTATION 1 | ON 652 THREE MILES WEST OF ORLA | SALT FLAT | TX | 79847 | CULBERSON | CN603313842 | RN110176625 | Secondary containment comprised of a concrete pad poured around the transformer; an oil water separator incorporated into the concrete pad; and a metal railing. | The following property is used 100% for pollution control and is installed to meet or exceed federal or state regulations: secondary containment comprised of a concrete pad poured around the transformer; an oil water separator incorporated into the concrete pad; and a metal railing. | 2018-02-16 | 29160 | 100
20958 | T1 | ONCOR ELECTRIC DELIVERY COMPANY LLC | PAULINE SUB | 960 FEET SOUTH FROM THE INTERSECTION OF CO RD 2938 AND HWY 175 | MABANK | TX | 75156 | HENDERSON | CN603313842 | RN110125424 | Secondary containment system consisting of an earthen berm and an oil water separator. | The following property is used 100% for pollution control and is installed to meet or exceed federal or state regulations: secondary containment system consisting of an earthen berm and an oil water separator. | 2018-02-16 | 44670 | 100
20959 | T1 | ONCOR ELECTRIC DELIVERY COMPANY LLC | MCLENNAN COUNTY EAST 1 TCU | 400 FEET SOUTH FROM THE INTERSECTION OF HWY 31 W AND BOYS RANCH RD | WACO | TX | 76705 | MCLENNAN | CN603313842 | RN110125663 | Secondary containment system consisting of an earthen berm and an oil water separator. | The following property is used 100% for pollution control and is installed to meet or exceed federal or state regulations: secondary containment system consisting of an earthen berm and an oil water separator. | 2018-02-16 | 74212 | 100
20960 | T1 | ONCOR ELECTRIC DELIVERY COMPANY LLC | MCLENNAN COUNTY EAST 1 LM | 400 FEET SOUTH FROM THE INTERSECTION OF HWY 31 W AND BOYS RANCH RD | WACO | TX | 76705 | MCLENNAN | CN603313842 | RN110125663 | Secondary containment comprised of a concrete pad poured around the transformer; an oil water separator incorporated into the concrete pad; and a metal railing. | The following property is used 100% for pollution control and is installed to meet or exceed federal or state regulations: secondary containment comprised of a concrete pad poured around the transformer; an oil water separator incorporated into the concrete pad; and a metal railing. | 2018-02-16 | 25290 | 100
20961 | T1 | ONCOR ELECTRIC DELIVERY COMPANY LLC | LITTMAN SUB 1 | 9945 W HWY 176 | LITTMAN | TX | 79714 | ANDREWS | CN603313842 | RN110178464 | Secondary containment comprised of a concrete pad poured around the transformer; an oil water separator incorporated into the concrete pad; and a metal railing. | The following property is used 100% for pollution control and is installed to meet or exceed federal or state regulations: secondary containment comprised of a concrete pad poured around the transformer; an oil water separator incorporated into the concrete pad; and a metal railing. | 2018-02-16 | 27780 | 100
20962 | T1 | ONCOR ELECTRIC DELIVERY COMPANY LLC | JOHN DAY SUB | 14901 JOHN DAY RD | HASLET | TX | 76052 | DENTON | CN603313842 | RN110178662 | Secondary containment comprised of a concrete pad poured around the transformer; an oil water separator incorporated into the concrete pad; and a metal railing. | The following property is used 100% for pollution control and is installed to meet or exceed federal or state regulations: secondary containment comprised of a concrete pad poured around the transformer; an oil water separator incorporated into the concrete pad; and a metal railing. | 2018-02-16 | 25290 | 100
20963 | T1 | ONCOR ELECTRIC DELIVERY COMPANY LLC | JEWETT SUB 2 | 2221 N MAIN ST | JEWETT | TX | 75846 | LEON | CN603313842 | RN109627513 | Secondary containment comprised of a concrete pad poured around the transformer; an oil water separator incorporated into the concrete pad; and a metal railing. | The following property is used 100% for pollution control and is installed to meet or exceed federal or state regulations: secondary containment comprised of a concrete pad poured around the transformer; an oil water separator incorporated into the concrete pad; and a metal railing. | 2018-02-16 | 30673 | 100
20964 | T1 | ONCOR ELECTRIC DELIVERY COMPANY LLC | JENKINS SUB 2 | 8160 WALNUT HILL LN | DALLAS | TX | 75231 | Dallas | CN603313842 | RN110179199 | Secondary containment comprised of a concrete pad poured around the transformer; an oil water separator incorporated into the concrete pad; and a metal railing. | The following property is used 100% for pollution control and is installed to meet or exceed federal or state regulations: secondary containment comprised of a concrete pad poured around the transformer; an oil water separator incorporated into the concrete pad; and a metal railing. | 2018-02-16 | 45212 | 100
20965 | T1 | ONCOR ELECTRIC DELIVERY COMPANY LLC | HORNE STREET SUB | 5601 EDWARDS RANCH RD | FORT WORTH | TX | 76107 | TARRANT | CN603313842 | RN110179629 | Secondary containment comprised of a concrete pad poured around the transformer; an oil water separator incorporated into the concrete pad; and a metal railing. | The following property is used 100% for pollution control and is installed to meet or exceed federal or state regulations: secondary containment comprised of a concrete pad poured around the transformer; an oil water separator incorporated into the concrete pad; and a metal railing. | 2018-02-16 | 26636 | 100
20966 | T1 | ONCOR ELECTRIC DELIVERY COMPANY LLC | HONEY GROVE SUB | HWY 82 AND FM 100 | HONEY GROVE | TX | 75446 | FANNIN | CN603313842 | RN110180015 | Secondary containment comprised of a concrete pad poured around the transformer; an oil water separator incorporated into the concrete pad; and a metal railing. | The following property is used 100% for pollution control and is installed to meet or exceed federal or state regulations: secondary containment comprised of a concrete pad poured around the transformer; an oil water separator incorporated into the concrete pad; and a metal railing. | 2018-02-16 | 27230 | 100
20967 | T1 | ONCOR ELECTRIC DELIVERY COMPANY LLC | HONEY GROVE SUB | HWY 82 AND FM 100 | HONEY GROVE | TX | 75446 | FANNIN | CN603313842 | RN110180015 | Secondary containment system consisting of an earthen berm and an oil water separator. | The following property is used 100% for pollution control and is installed to meet or exceed federal or state regulations: secondary containment system consisting of an earthen berm and an oil water separator. | 2018-02-16 | 72846 | 100
20968 | T1 | ONCOR ELECTRIC DELIVERY COMPANY LLC | HIDE AWAY LAKE | 13440 FM 849 | LINDALE | TX | 75771 | SMITH | CN603313842 | RN110181211 | Secondary containment system consisting of an earthen berm and an oil water separator. | The following property is used 100% for pollution control and is installed to meet or exceed federal or state regulations: secondary containment system consisting of an earthen berm and an oil water separator. | 2018-02-16 | 38790 | 100
20969 | T1 | ONCOR ELECTRIC DELIVERY COMPANY LLC | HICKS SWITCHING STATION 2 | 1178 FEET TO THE WEST OF THE INTERSECTION OF MAGNOLIA BLOSSOM TRAIL AND CONEFLOWER TRAIL | FORT WORTH | TX | 76131 | TARRANT | CN603313842 | RN110181732 | Secondary containment system consisting of an earthen berm and an oil water separator. | The following property is used 100% for pollution control and is installed to meet or exceed federal or state regulations: secondary containment system consisting of an earthen berm and an oil water separator. | 2018-02-16 | 129780 | 100
20970 | T1 | ONCOR ELECTRIC DELIVERY COMPANY LLC | HICKS SWITCH 2 | 1178 FEET TO THE WEST OF THE INTERSECTION OF MAGNOLIA BLOSSOM TRAIL AND CONEFLOWER TRAIL | FORT WORTH | TX | 76131 | TARRANT | CN603313842 | RN110181732 | Secondary containment comprised of a concrete pad poured around the transformer; an oil water separator incorporated into the concrete pad; and a metal railing. | The following property is used 100% for pollution control and is installed to meet or exceed federal or state regulations: secondary containment comprised of a concrete pad poured around the transformer; an oil water separator incorporated into the concrete pad; and a metal railing. | 2018-02-16 | 29470 | 100
20971 | T1 | THE CHEMOURS COMPANY FC LLC | THE CHEMOURS COMPANY FC INGLESIDE PLANT | 3 MI SE OF GREGORY ON HWY 361 | GREGORY | TX | 78362 | SAN PATRICIO | CN604722413 | RN101623254 | Continuous emissions monitoring systems (CEMS) consisting of analyzers, sampling systems, temperature monitors and flow monitors. | The following property is used 100% for pollution control and is installed to meet or exceed federal or state regulations: continuous emissions monitoring systems (CEMS) consisting of analyzers, sampling systems, temperature monitors and flow monitors. | 2018-02-21 | 171443 | 100
20972 | T1 | THE CHEMOURS COMPANY FC LLC | THE CHEMOURS COMPANY FC INGLESIDE PLANT | 3 MI SE OF GREGORY ON HWY 361 | GREGORY | TX | 78362 | SAN PATRICIO | CN604722413 | RN101623254 | scrubber systems including Neutralizer Vent Scrubber, Earth Unit Packed Scrubber, Caustic Scrubber, HCl Sniff Scrubber System, Sniff Scrubber Stack, Thermal Converter Stack Scrubber, and the Spray Scrubber. | The following property is used 100% for pollution control and is installed to meet or exceed federal or state regulations: scrubber systems including Neutralizer Vent Scrubber, Earth Unit Packed Scrubber, Caustic Scrubber, HCl Sniff Scrubber System, Sniff Scrubber Stack, Thermal Converter Stack Scrubber, and the Spray Scrubber. | 2018-02-21 | 2113807 | 100
20973 | T1 | ONCOR ELECTRIC DELIVERY COMPANY LLC | HICKS SWITCH 1 | 1178 FEET TO THE WEST OF THE INTERSECTION OF MAGNOLIA BLOSSOM TRAIL AND CONEFLOWER TRAIL | FORT WORTH | TX | 76131 | TARRANT | CN603313842 | RN110181732 | Secondary containment comprised of a concrete pad poured around the transformer; an oil water separator incorporated into the concrete pad; and a metal railing. | The following property is used 100% for pollution control and is installed to meet or exceed federal or state regulations: secondary containment comprised of a concrete pad poured around the transformer; an oil water separator incorporated into the concrete pad; and a metal railing. | 2018-02-16 | 29470 | 100
20974 | T1 | ONCOR ELECTRIC DELIVERY COMPANY LLC | GARLAND TELECOM PARKWAY 1 | 2109 LOOKOUT DR | GARLAND | TX | 75044 | Dallas | CN603313842 | RN110169166 | Secondary containment comprised of a concrete pad poured around the transformer; an oil water separator incorporated into the concrete pad; and a metal railing. | The following property is used 100% for pollution control and is installed to meet or exceed federal or state regulations: secondary containment comprised of a concrete pad poured around the transformer; an oil water separator incorporated into the concrete pad; and a metal railing. | 2018-02-16 | 25478 | 100
20975 | T1 | ONCOR ELECTRIC DELIVERY COMPANY LLC | GARLAND TELECOM PARKWAY 2 | 2109 LOOKOUT DR | GARLAND | TX | 75044 | Dallas | CN603313842 | RN110169166 | Secondary containment comprised of a concrete pad poured around the transformer; an oil water separator incorporated into the concrete pad; and a metal railing. | The following property is used 100% for pollution control and is installed to meet or exceed federal or state regulations: secondary containment comprised of a concrete pad poured around the transformer; an oil water separator incorporated into the concrete pad; and a metal railing. | 2018-02-16 | 25478 | 100
20976 | T1 | TXI OPERATIONS LP | LAKEWOOD PLANT | 3600 LAWNWOOD ST | FORT WORTH | TX | 76111 | TARRANT | CN600125157 | RN102707775 | CP-7500 Dust Collector for a Ready Mix Concrete Batch Plant. | The following property is used 100% for pollution control and is installed to meet or exceed federal or state regulations: CP-7500 Dust Collector. | 2018-05-24 | 43000 | 100
20977 | T1 | TXI OPERATIONS LP | TXI PARIS READY MIX | 1245 SW LOOP 286 | PARIS | TX | 75460 | LAMAR | CN600125157 | RN102199577 | C&W RA-100 Dust Collector for a Ready-Mix Concrete Batch Plant. | The following property is used 100% for pollution control and is installed to meet or exceed federal or state regulations: C&W RA-140 Dust Collector. | 2018-05-24 | 45000 | 100
20978 | T1 | MARTIN MARIETTA MATERIALS SOUTHWEST LLC | KIRBY READY MIX PLANT | 7010 NE LOOP 410 | SAN ANTONIO | TX | 78219 | BEXAR | CN605057868 | RN100242080 | Silo venting system for Ready-Mix concrete plant. | The following property is used 100% for pollution control and is installed to meet or exceed federal or state regulations: silo venting baghouse collection system. | 2018-05-18 | 26000 | 100
20979 | T1 | SIDEWINDER DRILLING INC | PRICHARD B 2 AH | FROM BIG SPRING TAKE HWY 87 N TURN RIGHT ON CR 34 TRAVEL 2 MI DESTINATION IS ON THE LEFT | BIG SPRING | TX | 79706 | HOWARD | CN604347856 | RN110188448 | Drilling mud recycling system consisting of shaker tank system, shale shakers, de-silter, de-sander, and de-gasser on Rig #106. | The following property is used 100% for pollution control and is installed to meet or exceed federal or state regulations: Drilling mud recycling system consisting of shaker tank system, shale shakers, de-silter, de-sander, and de-gasser on Rig #106. | 2018-04-20 | 694441 | 100
20980 | T1 | UNIT DRILLING COMPANY | RIG 408 | INTERSECTION OF CR 3900 AND CR 829 | TARZAN | TX | 79783 | MARINT | CN600969356 | RN110188604 | Drilling mud recycling system consisting of shaker tank system, shale shakers, de-silter, de-sander, and de-gasser on Rig #407. | The following property is used 100% for pollution control and is installed to meet or exceed federal or state regulations: Drilling mud recycling system consisting of shaker tank system, shale shakers, de-silter, de-sander, and de-gasser on Rig #408. | 2018-04-20 | 283504 | 100
20981 | T1 | TXI OPERATIONS LP | TXI - VOLENTE PLANT | 12210 VOLENTE RD | AUSTIN | TX | 78726 | TRAVIS | CN600125157 | RN102165099 | 20,000-gallon stormwater tank. | The following property is used 100% for pollution control and is installed to meet or exceed federal or state regulations: 20,000-gallon fiberglass stormwater tank. | 2018-05-18 | 22000 | 100
20982 | T1 | UNIT DRILLING COMPANY | RIG 103 | INTERSECTION OF CR 3900 AND CR 829 | TARZAN | TX | 79783 | MARTIN | CN600969356 | RN110188703 | Drilling mud recycling system consisting of shaker tank system, shale shakers, de-silter, de-sander, and de-gasser on Rig #103. | The following property is used 100% for pollution control and is installed to meet or exceed federal or state regulations: Drilling mud recycling system consisting of shaker tank system, shale shakers, de-silter, de-sander, and de-gasser on Rig #103. | 2018-04-20 | 393791 | 100
20983 | T1 | UNIT DRILLING COMPANY | RIG 407 | FROM BIG LAKE CITY HEAD N ON HWY 137 EXIT ON TO JSW RD AND HEAD N 3 MI | BIG LAKE | TX | 76932 | REAGAN | CN600969356 | RN110188794 | Drilling mud recycling system consisting of shaker tank system, shale shakers, de-silter, de-sander, and de-gasser on Rig #407. | The following property is used 100% for pollution control and is installed to meet or exceed federal or state regulations: Drilling mud recycling system consisting of shaker tank system, shale shakers, de-silter, de-sander, and de-gasser on Rig #407. | 2018-04-20 | 283504 | 100
20984 | T1 | MARTIN MARIETTA MATERIALS SOUTHWEST LLC | MARTIN MARIETTA GENOA RAIL UNLOADING PANT | 9519 GALVESTON RD | HOUSTON | TX | 77034 | HARRIS | CN605057868 | RN110188810 | Tymco Dst-4 street sweeper. | The following property is used 100% for pollution control and is installed to meet or exceed federal or state regulations: Tymco Dst-4 street sweeper. | 2018-05-18 | 205000 | 100
20985 | T1 | UNIT DRILLING COMPANY | RIG 401 | INTERSECTION OF CR 829 AND CR 3900 | TARZAN | TX | 79783 | MARTIN | CN600969356 | RN110188869 | Drilling mud recycling system consisting of shaker tank system, shale shakers, de-silter, de-sander, and de-gasser on Rig #401. | Drilling mud recycling system consisting of shaker tank system, shale shakers, de-silter, de-sander, and de-gasser on Rig #401. | 2018-04-20 | 285181 | 100
20986 | T1 | UNIT DRILLING COMPANY | RIG 152 | SW OF THE INTERSECTION OF HWY 83 AND CR 277 2.5 MI | CANADIAN | TX | 79014 | HEMPHILL | CN600969356 | RN110188935 | Drilling mud recycling system consisting of shaker tank system, shale shakers, de-silter, de-sander, and de-gasser on Rig #152. | The following property is used 100% for pollution control and is installed to meet or exceed federal or state regulations: Drilling mud recycling system consisting of shaker tank system, shale shakers, de-silter, de-sander, and de-gasser on Rig #152. | 2018-04-20 | 316553 | 100
20987 | T1 | SIDEWINDER DRILLING INC | CALVERLEY 22-27 304H LWB | 15 MI SW OF GARDEN CITY | GARDEN CITY | TX | 79739 | GLASSCOCK | CN604347856 | RN110189354 | Drilling mud recycling system consisting of shaker tank system, shale shakers, de-silter, de-sander, and de-gasser on Rig #127. | The following property is used 100% for pollution control and is installed to meet or exceed federal or state regulations: Drilling mud recycling system consisting of shaker tank system, shale shakers, de-silter, de-sander, and de-gasser on Rig #127. | 2018-04-20 | 491556 | 100
20988 | T1 | SIDEWINDER DRILLING INC | MIDLAND SERVICE YARD | 9105 W COUNTY ROAD 127 | MIDLAND | TX | 79706 | MIDLAND | CN604347856 | RN109631358 | Drilling mud recycling system consisting of shaker tank system, shale shakers, de-silter, de-sander, and de-gasser on Rigs #103, 104, and #105. | The following property is used 100% for pollution control and is installed to meet or exceed federal or state regulations: Drilling mud recycling system consisting of shaker tank system, shale shakers, de-silter, de-sander, and de-gasser on Rigs #103, 104, and #105. | 2018-04-20 | 1562979 | 100
20989 | T1 | ETC TEXAS PIPELINE LTD | ARROWHEAD GAS PLANT | FROM GAMBOA RD & FM 1776 IN COYANOSA GO N 2.6 MI TO FM 1450 GO W ON FM 1450 5.3 MI & TURN L ON UNNAMED RD PLANT IS APPROX 1.4 MI S ON THE W SIDE OF THE RD | COYANOSA | TX | 79730 | REEVES | CN601587652 | RN109496638 | Flare system consisting of the stack, burner, flare tip, and blowers. | The following property is used 100% for pollution control and is installed to meet or exceed federal or state regulations: Flare system consisting of the flare tips, pumps, burners, stacks, flow meters, and piping. | 2018-04-20 | 1270840 | 100
20990 | T1 | UNIT DRILLING COMPANY | STINNETT YARD | 8849 TX 152 | STINNETT | TX | 79083 | HUTCHINSON | CN600969356 | RN110106473 | Drilling mud recycling system consisting of shaker tank system, shale shakers, de-silter, de-sander, and de-gasser on Rigs #126, #302, #304, #306, #319, and #410. | The following property is used 100% for pollution control and is installed to meet or exceed federal or state regulations: Drilling mud recycling system consisting of shaker tank system, shale shakers, de-silter, de-sander, and de-gasser on Rigs #126, #302, #304, #306, #319, and #410. | 2018-04-20 | 2115813 | 100
20991 | T1 | ENLINK CRUDE PIPELINE LLC | CHICKADEE SYSTEM - PEGASUS | 20710 HWY 349 | MIDLAND | TX | 79706 | MIDLAND | CN605315951 | RN109900688 | Secondary containment consisting of an earthen berm and 12-mil reinforced polyethylene liner around tank batteries. | The following property is used 100% for pollution control and is installed to meet or exceed federal or state regulations: Secondary containment consisting of an earthen berm and 12-mil reinforced polyethylene | 2018-06-22 | 306976.56 | 100
20992 | T1 | DELAWARE G&P LLC | LOBO PROCESSING PLANT | FROM MENTONE TAKE HIGHWAY 302 NE 6.25 MI TO SITE ON THE LEFT | MENTONE | TX | 79754 | LOVING | CN605246016 | RN107914277 | High-level alarms on bulk tanks, slop oil collection system, and secondary containment for slop oil collection system.systems/improvements, dump tank, flares and knockouts, high level alarms, oil/water separator, reverse osmosis unit, slop oil collection system, and thermal oxidizers. | The following property is used 100% for pollution control and is installed to meet or exceed federal or state regulations: High-level alarms on bulk tanks, slop oil collection system, and secondary containment for | 2018-06-22 | 2210000 | 100
20993 | T1 | HI-CRUSH PERMIAN SAND LLC | HI CRUSH PERMIAN SANDS KERMIT PLANT | 9948 HWY 115 | KERMIT | TX | 79745 | WINKLER | CN605347590 | RN109677781 | Dust collection system and wastewater treatment and water reclamation system. | The following property is used 100% for pollution control and is installed to meet or exceed federal or state regulations: Dust collection system including water sprays installed at screens, hoods, ducts, collectors, fans, motors and fluid beds used exclusively to control particulate matter emissions. | 2018-05-16 | 4924176.86 | 100
20994 | T1 | FAIRWAY ENERGY PARTNERS LLC | STEVENSON 5A-6A BRINE PONDS | NORTH AND EAST OF CLOVER LN HOUSTON TX 77045 | HOUSTON | TX | 77045 | HARRIS | CN604939579 | RN108793050 | Brine ponds and ancillary equipment and cathodic protection. | The following property is used 100% for pollution control and is installed to meet or exceed federal or state regulations: 40 mil 813 XR-5 synthetic membrane primary liner and two-foot thick compacted clay liner, leak detection system including a 250-mil geonet drainage layer, cathodic protection on collection system piping, and six groundwater monitor wells for Brine Ponds 5A and 6A. | 2018-05-16 | 15105003 | 100
20995 | T1 | THE CHEMOURS COMPANY FC LLC | THE CHEMOURS COMPANY FC INGLESIDE PLANT | 3 MI SE OF GREGORY ON HWY 361 | GREGORY | TX | 78362 | SAN PATRICIO | CN604722413 | RN101623254 | Mist eliminator addition for cooling tower operation. | The following property is used 100% for pollution control and is installed to meet or exceed federal or state regulations: mist eliminator addition for cooling tower operation. | 2018-02-21 | 50737 | 100
20996 | T1 | ALDI TEXAS LLC | ALDI WAREHOUSE FACILITY | 2500 WESTCOURT RD | DENTON | TX | 76207 | DENTON | CN603354036 | RN105511869 | AD-2018-04 Compactor and Baler Installation | The following property is used 100% for pollution control and is installed to meet or exceed federal or state regulations: compactor and baler used to change the physical format of municipal waste material for on-site storage and disposal of facility-generated municipal solid waste. | 2018-02-22 | 109831 | 100
20997 | T1 | THE CHEMOURS COMPANY FC LLC | THE CHEMOURS COMPANY FC INGLESIDE PLANT | 3 MI SE OF GREGORY ON HWY 361 | GREGORY | TX | 78362 | SAN PATRICIO | CN604722413 | RN101623254 | IP-2018-03 Thermal Oxidizer -Thermal Converter- | The following property is used 100% for pollution control and is installed to meet or exceed federal or state regulations: Thermal oxidizer. | 2018-02-23 | 2791991 | 100
20998 | T1 | THE CHEMOURS COMPANY FC LLC | THE CHEMOURS COMPANY FC INGLESIDE PLANT | 3 MI SE OF GREGORY ON HWY 361 | GREGORY | TX | 78362 | SAN PATRICIO | CN604722413 | RN101623254 | IP-2018-06 Neutralizer | The following property is used 100% for pollution control and is installed to meet or exceed federal or state regulations: Neutralizer used to adjust pH of process wastewater created in the 152a Building. | 2018-02-21 | 643459 | 100
20999 | T1 | THE CHEMOURS COMPANY FC LLC | THE CHEMOURS COMPANY FC INGLESIDE PLANT | 3 MI SE OF GREGORY ON HWY 361 | GREGORY | TX | 78362 | SAN PATRICIO | CN604722413 | RN101623254 | IP-2018-05 Secondary Containment | The following property is used 100% for pollution control and is installed to meet or exceed federal or state regulations: Secondary containment consisting of a diked concrete structure with concrete flooring around the diesel fuel storage tank used by the emergency generator at the Aqueous HCl Storage Area. | 2018-02-23 | 676670 | 100
21000 | T1 | TXI OPERATIONS LP | TXI BEAUMONT SOUTH READY MIX | 1250 E FLORIDA AVE | BEAUMONT | TX | 77705 | JEFFERSON | CN600125157 | RN102765179 | 2010 Allianz M4000 Sweeper. | The following property is used 100% for pollution control and is installed to meet or exceed federal or state regulations: 2010 Allianz M4000 Sweeper. | 2018-05-18 | 71000 | 100
21001 | T1 | ENLINK CRUDE PIPELINE LLC | HIGH LONESOME CDP | FROM CRANE HEAD E ON TX-329 E TOWARD DOROTHEA ST FOR 10.2MI TURN L ONTO FM1492 N FOR 7MI TURN R ONTO COUNTY RD 308 FOR 3.3MI TURN R ONTO COUNTY RD 111 FOR 3.7MI TO FIND DESTINATION ON R | CRANE | TX | 79731 | UPTON | CN605315951 | RN109451039 | Internal floating roofs on two 25,000 BBL tanks and secondary containment. | The following property is used 100% for pollution control and is installed to meet or exceed federal or state regulations: Internal floating roofs on two 25,000 BBL tanks. | 2018-06-22 | 836467 | 100
21002 | T1 | TXI OPERATIONS LP | TXI OPERATIONS GREENVILLE | 6500 FM 1570 W | GREENVILLE | TX | 75402 | HUNT | CN600125157 | RN102707635 | used street sweeper. | The following property is used 100% for pollution control and is installed to meet or exceed federal or state regulations: street sweeper. | 2018-05-18 | 17000 | 100
21003 | T1 | TEXAS PIPELINE PROCESSING LLC | REVEILLE GAS PLANT | FROM I 35 HWY 255 INTX 17 MI NOF LARADO TAKE HWY 255 6 MI TO ENTRANCE GATE GATE IS ON N SIDE OF RD SITE IS 1 MI N OF HWY 255 | LAREDO | TX | 78045 | WEBB | CN604347492 | RN106838105 | Flare consisting of flare tips, pumps, burners, stacks, flow meters, and piping. | The following property is used 100% for pollution control and is installed to meet or exceed federal or state regulations: Flare consisting of flare stack, igniter, flame arrestor, knockout drum, blower, flare tip, and flare header. | 2018-04-20 | 1000000 | 100
21004 | T1 | TXI OPERATIONS LP | TXI BEAUMONT SOUTH READY MIX | 1250 E FLORIDA AVE | BEAUMONT | TX | 77705 | JEFFERSON | CN600125157 | RN102765179 | CP-7500 Dust Collector for a concrete ready-mix plant. | The following property is used 100% for pollution control and is installed to meet or exceed federal or state regulations: CP-7500 Dust Collector. | 2018-05-24 | 65000 | 100
21005 | T1 | MERIDIAN AGGREGATES COMPANY A LIMITED PARTNERSHIP | CORSICANA YARD | 5100 S US HIGHWAY 287 | CORSICANA | TX | 75109 | NAVVARO | CN600430375 | RN103215901 | 2015 Ford F750 Water Truck | The following property is used 100% for pollution control and is installed to meet or exceed federal or state regulations: 2015 Ford F750 Water Truck. | 2018-04-06 | 52000 | 100
21006 | T1 | SIDEWINDER DRILLING INC | TK STANLEY YARD | 6015 ANDREWS HWY | ODESSA | TX | 79762 | ECTOR | CN604347856 | RN102262433 | Drilling mud recycling system consisting of shaker tank system, shale shakers, de-silter, de-sander, and de-gasser on Rigs #103, #206, #224, #225, and #228. | Withdrawn by applicant | 2018-03-27 | 834450 | 100
21007 | T1 | MARTIN MARIETTA MATERIALS SOUTHWEST LLC | RIO MEDINA | 9553 HWY 211 N | SAN ANTONIO | TX | 78253 | MEDINA | CN605057868 | RN110198009 | silo venting system for a ready-mix concrete plant. | The following property is used 100% for pollution control and is installed to meet or exceed federal or state regulations: silo venting control system. | 2018-05-18 | 16000 | 100
21008 | T1 | SUNOCO PARTNERS MARKETING & TERMINALS LP | SUNOCO PARTNERS NEDERLAND TERMINAL | 2300 N TWIN CITY HWY | NEDERLAND | TX | 77627 | JEFFERSON | CN601403199 | RN100214626 | External floating roof on Tank #1589. | The following property is used 100% for pollution control and is installed to meet or exceed federal or state regulations: External floating roof and ancillary and functionally related equipment on Tank #1589. | 2018-04-20 | 2025300 | 100
21009 | T1 | MARTIN MARIETTA MATERIALS SOUTHWEST LLC | WESTSIDE 10 READY MIX | 6070 PUE RD | SAN ANTONIO | TX | 78252 | BEXAR | CN605057868 | RN104373758 | silo venting system for a ready-mix concrete plant. | The following property is used 100% for pollution control and is installed to meet or exceed federal or state regulations: silo venting control system. | 2018-05-18 | 25000 | 100
21010 | T1 | KURARAY AMERICA INC | KURARAY LA PORTE | 12342 STRANG RD | LA PORTE | TX | 77571 | HARRIS | CN603315953 | RN107305922 | replacing the process wastewater underground sewer and ditch collection system with overhead closed piping including 10 lift stations, 26 pumps, 23,000 feet of pipe and a 50,000 gallon tank, monitoring ph and organic carbon. | Applicant withdrew application and refied using STEERs. | 2018-05-04 | 11800000 | 100
21011 | T1 | ALDI TEXAS LLC | ALDI WAREHOUSE FACILITY | 2500 WESTCOURT RD | DENTON | TX | 76207 | DENTON | CN603354036 | RN105511869 | AD-2018-03 Secondary Containment Installations | The following property is used 100% for pollution control and is installed to meet or exceed federal or state regulations: Secondary containment consisting of 29’ x 21’4” concrete containment inside the generator room for 1500-GAL AST diesel storage tank for the emergency generator; 25’ x 15’ concrete containment area inside the pump house for the 280-GAL AST diesel storage tank; and 47’8” x 36’ concrete containment inside the machine room for the (3) 90-GAL Frick #1 oil-filled storage tanks for the refrigeration system compressors. | 2018-02-23 | 13232 | 100
21012 | T1 | ALDI TEXAS LLC | ALDI WAREHOUSE FACILITY | 2500 WESTCOURT RD | DENTON | TX | 76207 | DENTON | CN603354036 | RN105511869 | Stormwater control, collection, and treatment system consisting of storm drains installed in the paved and landscaped areas of the facility, underground piping from storm drains leading to two drainage swales, one earthen and concrete drainage swale west of the warehouse building; and one earthen and concrete drainage swale east of the warehouse building. | The following property is used 100% for pollution control and is installed to meet or exceed federal or state regulations: stormwater control, collection, and treatment system consisting of storm drains installed in the paved and landscaped areas of the facility, underground piping from storm drains leading to two drainage swales, one earthen and concrete drainage swale west of the warehouse building; and one earthen and concrete drainage swale east of the warehouse building. | 2018-03-01 | 586924 | 100
21013 | T1 | ENSIGN US SOUTHERN DRILLING LLC | DRILLING RIG 775 | FROM THE INTERSECTION OF HWY 302 & CR 300 GO N ON CR 300 10.8 MI TURN RIGHT AT RED GATE GO 2.4 MI VEER LEFT AND CONTINUE 0.9 MI TURN RIGHT AND DRIVE 1.6 MI TO LOCATION | WINK | TX |  | WINKLER | CN604347831 | RN110225109 | Drilling mud recycling system consisting of the shale shaker, desilter, and desander. | The following property is used 100% for pollution control and is installed to meet or exceed federal or state regulations: Drilling mud recycling system consisting of the shale shaker, desilter, and desander. | 2018-02-23 | 1181000 | 100
21014 | T1 | ENSIGN US SOUTHERN DRILLING LLC | DRILLING RIG 775 | FROM THE INTERSECTION OF HWY 302 & CR 300 GO N ON CR 300 10.8 MI TURN RIGHT AT RED GATE GO 2.4 MI VEER LEFT AND CONTINUE 0.9 MI TURN RIGHT AND DRIVE 1.6 MI TO LOCATION | WINK | TX |  | WINKLER | CN604347831 | RN110225109 | Drilling rig spill response equipment consisting of the ram type blowout preventers, closing units, and choke manifold systems. | The following property is used 100% for pollution control and is installed to meet or exceed federal or state regulations: Drilling rig spill response equipment consisting of the ram type blowout preventers, closing units, and choke manifold systems. | 2018-02-23 | 1284000 | 100
21015 | T1 | ENSIGN US SOUTHERN DRILLING LLC | DRILLING RIG 778 | FROM PECOS GO 15.5 MI SOUTH ON HWY 285 TURN RIGHT ON CR 2007 GO 7.9 MI TURN RIGHT ON CR 112 GO 1.52 MI TURN LEFT AND GO 2 MI TURN RIGHT AND GO 1.2 MI TURN LEFT GO 1.1 MI TURN RIGHT GO 1.6 MI TURN LEFT GO 5.1 MI RIG ON LEFT | SARAGOSE | TX |  | REEVES | CN604347831 | RN110226073 | Drilling mud recycling system consisting of the shale shaker, desilter, and desander. | The following property is used 100% for pollution control and is installed to meet or exceed federal or state regulations: Drilling mud recycling system consisting of the shale shaker, desilter, and desander. | 2018-02-23 | 1181000 | 100
21016 | T1 | ENSIGN US SOUTHERN DRILLING LLC | DRILLING RIG 778 | FROM PECOS GO 15.5 MI SOUTH ON HWY 285 TURN RIGHT ON CR 2007 GO 7.9 MI TURN RIGHT ON CR 112 GO 1.52 MI TURN LEFT AND GO 2 MI TURN RIGHT AND GO 1.2 MI TURN LEFT GO 1.1 MI TURN RIGHT GO 1.6 MI TURN LEFT GO 5.1 MI RIG ON LEFT | SARAGOSE | TX |  | REEVES | CN604347831 | RN110226073 | Drilling rig spill response equipment consisting of the ram type blowout preventers, closing units, and choke manifold systems. | The following property is used 100% for pollution control and is installed to meet or exceed federal or state regulations: Drilling rig spill response equipment consisting of the ram type blowout preventers, closing units, and choke manifold systems. | 2018-02-23 | 1284000 | 100
21017 | T1 | EL PASO ELECTRIC COMPANY | MONTANA POWER STATION | 13511B MONTANA AVE | EL PASO | TX | 79938 | EL PASO | CN600352819 | RN106392624 | Concrete secondary containment areas installed for the Unit 1 Turbine and Super Core; Unit 2 Turbine and Super Core; Unit 3 Turbine and Super Core; Unit 4 Turbine and Super Core; fuel gas compressors 1, 2 and 3; transformers T-1 GSU Prolec, T-2 ABB SST, T-3 GSU Prolec, T-4 ABB Auxiliary, T-5 GSU Prolec, T-6 ABB Spare, and T-7 GSU Prolec; fire pump tank; liquid fuel filters east and southwest of AST 1; liquid fuel forwarding pump; liquid fuel recirculation pumps; 60-mil HDPE lined earthen containment for the liquid fuel system; and 1,266 liner feet of steel pipe that surrounds the stainless steel liquid fuel pipe. | The following property is used 100% for pollution control and is installed to meet or exceed federal or state regulations: concrete secondary containment areas installed for the Unit 1 Turbine and Super Core; Unit 2 Turbine and Super Core; Unit 3 Turbine and Super Core; Unit 4 Turbine and Super Core; fuel gas compressors 1, 2 and 3; transformers T-1 GSU Prolec, T-2 ABB SST, T-3 GSU Prolec, T-4 ABB Auxiliary, T-5 GSU Prolec, T-6 ABB Spare, and T-7 GSU Prolec; fire pump tank; liquid fuel filters east and southwest of AST 1; liquid fuel forwarding pump; liquid fuel recirculation pumps; 60-mil HDPE lined earthen containment for the liquid fuel system; and 1,266 liner feet of steel pipe that surrounds the stainless steel liquid fuel pipe. | 2018-02-23 | 2053532 | 100
21018 | T1 | ENTERGY TEXAS INC | ENTERGY TEXAS LEWIS CREEK PLANT | 11191 LONGSTREET RD | WILLIS | TX | 77318 | MONTGOMERY | CN603282054 | RN100226877 | anhydrous ammonia storage tank and distribution piping including the vaporization system for the selective catalytic reduction system. | The following property is used 100% for pollution control and is installed to meet or exceed federal or state regulations: anhydrous ammonia storage tank and distribution piping including the vaporization system for the selective catalytic reduction system. | 2018-03-20 | 237000 | 100
21019 | T1 | FREEPORT LNG DEVELOPMENT LP | FREEPORT LNG PRETREATMENT FACILITY | 2363 CR 690 | OYSTER CREEK | TX | 77541 | BRAZORIA | CN601720345 | RN106481500 | firewater pump engine (66PD-60B). | The following property is used 100% for pollution control and is installed to meet or exceed federal or state regulations: Fuel injection system on firewater pump engine (66PD-60B). | 2018-04-18 | 971398 | 100
21020 | T1 | THE DOW CHEMICAL COMPANY | DOW TEXAS OPERATIONS FREEPORT | 2301 N BRAZOSPORT BLVD | FREEPORT | TX | 77541 | BRAZORIA | CN600356976 | RN100225945 | Oil/Water separators main process sump skimmer (ME-5060), raw material sump skimmer (ME-5061), and truck railcar area sump skimmer (ME-5062). | The following property is used 100% for pollution control and is installed to meet or exceed federal or state regulations: Oil/Water separators main process sump skimmer (ME-5060), raw material sump skimmer (ME-5061), and truck railcar area sump skimmer (ME-5062). | 2018-02-27 | 63000 | 100
21021 | T1 | TXI OPERATIONS LP | TXI MILLER AGGREGATE TERMINAL | 7600 S CENTRAL EXPY | DALLAS | TX | 75216 | Dallas | CN600125157 | RN100583079 | 2015 Ford F750 Water Truck. | The following property is used 100% for pollution control and is installed to meet or exceed federal or state regulations: 2015 Ford F750 Water Truck. | 2018-04-06 | 58000 | 100
21022 | T1 | THE DOW CHEMICAL COMPANY | DOW TEXAS OPERATIONS FREEPORT | 2301 N BRAZOSPORT BLVD | FREEPORT | TX | 77541 | BRAZORIA | CN600356976 | RN100225945 | Spent caustic pretreatment and stripper units consisting of the following: rain water filter (FL-515, FL-512), rain water pump (P-514A/S), rain water stripper feed heater (E-519), rain water tank (V-513), rainwater stripper (T-516), rainwater stripper bottoms pump (P-517A/S), separator (S 511), spent caustic cross exchanger (EX-773A/S), spent caustic feed pumps (P-771A/S), spent caustic filter (FL-706A/S), spent caustic removal pump (P-708), spent caustic storage tank (V705, V700), spent caustic stripper (T-709), spent caustic stripper anti-fouling unit (ME-703), spent caustic stripper dispersant dosing unit (ME705), spent caustic treater feed pump (P-705A/S), and spent caustic trim cooler (E-778). | The following property is used 100% for pollution control and is installed to meet or exceed federal or state regulations: Spent caustic pretreatment and stripper units consisting of the following rain water filter (FL-515, FL-512), rain water pump (P-514A/S), rain water stripper feed heater (E-519), rain water tank (V-513), rainwater stripper (T-516), rainwater stripper bottoms pump (P-517A/S), spent caustic cross exchanger (EX-773A/S), spent caustic feed pumps (P-771A/S), spent caustic filter (FL-706A/S), spent caustic stripper anti-fouling unit (ME-703), spent caustic stripper dispersant dosing unit (ME-705), spent caustic treater feed pump (P-705A/S), and spent caustic trim cooler (E-778). | 2018-04-13 | 39313424 | 100
21023 | T1 | MARTIN MARIETTA MATERIALS SOUTHWEST LLC | MARTIN MARRIETTA MATERIALS OCONNOR | 4303 N LOOP 1604 E | SAN ANTONIO | TX | 78247 | BEXAR | CN605057868 | RN102871894 | silo venting system for Ready-Mix concrete plant. | The following property is used 100% for pollution control and is installed to meet or exceed federal or state regulations: silo venting control system. | 2018-05-18 | 19000 | 100
21024 | T1 | KURARAY AMERICA INC | KURARAY LA PORTE | 12342 STRANG RD | LA PORTE | TX | 77571 | HARRIS | CN603315953 | RN107305922 | air pollution control equipment including a vapor combustion unit at barge dock; improved vapor balancing system by connecting the VAM tank farm, MeAc Tank, MeOH tank and MMGAL VAM tank together by modifications including new piping for vapor header, replacement of flame arrestors with detonation arrestors and installation of nitrogen pad on each tank; and installation of a recycle tank system at million-gallon Acetic Acid tank. | Failed to respond as of 5/4/2018. | 2018-04-02 | 2084000 | 100
21025 | T1 | THE DOW CHEMICAL COMPANY | DOW TEXAS OPERATIONS FREEPORT | 2301 N BRAZOSPORT BLVD | FREEPORT | TX | 77541 | BRAZORIA | CN600356976 | RN100225945 | Main sump East side (SU-541), main sump West side (SU-542), sump depropanizer/debutanizer area (SU-543), sump caustic wash area (SU-545), sump cooling water and polishing area (SU-547), sump dilution steam generation area (SU-546), sump, quench area (SU-544). | The following property is used 100% for pollution control and is installed to meet or exceed federal or state regulations: Sumps – main sump East side (SU 541), main sump West side (SU 542), depropanizer/debutanizer area sump (SU 543), quench area sump (SU 544), caustic wash area sump (SU 545), dilution steam generation area sump (SU 546) and cooling water and polishing area sump (SU 547). | 2018-04-13 | 7460262 | 100
21026 | T1 | THE DOW CHEMICAL COMPANY | DOW TEXAS OPERATIONS FREEPORT | 2301 N BRAZOSPORT BLVD | FREEPORT | TX | 77541 | BRAZORIA | CN600356976 | RN100225945 | Wet air oxidizer steam heaters (E-779A/B), spent caustic oxidizer (R-775A/B), wet air oxidizer separator drum (D-776A/B), and wet air oxidizer drum caustic pumps (P-777A/B). | The following property is used 100% for pollution control and is installed to meet or exceed federal or state regulations: Wet air oxidizer steam heaters (E-779A/B), spent caustic oxidizer (R-775A/B), wet air oxidizer separator drum (D-776A/B), and wet air oxidizer drum caustic pumps (P-777A/B). | 2018-04-13 | 16399565 | 100
21027 | T1 | TXI OPERATIONS LP | EMORY READY-MIX | 240 INDUSTRIAL PARK RD | EMORY | TX | 75440 | RAINS | CN600125157 | RN102578226 | RA-140 dust collector for a concrete ready-mix plant. | The following property is used 100% for pollution control and is installed to meet or exceed federal or state regulations: RA-140 dust collector. | 2018-05-24 | 45000 | 100
21028 | T1 | THE DOW CHEMICAL COMPANY | DOW TEXAS OPERATIONS FREEPORT | 2301 N BRAZOSPORT BLVD | FREEPORT | TX | 77541 | BRAZORIA | CN600356976 | RN100225945 | Polisher neutralizer tank (V-924). | The following property is used 100% for pollution control and is installed to meet or exceed federal or state regulations: Polisher neutralizer tank (V-924). | 2018-04-13 | 2591096 | 100
21029 | T1 | THE DOW CHEMICAL COMPANY | DOW TEXAS OPERATIONS FREEPORT | 2301 N BRAZOSPORT BLVD | FREEPORT | TX | 77541 | BRAZORIA | CN600356976 | RN100225945 | Selective catalytic reduction systems on eight furnaces (F 121 SCR, F 122 SCR, F 123 SCR, F 124 SCR, F 125 SCR, F 126 SCR, F 127 SCR, and F 128 SCR) consisting of an ammonia electric heater (EH 118A/S), one ammonia injection blower (B 121, B 122, B 123, B 124, B 125, B 126, B 127, and B 128) on each of eight furnaces, and ammonia storage drum (D 118). | The following property is used 100% for pollution control and is installed to meet or exceed federal or state regulations: Selective catalytic reduction systems on eight furnaces (F-121 SCR, F-122 SCR, F-123 SCR, F-124 SCR, F-125 SCR, F-126 SCR, F-127 SCR, and F-128 SCR) consisting of the following: ammonia electric heater (EH-118A/S), one ammonia injection blower (B-121, B-122, B-123, B-124, B-125, B-126, B-127, and B-128) on each of eight furnaces, and ammonia storage drum (D-118). | 2018-02-27 | 10519175 | 100
21030 | T1 | TXI OPERATIONS LP | TXI WINNSBORO READY MIX | 615 W BROADWAY ST | WINNSBORO | TX | 75494 | WOOD | CN600125157 | RN102171766 | RA-140 dust collector for a concrete ready-mix plant. | The following property is used 100% for pollution control and is installed to meet or exceed federal or state regulations: RA-140 dust collector. | 2018-05-24 | 50000 | 100
21031 | T1 | TXI OPERATIONS LP | TXI WILLIS POINT RM | 201 VZCR 3805 RD | WILLIS POINT | TX | 75169 | VAN ZANDT | CN600125157 | RN102765344 | central dust collector for a ready-mix concrete batch plant. | The following property is used 100% for pollution control and is installed to meet or exceed federal or state regulations: central dust collector. | 2018-05-24 | 51000 | 100
21032 | T1 | INEOS USA LLC | CHOCOLATE BAYOU PLANT | 2 MI S OF INTX OF FM 2917 AND FM 2004 | ALVIN | TX | 77511 | BRAZORIA | CN602817884 | RN100238708 | Stormwater collection systems consisting of pumps, piping, instrumentation, and a concrete containment area located at five areas in the HRSG and Boiler Units and one at the water sampling building. | The following property is used 100% for pollution control and is installed to meet or exceed federal or state regulations: stormwater collection systems consisting of pumps, piping, instrumentation, and a concrete containment area located at five areas in the HRSG and Boiler Units and one at the water sampling building. | 2018-02-26 | 318750 | 100
21033 | T1 | THE DOW CHEMICAL COMPANY | DOW TEXAS OPERATIONS FREEPORT | 2301 N BRAZOSPORT BLVD | FREEPORT | TX | 77541 | BRAZORIA | CN600356976 | RN100225945 | Thermal oxidizer LHC-9 TOX (EPN OC2TOX). | The following property is used 100% for pollution control and is installed to meet or exceed federal or state regulations: Thermal oxidizer LHC-9 TOX (EPN OC2TOX). | 2018-02-27 | 8386481 | 100
21034 | T1 | INEOS USA LLC | CHOCOLATE BAYOU PLANT | 2 MI S OF INTX OF FM 2917 AND FM 2004 | ALVIN | TX | 77511 | BRAZORIA | CN602817884 | RN100238708 | Concrete secondary containment areas located around the power island including four used to capture water treatment chemicals and one used to capture leaks from the generator step-up transformers. | The following property is used 100% for pollution control and is installed to meet or exceed federal or state regulations: concrete secondary containment areas located around the power island including four used to capture water treatment chemicals and one used to capture leaks from the generator step-up transformers. | 2018-02-26 | 1800000 | 100
21035 | T1 | THE DOW CHEMICAL COMPANY | DOW TEXAS OPERATIONS FREEPORT | 2301 N BRAZOSPORT BLVD | FREEPORT | TX | 77541 | BRAZORIA | CN600356976 | RN100225945 | Flare consisting of the following MPG Flare-GS 596; MPG Flare KO Drum-D-590, D-591; MPG Flare hydrocarbon vaporizer-E-591A, E-591B; MPGF Superheater-E-593, MPGF Drum Heating Coil-E-590, Low Pressure Flare-FS-597; LP Flare KO Drum-D-780, D-782; and MPGF Methanol vaporizer-ER-592. | The following property is used 100% for pollution control and is installed to meet or exceed federal or state regulations: the Flare GF-596 including MPG flare KO drums-D-590 and D-591, MPG flare hydrocarbon vaporizers E-591A and E-591B, MPGF methanol vaporizer ER-592, MPGF superheater-E-593, and MPGF drum heating coil-E-590; and the Low Pressure Flare FS-597 including the LP Flare KO Drums D-780 and D-782. | 2018-02-27 | 59934043 | 100
21036 | T1 | INEOS USA LLC | CHOCOLATE BAYOU PLANT | 2 MI S OF INTX OF FM 2917 AND FM 2004 | ALVIN | TX | 77511 | BRAZORIA | CN602817884 | RN100238708 | 23,800 square feet of eight-inch asphalt paving installed for dust control and a six-inch concrete pad for the water polisher trailer area. | Returned for failure to respond to a deficiency letter. | 2018-04-02 | 4780000 | 100
21037 | T1 | INEOS USA LLC | CHOCOLATE BAYOU PLANT | 2 MI S OF INTX OF FM 2917 AND FM 2004 | ALVIN | TX | 77511 | BRAZORIA | CN602817884 | RN100238708 | Catalytic oxidizer modules installed in heat recovery steam generators (HRSG) 2301 and 3301 and boilers 5301, 6301, and 7301for control of VOCs; catalytic oxidizer modules installed in HRSGs 2301 and 3301 and boilers 5301, 6301, and 7301 for control of CO; five continuous emissions monitoring systems installed for HRSG and boiler stacks; fluid flow monitoring and data acquisition system; sampling ports installed in the stacks; 93 foot stack extensions; and selective catalytic reduction systems including two ammonia distribution pumps, and five vaporization and distribution systems. | The following property is used 100% for pollution control and is installed to meet or exceed federal or state regulations: catalytic oxidizer modules installed in heat recovery steam generators (HRSG) 2301 and 3301 and boilers 5301, 6301, and 7301for control of VOCs; catalytic oxidizer modules installed in HRSGs 2301 and 3301 and boilers 5301, 6301, and 7301 for control of CO; five continuous emissions monitoring systems installed for HRSG and boiler stacks; fluid flow monitoring and data acquisition system; sampling ports installed in the stacks; 93 foot stack extensions; and selective catalytic reduction systems including two ammonia distribution pumps, and five vaporization and distribution systems. | 2018-02-26 | 20565000 | 100
21038 | T1 | AIR PRODUCTS LLC | AIR PRODUCTS BAYTOWN 3 FACILITY | 7714 W BAY RD | BAYTOWN | YX | 77523 | CHAMBERS | CN602299257 | RN108401332 | low NOx burners, selective catalytic reduction, continuous emission monitoring system, warm flare, cold, flare, ambient air monitors, and wastewater collection, monitoring and conveyance. | The following property is used 100% for pollution control and is installed to meet or exceed federal or state regulations: air pollution control property including 132 low NOx burners, a selective catalytic reduction system, continuous emission monitoring system, warm flare and cold flare systems including associated piping and ductwork, and ambient air monitors consisting of 31 CO monitors and 21 combustible atmosphere monitors. | 2018-05-18 | 16563435.01 | 100
21039 | T1 | BP CONTAINMENT RESPONSE SYSTEM HOLDINGS LLC | DRIL-QUIP HOUSTON FACILITY | 6401 N ELDRIDGE PKWY | HOUSTON | TX | 77041 | HARRIS | CN604600676 | RN102150570 | additions to the Containment Response System including relief wellhead and tubular systems and low and high pressure housing joints. | The following property is used 100% for pollution control and is installed to meet or exceed federal or state regulations: additions to the Containment Response System including relief wellhead and tubular systems and low and high pressure housing joints. | 2018-02-28 | 4938000 | 100
21040 | T1 | SIDEWINDER DRILLING INC | KEYSTONE 1010H UWA | FROM THE BORDER OF ECTOR AND MIDLAND TAKE I-20 EAST BOUND ROUGHLY 1.3 MI AND THE RIG IS ON THE RIGHT | ODESSA | TX | 79765 | MIDLAND | CN604347856 | RN110250065 | Drilling mud recycling system consisting of shaker tank system, shale shakers, de-silter, de-sander, and de-gasser on Rig #128. | The following property is used 100% for pollution control and is installed to meet or exceed federal or state regulations: Drilling mud recycling system consisting of shaker tank system, shale shakers, de-silter, de-sander, and de-gasser on Rig #128. | 2018-04-20 | 433614 | 100
21041 | T1 | CORRIGAN OSB LLC | CORRIGAN OSB | FROM CORRIGAN HEAD W ON E 2ND ST TOWARD S HOME ST 39 FT TAKE THE FIRST LEFT ONTO US 59 N S HOME ST AND GO 1.4 MI TO FACILITY | CORRIGAN | TX | 75939 | POLK | CN604724831 | RN107922510 | Baghouse/fabric filters PS-05FF, PS-06FF, PS-07FF, PS-08FF, PS-09FF, and HPFF; baghouse/fabric filters PS-03A and PS-03B; electrostatic precipitators RTO-01WESP and RTO-02WESP; wet scrubbers RTO-01WS and RTO-02WS; regenerative thermal oxidizers RTO-01, RTO-02, and RTO-03; continuous opacity monitoring system for RTO-01 and RTO-02; monitoring equipment including pressure monitoring and recording devices for baghouses and fabric filters, the high pressure systems receiver cyclone stack and the wet scrubbers; liquid flow rate monitors for the wet scrubbers; combustion temperature monitoring devices for RTO-01, RTO-02 and RTO-03; secondary voltage and secondary current monitoring and recording devices for the WESPs; inlet pressure monitor for RTO-03; sampling ports for the RTO-01, RTO-02, and RTO-03 stacks; and associated hoods, ductwork and collection devices. | The following property is used 100% for pollution control and is installed to meet or exceed federal or state regulations: baghouse/fabric filters PS-05FF, PS-06FF, PS-07FF, PS-08FF, PS-09FF, and HPFF; baghouse/fabric filters PS-03A and PS-03B; electrostatic precipitators RTO-01WESP and RTO-02WESP; wet scrubbers RTO-01WS and RTO-02WS; regenerative thermal oxidizers RTO-01, RTO-02, and RTO-03; continuous opacity monitoring system for RTO-01 and RTO-02; monitoring equipment including pressure monitoring and recording devices for baghouses and fabric filters, the high pressure systems receiver cyclone stack and the wet scrubbers; liquid flow rate monitors for the wet scrubbers; combustion temperature monitoring devices for RTO-01, RTO-02 and RTO-03; secondary voltage and secondary current monitoring and recording devices for the WESPs; inlet pressure monitor for RTO-03; sampling ports for the RTO-01, RTO-02, and RTO-03 stacks; and associated hoods, ductwork and collection devices. | 2018-03-06 | 26336003 | 100
21042 | T1 | ALDI TEXAS LLC | ALDI WAREHOUSE FACILITY | 2500 WESTCOURT RD | DENTON | TX | 76207 | DENTON | CN603354036 | RN105511869 | Facility Background ALDI Texas, LLCs ALDI Warehouse and Distribution Facility the Facility, located in Denton, Denton County, Texas was placed in-service in 2010. The Facility is used for the distribution of groceries and consumer products to ALDI retail stores throughout the region. The Facility also contains administrative offices, as well as machine/maintenance areas. Pollution Control Property Description The Facilitys Oil/Water Separator was installed to prevent the inadvertent release of any oil-containing process/washdown wastewater from the Facility. The Facilitys Oil/Water Separator, installed in the Northwest Portion of the Facility in 2010, removes any inadvertently spilled/leaked oils present in the Facilitys process/wash-down wastewater leaving the Facility/Building. Treated process/wash-down wastewater is then sent for disposal through the Facilitys sanitary waste line. The Oil/Water Separator was installed to prevent water pollution. Such installations prevent potential contaminated process waters from migrating and polluting land, groundwater, or surface waters of the State of Texas. | The following property is used 100% for pollution control and is installed to meet or exceed federal or state regulations: Oil/water separator. | 2018-03-02 | 153525 | 100
21043 | T1 | STOLTHAVEN HOUSTON INC | STOLTHAVEN HOUSTON TERMINAL | 15602 JACINTOPORT BLVD # A | HOUSTON | TX | 77015 | HARRIS | CN600124820 | RN100210475 | Additions to the wastewater treatment system consisting of mixers, agitators, pumps, basin aeration heads, clarifiers, bar screen for the wastewater lift station, piping, meters, HMI panel, instrumentation, pressure indicator, and alarms. | The following property is used 100% for pollution control and is installed to meet or exceed federal or state regulations: additions to the wastewater treatment system consisting of mixers, agitators, pumps, basin aeration heads, clarifiers, bar screen for the wastewater lift station, piping, meters, HMI panel, instrumentation, pressure indicator, and alarms. | 2018-03-01 | 1091493 | 100
21044 | T1 | STOLTHAVEN HOUSTON INC | STOLTHAVEN HOUSTON TERMINAL | 15602 JACINTOPORT BLVD # A | HOUSTON | TX | 77015 | HARRIS | CN600124820 | RN100210475 | Additional equipment installed for the existing flares including vapor control equipment for marine loading flares (MLFR and MLFR-2); and data collection equipment for John Zink tank farm flare (TVFL), the McGill loading flare (FL-1), and the landside marine flare (FL-5). | The following property is used 100% for pollution control and is installed to meet or exceed federal or state regulations: additional equipment installed for the existing flares including vapor control equipment for marine loading flares (MLFR and MLFR-2); and data collection equipment for John Zink tank farm flare (TVFL), the McGill loading flare (FL-1), and the landside marine flare (FL-5). | 2018-03-01 | 708081 | 100
21045 | T1 | STOLTHAVEN HOUSTON INC | STOLTHAVEN HOUSTON TERMINAL | 15602 JACINTOPORT BLVD # A | HOUSTON | TX | 77015 | HARRIS | CN600124820 | RN100210475 | High-level indication alarms installed for overfill protection at C dock. | The following property is used 100% for pollution control and is installed to meet or exceed federal or state regulations: high-level indication alarms installed for overfill protection at C dock. | 2018-03-01 | 4857 | 100
21046 | T1 | 5 STAR OFS LLC | CUERO SALT WATER DISPOSAL FACILITY | 5121 US HWY 183 N | CUERO | TX | 77954 | DEWITT | CN605366954 | RN110257342 | three 1,000 barrel steel storage tanks for storage of saltwater waste; metal spill control berm installed around 1,500 barrel steel gun barrel separator tank, three 400 barrel steel storage tanks, one 300 barrel steel storage tank, three 1,000 barrel steel tanks, two 250 gallon polyurethane chemical storage tanks, one 110 gallon polyurethane chemical storage tank, pumps used to transfer saltwater waste between the separator tanks and the storage tanks, and pumps used to transfer saltwater between the storage tanks and the disposal well; concrete basin equipped with collection drain installed for unloading area; and level gauges for 1,500 barrel, three 400 barrel, three 1,000 barrel, and 300 barrel tanks. | The following property is used 100% for pollution control and is installed to meet or exceed federal or state regulations: three 1,000 barrel steel storage tanks for storage of saltwater waste; metal spill control berm installed around 1,500 barrel steel gun barrel separator tank, three 400 barrel steel storage tanks, one 300 barrel steel storage tank, three 1,000 barrel steel tanks, two 250 gallon polyurethane chemical storage tanks, one 110 gallon polyurethane chemical storage tank, pumps used to transfer saltwater waste between the separator tanks and the storage tanks, and pumps used to transfer saltwater between the storage tanks and the disposal well; concrete basin equipped with collection drain installed for unloading area; and level gauges for 1,500 barrel, three 400 barrel, three 1,000 barrel, and 300 barrel tanks. | 2018-03-01 | 559000 | 100
21047 | T1 | 5 STAR OFS LLC | WESTHOFF SALT WATER DISPOSAL FACILITY | 7139 HWY 87 E | SMILEY | TX | 78159 | GONZALES | CN605366954 | RN110258803 | four 1,000 barrel steel storage tanks for storage of saltwater waste; metal spill control berm installed around 1,000 barrel fiberglass gun barrel separator tank, three 400 barrel steel storage tanks, one 300 barrel steel storage tank, four 1,000 barrel steel tanks, two 250 gallon polyurethane chemical storage tanks, one 500 gallon polyurethane chemical storage tank, pumps used to transfer saltwater waste between the separator tanks and the storage tanks, and pumps used to transfer saltwater between the storage tanks and the disposal well; concrete basin equipped with collection drain installed for unloading area; and level gauges for 1,000 barrel fiberglass tank, three 400 barrel tanks, four 1,000 barrel tanks, and 300 barrel tank. | The following property is used 100% for pollution control and is installed to meet or exceed federal or state regulations: four 1,000 barrel steel storage tanks for storage of saltwater waste; metal spill control berm installed around 1,000 barrel fiberglass gun barrel separator tank, three 400 barrel steel storage tanks, one 300 barrel steel storage tank, four 1,000 barrel steel tanks, two 250 gallon polyurethane chemical storage tanks, one 500 gallon polyurethane chemical storage tank, pumps used to transfer saltwater waste between the separator tanks and the storage tanks, and pumps used to transfer saltwater between the storage tanks and the disposal well; concrete basin equipped with collection drain installed for unloading area; and level gauges for 1,000 barrel fiberglass tank, three 400 barrel tanks, four 1,000 barrel tanks, and 300 barrel tank. | 2018-03-01 | 511000 | 100
21048 | T1 | 5 STAR OFS LLC | HELENA SALT WATER DISPOSAL FACILITY | 13221 HWY 80 | KARNES CITY | TX | 78118 | KARNES | CN605366954 | RN109931915 | one 720 barrel fiberglass solids separation and storage tank, four 750 barrel for the storage of saltwater waste; metal spill control berm installed around 1,000 barrel fiberglass gun barrel separator tank, one 750 barrel fiberglass storage tank for storing crude oil, four 750 barrel fiberglass waste storage tanks, one 720 barrel fiberglass waste storage tank, one 300 gallon steel lube oil tank, one 525 gallon polyurethane chemical storage tanks, pumps used to transfer saltwater waste between the separator tanks and the storage tanks, and pumps used to transfer saltwater between the storage tanks and the disposal well; earthen berm constructed as backup spill containment around the metal berm for two 525 gallon polyurethane chemical storage tanks; concrete basin equipped with collection drain installed for unloading area; and level gauges for 1,000 barrel fiberglass tank, and one 750 barrel fiberglass tank. | The following property is used 100% for pollution control and is installed to meet or exceed federal or state regulations: one 720 barrel fiberglass solids separation and storage tank, four 750 barrel for the storage of saltwater waste; metal spill control berm installed around 1,000 barrel fiberglass gun barrel separator tank, one 750 barrel fiberglass storage tank for storing crude oil, four 750 barrel fiberglass waste storage tanks, one 720 barrel fiberglass waste storage tank, one 300 gallon steel lube oil tank, one 525 gallon polyurethane chemical storage tanks, pumps used to transfer saltwater waste between the separator tanks and the storage tanks, and pumps used to transfer saltwater between the storage tanks and the disposal well; earthen berm constructed as backup spill containment around the metal berm for two 525 gallon polyurethane chemical storage tanks; concrete basin equipped with collection drain installed for unloading area; and level gauges for 1,000 barrel fiberglass tank, and one 750 barrel fiberglass tank. | 2018-03-01 | 619000 | 100
21049 | T3 | THE CHEMOURS COMPANY FC LLC | THE CHEMOURS COMPANY FC INGLESIDE PLANT | 3 MI SE OF GREGORY ON HWY 361 | GREGORY | TX | 78362 | SAN PATRICIO | CN604722413 | RN101623254 | Aqueous hydrochloric acid (aqHCl) treatment system including loading/unloading equipment, absorbers, scrubber, softener, pumps, generators, and dedicated ancillary equipment; calcium fluoride (CaF2) treatment system, including loading/unloading equipment, CaF2 filter press, and dedicated ancillary equipment; and water treatment system including clarifier, pumps and valving, tankage including the aeration tank, aqHCl Tank #1 and #3, crystallizer tank, caustic tank, filtrate tank, effluent tank, squeeze water tank, and treated water tank, and dedicated ancillary equipment. | The following property is used 100% for pollution control and is installed to meet or exceed federal or state regulations: Aqueous hydrochloric acid (aqHCl) treatment system including loading/unloading equipment, absorbers, scrubber, softener, pumps, generators, and dedicated ancillary equipment; calcium fluoride (CaF2) treatment system, including loading/unloading equipment, CaF2 filter press, and dedicated ancillary equipment; and water treatment system including clarifier, pumps and valving, tankage including the aeration tank, aqHCl Tank #1 and #3, crystallizer tank, caustic tank, filtrate tank, effluent tank, squeeze water tank, and treated water tank, and dedicated ancillary equipment. | 2018-03-12 | 14754554 | 100
21050 | T2 | FREEPORT LNG DEVELOPMENT LP | FREEPORT LNG PRETREATMENT FACILITY | 2363 CR 690 | OYSTER CREEK | TX | 77541 | BRAZORIA | CN601720345 | RN106481500 | dual mechanical seals with a seal flush system installed on 69 pumps. | The following property is used 100% for pollution control and is installed to meet or exceed federal or state regulations: dual mechanical seals with a seal flush system installed on 69 pumps. | 2018-03-01 | 2280847 | 100
21051 | T1 | INTERNATIONAL PAPER COMPANY | INTERNATIONAL PAPER ORANGE MILL | 1750 IP WAY | ORANGE | TX | 77632 | ORANGE | CN601047830 | RN100214428 | Wastewater system improvements including secondary containment consisting of reconstruction of concrete curbing to contain spills from the neutralization chemical storage tank and the truck unlading station, concrete containment to contain spills from the chemical supplement storage tanks, and concrete curbing around the sewer drains to collect wastewater from process areas; landfill leachate and stormwater collection system improvements consisting of piping to collect leachate and stormwater runoff, a settling tank, pumps including foundations, electrical wiring and connections, piping, instrumentation, and control panels necessary to operate the pumps to transfer leachate and stormwater runoff; replacement of a sump level switch with a radar level probe in the I sump; polymer flocculant delivery system including insulated storage tank, recirculation pump, piping, and electrical connections and wiring and control panels; improvements to the aeration stabilization basin including additional aerators electric motor drives, piping, instrumentation, electrical connections and wiring, installation of high resistance grounding for the electrical switchgear, and replacement and reconfiguration of the rubber curtains; wastewater collection and discharge system improvements including replacement or repair of damaged and worn sections of pipe and manholes, lining a damaged section of pipe and backfilling soil, piping to transfer pulping liquor to the wastewater system, crossover valve and piping at the wash water inlet of the pulp mill washers, and a seal pot to collect pulping process condensates, high concentration (LVHC) and non-condensable gas (NCG) collection system, pumps to transfer wastewater, drains to route spills from the secondary containment to the wastewater system, replacement of two drain line systems, replacement of drain covers, installation of variable frequency drives (VFD) for sump pumps, replacement of a wastewater sump, replacement of piping in the alkaline sewer system with a larger pipe, replacement effluent pumps with coated pumps, rebuilding of existing pumps at the effluent lift station, backup and spare pumps at the effluent lift station, bar screen, backup generator, and replacement of outfall gates; pH monitoring and flow control system for the process sewer system; online hazardous air pollutant analyzer including instrumentation and electrical connectors and wiring necessary to the operation of the analyzer; and neutralization system improvements including repair of a pH neutralization mix box and replacement of the neutralization chemical storage tank. | The following property is used 100% for pollution control and is installed to meet or exceed federal or state regulations: Wastewater system improvements including secondary containment consisting of reconstruction of concrete curbing to contain spills from the neutralization chemical storage tank and the truck unloading station, concrete containment to contain spills from the chemical supplement storage tanks, and concrete curbing around the sewer drains to collect wastewater from process areas and around a stormwater collection sump; landfill leachate and stormwater collection system improvements consisting of piping to collect leachate and stormwater runoff, a settling tank, pumps including foundations, electrical wiring and connections, piping, instrumentation, and control panels necessary to operate the pumps to transfer leachate and stormwater runoff; replacement of a sump level switch with a radar level probe in the I sump; polymer flocculant delivery system including insulated storage tank, recirculation pump, piping, and electrical connections and wiring and control panels; improvements to the aeration stabilization basin including additional aerators and electric motor drives, piping, instrumentation, electrical connections and wiring, installation of high resistance grounding for the electrical switchgear, and replacement and reconfiguration of the rubber curtains; wastewater collection and discharge system improvements including replacement of damaged and worn sections of pipe and manholes, lining a damaged section of pipe and backfilling soil, piping to transfer pulping liquor to the wastewater system, crossover valve and piping at the wash water inlet of the pulp mill washers, and a seal pot to collect pulping process condensates, pumps to transfer wastewater, drains to route spills from the secondary containment to the wastewater system, replacement of two drain line systems, replacement of drain covers, installation of variable frequency drives (VFD) for sump pumps, replacement of a wastewater sump, replacement of piping in the alkaline sewer system with a larger pipe, replacement effluent pumps with coated pumps, rebuilding of existing pumps at the effluent lift station, backup and spare pumps at the effluent lift station, bar screen, backup generator, and replacement of outfall gates; pH monitoring and flow control system for the process sewer system; online hazardous air pollutant analyzer including instrumentation and electrical connectors and wiring necessary to the operation of the analyzer; and neutralization system improvements including repair of a pH neutralization mix box and replacement of the neutralization chemical storage tank. | 2018-03-30 | 18850000 | 100
21052 | T1 | RSI TRAILS AT LEANDER LLC | THE TRAILS AT LEANDER | 1208 S BAGDAD RD | LEANDER | TX | 78641 | WILLIAMSON | CN604859249 | RN108502105 | wastewater treatment ponds and vegetated filter strips. | The following property is used 100% for pollution control and is installed to meet or exceed federal or state regulations: four water quality ponds and twelve vegetated filter strips. | 2018-03-28 | 551449 | 100
21053 | T1 | SPM FLOW CONTROL INC | SPM FLOW CONTROL | 7601 WYATT DR | WHITE SETTLEMENT | TX | 76108 | Tarrant | CN601731029 | RN103209458 | Fume and particulate extraction system consisting of vents, ductwork, and filters. | The following property is used 100% for pollution control and is installed to meet or exceed federal or state regulations: Fume and particulate extraction system consisting of vents, ductwork, and filters. | 2018-06-21 | 75000 | 100
21054 | T1 | SPM FLOW CONTROL INC | SPM FLOW CONTROL | 7601 WYATT DR | WHITE SETTLEMENT | TX | 76108 | Tarrant | CN601731029 | RN103209458 | Mist collection system for Building A machinery. | The following property is used 100% for pollution control and is installed to meet or exceed federal or state regulations: Mist collection system for Building A machinery. | 2018-06-21 | 53850 | 100
21055 | T1 | THE SABINE MINING COMPANY | THE SABINE MINING COMPANY | 6501 FM 968 W | HALLSVILLE | TX | 75650 | Harrison | CN600835797 | RN103968707 | water truck (Unit #XXXXXX, BMY-Harsco Model #M939, VIN #XXXXXXX) and water truck tank. | The following property is used 100% for pollution control and is installed to meet or exceed federal or state regulations: water truck (Unit #XXXXXX, BMY-Harsco Model #M939, VIN #XXXXXXXX) and water truck tank. | 2018-03-07 | 372872 | 100
21056 | T1 | THE SABINE MINING COMPANY | SOUTH HALLSVILLE 1 MINE RUSK AREA | APPROX 3 MI N OF TATUM TX W OF SH-43 N OF FM 7096 IN RUSK AND PANOLA COUNTIES | Tatum | TX | 75652 | RUSK | CN600835797 | RN105917884 | two pump power centers. | The following property is used 100% for pollution control and is installed to meet or exceed federal or state regulations: two pump power centers. | 2018-03-07 | 65578 | 100
21057 | T1 | SPM FLOW CONTROL INC | SPM FLOW CONTROL | 7601 WYATT DR | WHITE SETTLEMENT | TX | 76108 | Tarrant | CN601731029 | RN103209458 | Test paint booth and filtration system in Building J. | The following property is used 100% for pollution control and is installed to meet or exceed federal or state regulations: Test paint booth and filtration system in Building J. | 2018-06-21 | 41200 | 100
21058 | T1 | SPM FLOW CONTROL INC | SPM FLOW CONTROL | 7601 WYATT DR | WHITE SETTLEMENT | TX | 76108 | Tarrant | CN601731029 | RN103209458 | Wastewater collection and treatment Bldg A consisting of enclosures, drains, containment walls, and a water treatment facility. | Application withdrawn by applicant. | 2018-06-08 | 747263.81 | 100
21059 | T1 | BOYD & MCWILLIAMS OPERATING LLC | WADDELL RANCH SALTWATER DISPOSAL FACILITY | APPROX 5.9 MI WSW OF NOTREES BEING 1500 FT FSL AND 800 FT FWL OF SEC 5 BLK B-7 PUBLIC LAND | NOTREES | TX | 79759 | Winkler | CN605477272 | RN110279213 | noncommercial saltwater injection well and ancillary equipment including tanks, pumps, flow meter, wellhead, casing, tubing and gathering line. | The following property is used 100% for pollution control and is installed to meet or exceed federal or state regulations: noncommercial saltwater injection well and ancillary equipment including tanks, pumps, flow meter, wellhead, casing, tubing and gathering line | 2018-03-07 | 250000 | 100
21060 | T1 | SPM FLOW CONTROL INC | SPM FLOW CONTROL | 7601 WYATT DR | WHITE SETTLEMENT | TX | 76108 | Tarrant | CN601731029 | RN103209458 | Mist collection system for Building C machinery. | The following property is used 100% for pollution control and is installed to meet or exceed federal or state regulations: Mist collection system for Building C machinery. | 2018-06-21 | 60450 | 100
21061 | T1 | SPM FLOW CONTROL INC | SPM FLOW CONTROL | 7601 WYATT DR | WHITE SETTLEMENT | TX | 76108 | Tarrant | CN601731029 | RN103209458 | Test paint booth and filtration system in Building C. | Test paint booth and filtration system in Building C. | 2018-06-21 | 249930 | 100
21062 | T1 | SPM FLOW CONTROL INC | SPM FLOW CONTROL | 7601 WYATT DR | WHITE SETTLEMENT | TX | 76108 | Tarrant | CN601731029 | RN103209458 | Test paint booth and filtration system in Building D. | The following property is used 100% for pollution control and is installed to meet or exceed federal or state regulations: Test paint booth and filtration system in Building D. | 2018-06-21 | 95860 | 100
21063 | T1 | SPM FLOW CONTROL INC | SPM FLOW CONTROL | 7601 WYATT DR | WHITE SETTLEMENT | TX | 76108 | Tarrant | CN601731029 | RN103209458 | Waste oil management in Building D consisting of containers. | Application withdrawn by applicant. | 2018-06-08 | 69322.29 | 100
21064 | T1 | AIR TRACTOR INC | AIR TRACTOR | 1584 AIRPORT RD | OLNEY | TX | 76374 | YOUNG | CN600713937 | RN101290682 | E-Coat surface coating system. | NOD response not received. | 2018-08-15 | 529000 | 100
21065 | T1 | SPM FLOW CONTROL INC | SPM FLOW CONTROL | 7601 WYATT DR | WHITE SETTLEMENT | TX | 76108 | Tarrant | CN601731029 | RN103209458 | Paint booth system including the booths, paint conveyors, valve assemblies, cameras, and filtration systems in Building F. | The following property is used 100% for pollution control and is installed to meet or exceed federal or state regulations: Paint booths and filtration system in Building F. | 2018-06-21 | 251175 | 100
21066 | T1 | SEABOARD INTERNATIONAL INC | SEABOARD INTERNATIONAL | 13815 SOUTH FWY # 288 | HOUSTON | TX | 77047 | HARRIS | CN601223977 | RN102316213 | paint/test booth system consisting of paint booths, test booths, portable air cleaners and filtration equipment. | The following property is used 100% for pollution control and is installed to meet or exceed federal or state regulations: paint/test booth system consisting of paint/test booths walls and ceilings, portable air cleaners and paint/test booths filtration equipment. | 2018-04-24 | 227963.58 | 100
21067 | T1 | SPM FLOW CONTROL INC | SPM FLOW CONTROL | 7601 WYATT DR | WHITE SETTLEMENT | TX | 76108 | Tarrant | CN601731029 | RN103209458 | Drainage consisting of drains, concrete and piping for Buildings F and G. | Withdrawn by applicant on 4/9/18 | 2018-04-09 | 711524.27 | 100
21068 | T1 | SPM FLOW CONTROL INC | SPM FLOW CONTROL | 7601 WYATT DR | WHITE SETTLEMENT | TX | 76108 | Tarrant | CN601731029 | RN103209458 | Mist collection system in Building F. | The following property is used 100% for pollution control and is installed to meet or exceed federal or state regulations: Mist collection system for Building F machinery. | 2018-06-21 | 54400 | 100
21069 | T1 | SPM FLOW CONTROL INC | SPM FLOW CONTROL | 7601 WYATT DR | WHITE SETTLEMENT | TX | 76108 | Tarrant | CN601731029 | RN103209458 | Solid waste collection consisting of a series of enclosures and containment to collect solids and liquids produced by the manufacturing equipment in Building F. | Withdrawn by applicant | 2018-06-08 | 133921.32 | 100
21070 | T1 | SPM FLOW CONTROL INC | SPM FLOW CONTROL | 7601 WYATT DR | WHITE SETTLEMENT | TX | 76108 | Tarrant | CN601731029 | RN103209458 | Blast system consisting of a series of enclosures and containment to collect solids and liquids produced by the manufacturing equipment in Building G. | The following property is used 100% for pollution control and is installed to meet or exceed federal or state regulations: Blast system consisting of a booth, blast cabinet, and a filtration system used to control particulate matter emissions in Building G. | 2018-07-03 | 316786.01 | 100
21071 | T1 | SPM FLOW CONTROL INC | SPM FLOW CONTROL | 7601 WYATT DR | WHITE SETTLEMENT | TX | 76108 | Tarrant | CN601731029 | RN103209458 | Fume and dust collection system in Building H consisting of a series of enclosures, filters, and ducts. | The following property is used 100% for pollution control and is installed to meet or exceed federal or state regulations: Fume and dust collection system in Building H consisting of a series of enclosures, filters, and ducts. | 2018-06-21 | 88500 | 100
21072 | T1 | SPM FLOW CONTROL INC | SPM FLOW CONTROL | 7601 WYATT DR | WHITE SETTLEMENT | TX | 76108 | Tarrant | CN601731029 | RN103209458 | Mist collection system for Building H machinery. | The following property is used 100% for pollution control and is installed to meet or exceed federal or state regulations: Mist collection system for Building H machinery. | 2018-06-21 | 30150 | 100
21073 | T1 | ALPINE SILICA LLC | WEST TEXAS 1 | 4.5 MILES SOUTH OF INTERSECTION OF TX 128 AND FM 1218 | KERMIT | TX | 79745 | WINKLER | CN605362342 | RN109780163 | dust collection systems including dust collectors located on the exhausts for the rotary dryers; screen house dust collectors used to collect emissions from all plant screeners, bucket elevators, and load out spouts; load out spouts; bin vents dust collectors. Water clarifier; reclaim water tank; plate press and associated equipment. | dryer dust collectors, screen house dust collectors, filtered silo bin vents, retractable enclosed loading spouts, low NOx burners, and water truck. | 2018-04-05 | 2180574 | 100
21074 | T1 | THE DS BROWN COMPANY | D S BROWN ATHENS FACILITY | 518 PROGRESS WAY | ATHENS | TX | 75751 | HENDERSON | CN605480839 | RN101774081 | GS6 dust/fume collector. | NOD response not received. | 2018-05-14 | 20488.57 | 100
21075 | T1 | BUC-EES LTD | BUCEES 28 | 1700 E STATE HIGHWAY 71 | Bastrop | TX | 78602 | Bastrop | CN600777452 | RN106394158 | Stage 1 vapor recovery equipment. | The following property is used 100% for pollution control and is installed to meet or exceed federal or state regulations: Stage 1 vapor recovery equipment. | 2018-03-20 | 20000 | 100
21076 | T1 | BUC-EES LTD | BUCEES 28 | 1700 E STATE HIGHWAY 71 | Bastrop | TX | 78602 | Bastrop | CN600777452 | RN106394158 | Fuel tank monitoring system, under dispenser sumps, tank top sumps, automatic line leak detectors, tight fill fittings, sensing devices, spill containers, and automatic shut-off valves. | The following property is used 100% for pollution control and is installed to meet or exceed federal or state regulations: Fuel tank monitoring system, under dispenser sumps, tank top sumps, automatic line leak detectors, tight fill fittings, sensing devices, spill containers, and automatic shut-off valves. | 2018-03-20 | 107970 | 100
21077 | T1 | BUC-EES LTD | BUC-EES 40 | 27700 KATY FWY | Katy | TX | 77494 | Fort Bend | CN600777452 | RN109461129 | Fuel tank monitoring system, under dispenser sumps, tank top sumps, automatic line leak detectors, tight fill fittings, sensing devices, spill containers, and automatic shut-off valves. | The following property is used 100% for pollution control and is installed to meet or exceed federal or state regulations: Fuel tank monitoring system, under dispenser sumps, tank top sumps, automatic line leak detectors, tight fill fittings, sensing devices, spill containers, and automatic shut-off valves. | 2018-03-20 | 269750 | 100
21078 | T1 | BUC-EES LTD | BUC EES 3 | 801 N BROOKS ST | Brazoria | TX | 77422 | Brazoria | CN600777452 | RN102042876 | Stage 1 vapor recovery equipment. | The following property is used 100% for pollution control and is installed to meet or exceed federal or state regulations: Stage 1 vapor recovery equipment. | 2018-03-20 | 20000 | 100
21079 | T1 | BUC-EES LTD | BUC-EES 40 | 27700 KATY FWY | Katy | TX | 77494 | Fort Bend | CN600777452 | RN109461129 | Stage 1 vapor recovery equipment. | The following property is used 100% for pollution control and is installed to meet or exceed federal or state regulations: Stage 1 vapor recovery equipment. | 2018-03-20 | 20000 | 100
21080 | T1 | BUC-EES LTD | BUC EES 3 | 801 N BROOKS ST | Brazoria | TX | 77422 | Brazoria | CN600777452 | RN102042876 | Fuel tank monitoring system, under dispenser sumps, tank top sumps, automatic line leak detectors, tight fill fittings, sensing devices, spill containers, and automatic shut-off valves. | The following property is used 100% for pollution control and is installed to meet or exceed federal or state regulations: Fuel tank monitoring system, under dispenser sumps, tank top sumps, automatic line leak detectors, tight fill fittings, sensing devices, spill containers, and automatic shut-off valves. | 2018-03-20 | 111895 | 100
21081 | T1 | TEXAS LEHIGH CEMENT COMPANY LP | TEXAS LEHIGH CEMENT | 701 CEMENT PLANT RD | BUDA | TX | 78610 | Hays | CN600127666 | RN102597846 | Two Teledyne T-100 units (sulfur dioxide monitors), Two Teledyne T-200 units (NOx monitors), and two Ultra-flow 100 units (flow meters used in conjunction with mercury sorbent trap system). | The following property is used 100% for pollution control and is installed to meet or exceed federal or state regulations: two Teledyne T-100 units (sulfur dioxide monitors), two Teledyne T-200 units (NOx monitors), and two Ultra-flow 100 units (flow meters used in conjunction with mercury sorbent trap system). | 2018-04-06 | 407081.25 | 100
21082 | T1 | SOUTHWESTERN ELECTRIC POWER COMPANY | HW PIRKEY POWER PLANT | 2400 FM 3251 | HALLSVILLE | TX | 75650 | Harrison | CN600126767 | RN100214287 | Pirkey landfill. | The following property is used 100% for pollution control and is installed to meet or exceed federal or state regulations: flyash and scrubber sludge landfill with liner. | 2018-05-03 | 179480 | 100
21083 | T1 | SOUTHWESTERN ELECTRIC POWER COMPANY | HW PIRKEY POWER PLANT | 2400 FM 3251 | HALLSVILLE | TX | 75650 | Harrison | CN600126767 | RN100214287 | Pond management | NOD response not received. | 2018-06-04 | 225185 | 100
21084 | T1 | SOUTHWESTERN ELECTRIC POWER COMPANY | AEP WELSH POWER PLANT | 1187 COUNTY ROAD 4865 | PITTSBURG | TX | 75686 | Titus | CN600126767 | RN100213370 | Baghouses and activated carbon injection system on Unit #1 and #3. | The following property is used 100% for pollution control and is installed to meet or exceed federal or state regulations: Baghouses and activated carbon injection system on Unit #1 and #3. | 2018-05-03 | 240976555 | 100
21085 | T1 | SOUTHWESTERN ELECTRIC POWER COMPANY | HW PIRKEY POWER PLANT | 2400 FM 3251 | HALLSVILLE | TX | 75650 | Harrison | CN600126767 | RN100214287 | Roof for the flue gas desulfurization sludge building. | The following property is used 100% for pollution control and is installed to meet or exceed federal or state regulations: roof for the flue gas desulfurization sludge building. | 2018-05-03 | 65095 | 100
21086 | T1 | SOUTHWESTERN ELECTRIC POWER COMPANY | AEP WELSH POWER PLANT | 1187 COUNTY ROAD 4865 | PITTSBURG | TX | 75686 | Titus | CN600126767 | RN100213370 | Coal combustion residue transport | NOD response not received. | 2018-04-30 | 10693 | 100
21087 | T1 | SOUTHWESTERN ELECTRIC POWER COMPANY | HW PIRKEY POWER PLANT | 2400 FM 3251 | HALLSVILLE | TX | 75650 | Harrison | CN600126767 | RN100214287 | Re-coating of flue gas desulfurization (FGD) valves including FGD inlet system, C1 UL Rec Pump Suct and Disc Valves, D2 LL Rec Pump Discharge Valve, and B2 LL PMP Discharge Valve. | The following property is used 100% for pollution control and is installed to meet or exceed federal or state regulations: re-coating of the following flue gas desulfurization valves: Parent EID FGD Inlet, C1 UL Rec Pump Suct and Disc valves, D2 LL Rec Pump Discharge Valve, and B2 LL PMP Discharge Valve. | 2018-05-03 | 21536 | 100
21088 | T1 | SOUTHWESTERN ELECTRIC POWER COMPANY | AEP WELSH POWER PLANT | 1187 COUNTY ROAD 4865 | PITTSBURG | TX | 75686 | Titus | CN600126767 | RN100213370 | Byproduct unloading system consisting of a telescopic chute with an air slide and valve. | NOD response not received. | 2018-06-04 | 275228 | 100
21089 | T1 | PUBLIC SERVICE COMPANY OF OKLAHOMA | OKLAUNION POWER STATION | 12567 FM 3430 | VERNON | TX | 76384 | Wilbarger | CN602616930 | RN101062255 | Ball mill flow meter. | NOD response not received. | 2018-06-04 | 7318 | 100
21090 | T1 | SOUTHWESTERN ELECTRIC POWER COMPANY | HW PIRKEY POWER PLANT | 2400 FM 3251 | HALLSVILLE | TX | 75650 | Harrison | CN600126767 | RN100214287 | Project to replace flue gas desulfurization duct wall linings including A & C outlet elbow and B & D outlet elbow liner. | The following property is used 100% for pollution control and is installed to meet or exceed federal or state regulations: project to replace flue gas desulfurization duct wall linings including A & C ABS outlet and B & D outlet elbow liner. | 2018-05-03 | 372094 | 100
21091 | T1 | PUBLIC SERVICE COMPANY OF OKLAHOMA | OKLAUNION POWER STATION | 12567 FM 3430 | VERNON | TX | 76384 | Wilbarger | CN602616930 | RN101062255 | Replacement expansion joint attached to the electrostatic precipitator. | NOD response not received. | 2018-06-04 | 31561 | 100
21092 | T1 | PUBLIC SERVICE COMPANY OF OKLAHOMA | OKLAUNION POWER STATION | 12567 FM 3430 | VERNON | TX | 76384 | Wilbarger | CN602616930 | RN101062255 | Gearbox to operate the agitator on the scrubber. | NOD response not received. | 2018-06-04 | 16650 | 100
21093 | T1 | SOUTHWESTERN ELECTRIC POWER COMPANY | HW PIRKEY POWER PLANT | 2400 FM 3251 | HALLSVILLE | TX | 75650 | Harrison | CN600126767 | RN100214287 | flue gas desulfurization sludge conveyor belt. | The following property is used 100% for pollution control and is installed to meet or exceed federal or state regulations: flue gas desulfurization sludge conveyor belt. | 2018-05-03 | 35263 | 100
21094 | T1 | SOUTHWESTERN ELECTRIC POWER COMPANY | HW PIRKEY POWER PLANT | 2400 FM 3251 | HALLSVILLE | TX | 75650 | Harrison | CN600126767 | RN100214287 | Project to upgrade the flue gas desulfurization systems controls from a manual system to an automated system. | The following property is used 100% for pollution control and is installed to meet or exceed federal or state regulations: project to upgrade the flue gas desulfurization systems controls from a manual system to an automated system. | 2018-05-03 | 150268 | 100
21095 | T1 | RACETRAC PETROLEUM INC | RACEWAY 6925 | 8550 FM 1960 RD W | HOUSTON | Tx | 77070 | Harris | CN600505283 | RN106875701 | Overfill alarms; tank top sumps; automatic tank gauging; automatic line leak detectors; liquid fuel sensors installed between the double walls of tanks and pipes to monitor for leaks; Stage I vapor recovery installed for each tank; the incremental difference in cost between one 12,000 gallon tank and two 20,000 gallon double-walled tanks and comparable single-walled tanks; the incremental difference in cost between double-walled piping and single-walled piping; and the incremental difference in cost between the concrete paving covering the underground tanks and pipes and the other paving at the facility calculated using the difference in cost per square foot. | overfill alarms; tank top sumps; automatic tank gauging; automatic line leak detectors; liquid fuel sensors installed between the double walls of tanks and pipes to monitor for leaks; Stage I vapor recovery installed for each tank; the incremental difference in cost between one 12,000 gallon tank and two 20,000 gallon double-walled tanks and comparable single-walled tanks; the incremental difference in cost between double-walled piping and single-walled piping; and the incremental difference in cost between the concrete paving covering the underground tanks and pipes and the other paving at the facility calculated using the difference in cost per square foot. | 2018-04-04 | 225169 | 100
21096 | T1 | RACETRAC PETROLEUM INC | RACEWAY 6947 | 11801 S HIGHWAY 6 | SUGAR LAND | TX | 77498 | Fort Bend | CN600505283 | RN107948168 | Overfill alarms; tank top sumps; automatic tank gauging; automatic line leak detectors; liquid fuel sensors installed between the double walls of tanks and pipes to monitor for leaks; Stage I vapor recovery installed for each tank; the incremental difference in cost between one 12,000 gallon tank and two 20,000 gallon double-walled tanks and comparable single-walled tanks; the incremental difference in cost between double-walled piping and single-walled piping; and the incremental difference in cost between the concrete paving covering the underground tanks and pipes and the other paving at the facility calculated using the difference in cost per square foot. | overfill alarms; tank top sumps; automatic tank gauging; automatic line leak detectors; liquid fuel sensors installed between the double walls of tanks and pipes to monitor for leaks; Stage I vapor recovery installed for each tank; the incremental difference in cost between one 12,000 gallon tank and two 20,000 gallon double-walled tanks and comparable single-walled tanks; the incremental difference in cost between double-walled piping and single-walled piping; and the incremental difference in cost between the concrete paving covering the underground tanks and pipes and the other paving at the facility calculated using the difference in cost per square foot. | 2018-04-04 | 225169 | 100
21097 | T1 | RACETRAC PETROLEUM INC | RACETRAC 564 | 1110 N HIGHWAY 77 | WAXAHACHIE | TX | 75165 | Ellis | CN600505283 | RN102276847 | Overfill alarms; tank top sumps; automatic tank gauging; automatic line leak detectors; liquid fuel sensors installed between the double walls of tanks and pipes to monitor for leaks; Stage I vapor recovery installed for each tank; the incremental difference in cost between two 15,000 gallon tanks and two 12,000 gallon double-walled tanks and comparable single-walled tanks; the incremental difference in cost between double-walled piping and single-walled piping; and the incremental difference in cost between the concrete paving covering the underground tanks and pipes and the other paving at the facility calculated using the difference in cost per square foot. | overfill alarms; tank top sumps; automatic tank gauging; automatic line leak detectors; liquid fuel sensors installed between the double walls of tanks and pipes to monitor for leaks; Stage I vapor recovery installed for each tank; the incremental difference in cost between two 15,000 gallon tanks and two 12,000 gallon double-walled tanks and comparable single-walled tanks; the incremental difference in cost between double-walled piping and single-walled piping; and the incremental difference in cost between the concrete paving covering the underground tanks and pipes and the other paving at the facility calculated using the difference in cost per square foot. | 2018-04-04 | 260848 | 100
21098 | T1 | RACETRAC PETROLEUM INC | RACETRAC 504 | 9620 HARRY HINES BLVD | DALLAS | TX | 75220 | Dallas | CN600505283 | RN102279429 | Overfill alarms; tank top sumps; automatic tank gauging; automatic line leak detectors; liquid fuel sensors installed between the double walls of tanks and pipes to monitor for leaks; Stage I vapor recovery installed for each tank; the incremental difference in cost between double-walled tanks and comparable single-walled tanks; the incremental difference in cost between double-walled piping and single-walled piping; and the incremental difference in cost between the concrete paving covering the underground tanks and pipes and the other paving at the facility calculated using the difference in cost per square foot. | The following property is used 100% for pollution control and is installed to meet or exceed federal or state regulations: overfill alarms; tank top sumps; automatic tank gauging; automatic line leak detectors; liquid fuel sensors installed between the double walls of tanks and pipes to monitor for leaks; Stage I vapor recovery installed for each tank; the incremental difference in cost between three 20,000 gallon double-walled tanks and comparable single-walled tanks; the incremental difference in cost between double-walled piping and single-walled piping; and the incremental difference in cost between the concrete paving covering the underground tanks and pipes and the other paving at the facility calculated using the difference in cost per square foot. | 2018-03-29 | 250136 | 100
21099 | T1 | RACETRAC PETROLEUM INC | RACEWAY 6765 | 1373 FM 1960 BYPASS RD E | HUMBLE | TX | 77338 | Harris | CN600505283 | RN102280450 | Overfill alarms; tank top sumps; automatic tank gauging; automatic line leak detectors; liquid fuel sensors installed between the double walls of tanks and pipes to monitor for leaks; the incremental difference in cost between one 15,000 gallon and two 20,000 gallon double-walled tanks and comparable single-walled tanks; the incremental difference in cost between double-walled piping and single-walled piping; and the incremental difference in cost between the concrete paving covering the underground tanks and pipes and the other paving at the facility calculated using the difference in cost per square foot. | overfill alarms; tank top sumps; automatic tank gauging; automatic line leak detectors; liquid fuel sensors installed between the double walls of tanks and pipes to monitor for leaks; the incremental difference in cost between one 15,000 gallon and two 20,000 gallon double-walled tanks and comparable single-walled tanks; the incremental difference in cost between double-walled piping and single-walled piping; and the incremental difference in cost between the concrete paving covering the underground tanks and pipes and the other paving at the facility calculated using the difference in cost per square foot. | 2018-04-04 | 188136 | 100
21100 | T1 | RACETRAC PETROLEUM INC | RACETRAC 2336 | 10645 FERGUSON RD | DALLAS | TX | 75228 | Dallas | CN600505283 | RN106986805 | Overfill alarms; tank top sumps; automatic tank gauging; automatic line leak detectors; liquid fuel sensors installed between the double walls of tanks and pipes to monitor for leaks; Stage I vapor recovery installed for each tank; the incremental difference in cost between one 12,000 gallon tank and two 20,000 gallon double-walled tanks and comparable single-walled tanks; the incremental difference in cost between double-walled piping and single-walled piping; and the incremental difference in cost between the concrete paving covering the underground tanks and pipes and the other paving at the facility calculated using the difference in cost per square foot. | overfill alarms; tank top sumps; automatic tank gauging; automatic line leak detectors; liquid fuel sensors installed between the double walls of tanks and pipes to monitor for leaks; Stage I vapor recovery installed for each tank; the incremental difference in cost between one 12,000 gallon tank and two 20,000 gallon double-walled tanks and comparable single-walled tanks; the incremental difference in cost between double-walled piping and single-walled piping; and the incremental difference in cost between the concrete paving covering the underground tanks and pipes and the other paving at the facility calculated using the difference in cost per square foot. | 2018-04-04 | 225136 | 100
21101 | T1 | RACETRAC PETROLEUM INC | RACETRAC 437 | 2018 NORTHWEST HWY | GARLAND | TX | 75041 | Dallas | CN600505283 | RN102271772 | Overfill alarms; tank top sumps; automatic tank gauging; automatic line leak detectors; liquid fuel sensors installed between the double walls of tanks and pipes to monitor for leaks; Stage I vapor recovery installed for each tank; the incremental difference in cost between one 12,000 gallon and two 20,000 gallon double-walled tanks and comparable single-walled tanks; the incremental difference in cost between double-walled piping and single-walled piping; and the incremental difference in cost between the concrete paving covering the underground tanks and pipes and the other paving at the facility calculated using the difference in cost per square foot. | overfill alarms; tank top sumps; automatic tank gauging; automatic line leak detectors; liquid fuel sensors installed between the double walls of tanks and pipes to monitor for leaks; Stage I vapor recovery installed for each tank; the incremental difference in cost between one 12,000 gallon and two 20,000 gallon double-walled tanks and comparable single-walled tanks; the incremental difference in cost between double-walled piping and single-walled piping; and the incremental difference in cost between the concrete paving covering the underground tanks and pipes and the other paving at the facility calculated using the difference in cost per square foot. | 2018-04-04 | 225136 | 100
21102 | T1 | PORT COMFORT POWER LLC | PORT COMFORT POWER | 135 DIEBEL LN | POINT COMFORT | TX | 77978 | Calhoun | CN605189018 | RN108462102 | selective catalytic reduction system. | The following property is used 100% for pollution control and is installed to meet or exceed federal or state regulations: selective catalytic reduction system. | 2018-04-18 | 3178656 | 100
21103 | T1 | CHAMON POWER LLC | CHAMON POWER | 18511 BEAUMONT HWY | HOUSTON | TX | 77049 | Harris | CN605188960 | RN109001842 | Selective catalytic reduction system. | The following property is used 100% for pollution control and is installed to meet or exceed federal or state regulations: selective catalytic reduction system. | 2018-04-04 | 3178656 | 100
21104 | T1 | RACETRAC PETROLEUM INC | RACEWAY 6924 | 12912 S POST OAK RD | HOUSTON | TX | 77045 | Harris | CN600505283 | RN106799232 | Underground Storage Tanks & Associated Environmental and Spill Containment Equipment | The following property is used 100% for pollution control and is installed to meet or exceed federal or state regulations: overfill alarms; tank top sumps; automatic tank gauging; automatic line leak detectors; liquid fuel sensors installed between the double walls of tanks and pipes to monitor for leaks; stage I vapor recovery installed for each tank; the incremental difference in cost between one 12,000 gallon and two 20,000 gallon double-walled tanks and comparable single-walled tanks; the incremental difference in cost between double-walled piping and single-walled piping; and the incremental difference in cost between the concrete paving covering the underground tanks and pipes and the other paving at the facility calculated using the difference in cost per square foot. | 2018-04-05 | 225169 | 100
21105 | T1 | RACETRAC PETROLEUM INC | RACEWAY 6962 | 3335 ANTOINE DR | HOUSTON | TX | 77092 | Harris | CN600505283 | RN108302100 | Underground Storage Tanks & Associated Environmental and Spill Containment Equipment | The following property is used 100% for pollution control and is installed to meet or exceed federal or state regulations: overfill alarms; tank top sumps; automatic tank gauging; automatic line leak detectors; liquid fuel sensors installed between the double walls of tanks and pipes to monitor for leaks; stage I vapor recovery installed for each tank; the incremental difference in cost between three 20,000 gallon double-walled tanks and comparable single-walled tanks; the incremental difference in cost between double-walled piping and single-walled piping; and the incremental difference in cost between the concrete paving covering the underground tanks and pipes and the other paving at the facility calculated using the difference in cost per square foot. | 2018-04-06 | 250136 | 100
21106 | T1 | ALLSUP PETROLEUM INC | ALLSUPS 365 | 1489 US HWY 82 | PLAINS | TX | 79355 | Yoakum | CN601099260 | RN109848010 | Overfill alarms, tank top sumps, automatic tank gauging probes and control console monitors, secondary containment monitoring equipment to monitor interstitial space in double-walled tanks or double-walled pipes for leaks, automatic line leak detectors, the incremental difference in cost between double-walled tanks and single-walled tanks, and the incremental difference in cost between double-walled pipes and single-walled pipes. | The following property is used 100% for pollution control and is installed to meet or exceed federal or state regulations: overfill alarms, tank top sumps, automatic tank gauging probes and control console monitors, secondary containment monitoring equipment to monitor interstitial space in double-walled tanks or double-walled pipes for leaks, automatic line leak detectors, the incremental difference in cost between double-walled tanks and single-walled tanks, and the incremental difference in cost between double-walled pipes and single-walled pipes. | 2018-04-06 | 132019.26 | 100
21107 | T1 | RACETRAC PETROLEUM INC | RACEWAY 6963 | 13510 MURPHY RD | STAFFORD | TX | 77477 | Fort Bend | CN600505283 | RN108258062 | Overfill alarms; tank top sumps; automatic tank gauging; automatic line leak detectors; liquid fuel sensors installed between the double walls of tanks and pipes to monitor for leaks; Stage I vapor recovery installed for each tank; the incremental difference in cost between three 20,000 gallon double-walled tanks and comparable single-walled tanks; the incremental difference in cost between double-walled piping and single-walled piping; and the incremental difference in cost between the concrete paving covering the underground tanks and pipes and the other paving at the facility calculated using the difference in cost per square foot. | overfill alarms; tank top sumps; automatic tank gauging; automatic line leak detectors; liquid fuel sensors installed between the double walls of tanks and pipes to monitor for leaks; Stage I vapor recovery installed for each tank; the incremental difference in cost between three 20,000 gallon double-walled tanks and comparable single-walled tanks; the incremental difference in cost between double-walled piping and single-walled piping; and the incremental difference in cost between the concrete paving covering the underground tanks and pipes and the other paving at the facility calculated using the difference in cost per square foot. | 2018-04-06 | 250136 | 100
21108 | T1 | ALPINE SILICA LLC | WEST TEXAS 1 | 10589 N FM 1218 | KERMIT | TX | 79745 | Winkler | CN605362342 | RN109767921 | Clarifier thickener, Plate frame press, associated pumps, piping valves and controls, water treatment chemical metering system, Concrete water recovery pad | NOD response not received. | 2018-05-07 | 7798760 | 100
21109 | T1 | CEMEX CONSTRUCTION MATERIALS SOUTH LLC | BALCONES CEMENT PLANT | 2580 WALD RD | NEW BRAUNFELS | TX | 78132 | Comal | CN603403973 | RN102605375 | Exhaust stack rebuild for Kiln No. 2 Main Baghouse. | The following property is used 100% for pollution control and is installed to meet or exceed federal or state regulations: Exhaust stack rebuild for Kiln No. 2 Main Baghouse. | 2018-04-06 | 3500000 | 100
21110 | T1 | GEORGIA-PACIFIC WOOD PRODUCTS LLC | CORRIGAN FACILITY | 800 INDUSTRIAL RD | CORRIGAN | TX | 75939 | Polk | CN603126640 | RN100543073 | Boiler No. 1 improvements consisting of installation of a third electrostatic precipitator panel, an opacity monitor, of a selective non-catalytic reduction system, and upgrades/improvements to the over-fire air system. | The following property is used 100% for pollution control and is installed to meet or exceed federal or state regulations: Boiler No. 1 improvements consisting of installation of a third electrostatic precipitator panel, an opacity monitor, a selective non-catalytic reduction system, and upgrades/improvements to the over-fire air system. | 2018-04-06 | 4120000 | 100
21111 | T1 | GEORGIA-PACIFIC WOOD PRODUCTS LLC | GEORGIA-PACIFIC WOOD PRODUCTS PINELAND MANUFACTURING COMPLEX | 105 YELLOWPINE HWY | PINELAND | TX | 75968 | Sabine | CN603126640 | RN100217744 | Wood-fired Boiler electrostatic precipitator improvements consisting of replacement of the collection plates and rapper vibrators and installation of additional electrodes, installation of an opacity monitor, and replacement of sections of boiler exhaust ductwork and components of an induced draft fan. | The following property is used 100% for pollution control and is installed to meet or exceed federal or state regulations: Wood-fired Boiler electrostatic precipitator improvements consisting of replacement of the collection plates and rapper vibrators and installation of additional electrodes, installation of an opacity monitor, and replacement of sections of boiler exhaust ductwork and components of an induced draft fan. | 2018-04-06 | 1810000 | 100
21112 | T1 | RACETRAC PETROLEUM INC | RACETRAC 2370 | 1100 FM 544 | LEWISVILLE | TX | 75056 | Denton | CN600505283 | RN108493719 | Overfill alarms; tank top sumps; automatic tank gauging; automatic line leak detectors; liquid fuel sensors installed between the double walls of tanks and pipes to monitor for leaks; Stage I vapor recovery installed for each tank; the incremental difference in cost between three 20,000 gallon double-walled tanks and comparable single-walled tanks; the incremental difference in cost between double-walled piping and single-walled piping; and the incremental difference in cost between the concrete paving covering the underground tanks and pipes and the other paving at the facility calculated using the difference in cost per square foot. | overfill alarms; tank top sumps; automatic tank gauging; automatic line leak detectors; liquid fuel sensors installed between the double walls of tanks and pipes to monitor for leaks; Stage I vapor recovery installed for each tank; the incremental difference in cost between three 20,000 gallon double-walled tanks and comparable single-walled tanks; the incremental difference in cost between double-walled piping and single-walled piping; and the incremental difference in cost between the concrete paving covering the underground tanks and pipes and the other paving at the facility calculated using the difference in cost per square foot. | 2018-04-06 | 250136 | 100
21113 | T1 | STOLTHAVEN HOUSTON INC | STOLTHAVEN HOUSTON TERMINAL | 15602 JACINTOPORT BLVD # A | HOUSTON | TX | 77015 | Harris | CN600124820 | RN100210475 | Vapor combustion unit. | The following property is used 100% for pollution control and is installed to meet or exceed federal or state regulations: vapor combustion unit. | 2018-04-12 | 936289 | 100
21114 | T1 | STOLTHAVEN HOUSTON INC | STOLTHAVEN HOUSTON TERMINAL | 15602 JACINTOPORT BLVD # A | HOUSTON | TX | 77015 | Harris | CN600124820 | RN100210475 | Overfill alarms installed on 35 tanks located in the A, B, D, E, P, and V tank farms. | The following property is used 100% for pollution control and is installed to meet or exceed federal or state regulations: overfill alarms installed on 35 tanks located in the A, B, D, E, P, and V tank farms. | 2018-04-12 | 625833 | 100
21115 | T1 | RACETRAC PETROLEUM INC | RACEWAY 763 | 1212 DIXIE FARM RD | HOUSTON | TX | 77089 | Harris | CN600505283 | RN104374053 | Overfill alarms; tank top sumps; automatic tank gauging; automatic line leak detectors; liquid fuel sensors installed between the double walls of tanks and pipes to monitor for leaks; Stage I vapor recovery installed for each tank; the incremental difference in cost between three 20,000 gallon double-walled tanks and comparable single-walled tanks; the incremental difference in cost between double-walled piping and single-walled piping; and the incremental difference in cost between the concrete paving covering the underground tanks and pipes and the other paving at the facility calculated using the difference in cost per square foot. | overfill alarms; tank top sumps; automatic tank gauging; automatic line leak detectors; liquid fuel sensors installed between the double walls of tanks and pipes to monitor for leaks; Stage I vapor recovery installed for each tank; the incremental difference in cost between one 15,000 gallon and two 12,000 gallon double-walled tanks and comparable single-walled tanks; the incremental difference in cost between double-walled piping and single-walled piping; and the incremental difference in cost between the concrete paving covering the underground tanks and pipes and the other paving at the facility calculated using the difference in cost per square foot. | 2018-04-13 | 187136 | 100
21116 | T1 | RACETRAC PETROLEUM INC | RACEWAY 6926 | 2021 LOUETTA RD | SPRING | TX | 77388 | Harris | CN600505283 | RN106630635 | Overfill alarms; tank top sumps; automatic tank gauging; automatic line leak detectors; liquid fuel sensors installed between the double walls of tanks and pipes to monitor for leaks; Stage I vapor recovery installed for each tank; the incremental difference in cost between three 20,000 gallon double-walled tanks and comparable single-walled tanks; the incremental difference in cost between double-walled piping and single-walled piping; and the incremental difference in cost between the concrete paving covering the underground tanks and pipes and the other paving at the facility calculated using the difference in cost per square foot. | overfill alarms; tank top sumps; automatic tank gauging; automatic line leak detectors; liquid fuel sensors installed between the double walls of tanks and pipes to monitor for leaks; Stage I vapor recovery installed for each tank; the incremental difference in cost between one 20,000 gallon and two 12,000 gallon double-walled tanks and comparable single-walled tanks; the incremental difference in cost between double-walled piping and single-walled piping; and the incremental difference in cost between the concrete paving covering the underground tanks and pipes and the other paving at the facility calculated using the difference in cost per square foot. | 2018-04-13 | 187136 | 100
21117 | T1 | RACETRAC PETROLEUM INC | RACEWAY 6956 | 13345 WEST RD | HOUSTON | TX | 77041 | Harris | CN600505283 | RN107764326 | Overfill alarms; tank top sumps; automatic tank gauging; automatic line leak detectors; liquid fuel sensors installed between the double walls of tanks and pipes to monitor for leaks; Stage I vapor recovery installed for each tank; the incremental difference in cost between three 20,000 gallon double-walled tanks and comparable single-walled tanks; the incremental difference in cost between double-walled piping and single-walled piping; and the incremental difference in cost between the concrete paving covering the underground tanks and pipes and the other paving at the facility calculated using the difference in cost per square foot. | Overfill alarms; tank top sumps; automatic tank gauging; automatic line leak detectors; liquid fuel sensors installed between the double walls of tanks and pipes to monitor for leaks; Stage I vapor recovery installed for each tank; the incremental difference in cost between three 20,000 gallon double-walled tanks and comparable single-walled tanks; the incremental difference in cost between double-walled piping and single-walled piping; and the incremental difference in cost between the concrete paving covering the underground tanks and pipes and the other paving at the facility calculated using the difference in cost per square foot. | 2018-04-13 | 225169 | 100
21118 | T1 | BROAD-OCEAN MOTOR HOUSTON LLC | BROAD OCEAN MOTOR HOUSTON | 18140 KICKAPOO RD | WALLER | TX | 77484 | Harris | CN605212109 | RN109350215 | on-site sewage facility consisting of piping, lift stations, 16 below ground tanks with interconnected plumbing, 27 spray stations, land used as the spray field and land used to house tanks and piping. | The following property is used 100% for pollution control and is installed to meet or exceed federal or state regulations: on-site sewage facility consisting of piping, lift stations, 16 below ground tanks with interconnected plumbing, 27 spray stations, land used as the spray field and land used to house tanks and piping. | 2018-04-12 | 653222 | 100
21119 | T1 | KURARAY AMERICA INC | KURARAY LA PORTE | 12342 STRANG RD | LA PORTE | TX | 77571 | Harris | CN603315953 | RN107305922 | Replacement process wastewater sewer system consisting of ten lift stations, 26 pumps, 23,000 feet of aboveground pipe, a 50,000-gallon tank, pH controls, remote operated diversion to emergency retention system and multiple continuous monitoring locations for pH, flow and total organic carbon. | replacement of process wastewater underground sewer and ditch collection system with an overhead closed piping system consisting of 10 lift stations, 26 pumps, 23,000 feet of pipe, a 50,000-gallon tank, and monitoring systems for pH, flow, and total organic carbon. | 2018-04-26 | 11800000 | 100
21120 | T1 | EQUISTAR CHEMICALS LP | EQUISTAR CHEMICALS - LAPORTE COMPLEX | 1515 MILLER CUT OFF RD | LA PORTE | TX | 77571 | Harris | CN600124705 | RN100210319 | Equistar HDPE Flare System | The following property is used 100% for pollution control and is installed to meet or exceed federal or state regulations: Flare system (LB1 Flare) including the flare stack, flare knockout drum, heating value analyzers and flow measurement equipment, low pressure air assist flare technology, air blowers, and continuously operating pilots. | 2018-04-13 | 18785000 | 100
21121 | T1 | RACETRAC PETROLEUM INC | RACETRAC 2371 | 5700 STATE HIGHWAY 121 | PLANO | TX | 75024 | Colln | CN600505283 | RN107855736 | Overfill alarms; tank top sumps; automatic tank gauging; automatic line leak detectors; liquid fuel sensors installed between the double walls of tanks and pipes to monitor for leaks; Stage I vapor recovery installed for each tank; the incremental difference in cost between one 15,000 gallon and two 20,000 gallon double-walled tanks and comparable single-walled tanks; the incremental difference in cost between double-walled piping and single-walled piping; and the incremental difference in cost between the concrete paving covering the underground tanks and pipes and the other paving at the facility calculated using the difference in cost per square foot. | overfill alarms; tank top sumps; automatic tank gauging; automatic line leak detectors; liquid fuel sensors installed between the double walls of tanks and pipes to monitor for leaks; Stage I vapor recovery installed for each tank; the incremental difference in cost between one 15,000 gallon and two 20,000 gallon double-walled tanks and comparable single-walled tanks; the incremental difference in cost between double-walled piping and single-walled piping; and the incremental difference in cost between the concrete paving covering the underground tanks and pipes and the other paving at the facility calculated using the difference in cost per square foot. | 2018-04-13 | 240136 | 100
21122 | T1 | RACETRAC PETROLEUM INC | RACETRAC 2382 | 7940 LEBANON RD | FRISCO | TX | 75034 | Collin | CN600505283 | RN109218776 | Overfill alarms; tank top sumps; automatic tank gauging; automatic line leak detectors; liquid fuel sensors installed between the double walls of tanks and pipes to monitor for leaks; Stage I vapor recovery installed for each tank; the incremental difference in cost between three 20,000 gallon double-walled tanks and comparable single-walled tanks; the incremental difference in cost between double-walled piping and single-walled piping; and the incremental difference in cost between the concrete paving covering the underground tanks and pipes and the other paving at the facility calculated using the difference in cost per square foot. | overfill alarms; tank top sumps; automatic tank gauging; automatic line leak detectors; liquid fuel sensors installed between the double walls of tanks and pipes to monitor for leaks; Stage I vapor recovery installed for each tank; the incremental difference in cost between one 15,000 gallon and two 20,000 gallon double-walled tanks and comparable single-walled tanks; the incremental difference in cost between double-walled piping and single-walled piping; and the incremental difference in cost between the concrete paving covering the underground tanks and pipes and the other paving at the facility calculated using the difference in cost per square foot. | 2018-04-13 | 250136 | 100
21123 | T1 | BROAD-OCEAN MOTOR HOUSTON LLC | BROAD OCEAN MOTOR HOUSTON | 18140 KICKAPOO RD | WALLER | TX | 77484 | Harris | CN605212109 | RN109350215 | Stormwater management system consisting of stormwater detention pond including filter dam, floatables collection screen, concrete outfall structure, and emergency overflow system; earthen trenches with concrete structure and filter dams; stormwater inlets fitted with protection barriers; and below ground storm water piping. | The following property is used 100% for pollution control and is installed to meet or exceed federal or state regulations: stormwater management system consisting of stormwater detention pond including filter dam, four concrete backflow interceptors, floatables collection screen, concrete outfall structure, and emergency overflow system; earthen trenches with concrete structure and filter dams; stormwater control berm; stormwater inlets fitted with protection barriers; curbs and curb inlets; and below ground storm water piping. | 2018-07-16 | 3530695 | 100
21124 | T1 | FIRESTONE POLYMERS LLC | FIRESTONE POLYMERS ORANGE PLANT | 5713 FM 1006 | ORANGE | TX | 77630 | Orange | CN601590789 | RN100224468 | south flare calorimeter and supplemental natural gas line. | south flare calorimeter and supplemental natural gas line. | 2018-04-18 | 384000 | 100
21125 | T1 | RACETRAC PETROLEUM INC | RACETRAC 2369 | 1550 S MORGAN ST | GRANBURY | Tx | 76048 | Hood | CN600505283 | RN107949042 | Overfill alarms; tank top sumps; automatic tank gauging; automatic line leak detectors; liquid fuel sensors installed between the double walls of tanks and pipes to monitor for leaks; Stage I vapor recovery installed for each tank; the incremental difference in cost between one 15,000 gallon and two 20,000 gallon double-walled tanks and comparable single-walled tanks; the incremental difference in cost between double-walled piping and single-walled piping; and the incremental difference in cost between the concrete paving covering the underground tanks and pipes and the other paving at the facility calculated using the difference in cost per square foot. | The following property is used 100% for pollution control and is installed to meet or exceed federal or state regulations: overfill alarms; tank top sumps; automatic tank gauging; automatic line leak detectors; liquid fuel sensors installed between the double walls of tanks and pipes to monitor for leaks; Stage I vapor recovery installed for each tank; the incremental difference in cost between one 15,000 gallon and two 20,000 gallon double-walled tanks and comparable single-walled tanks; the incremental difference in cost between double-walled piping and single-walled piping; and the incremental difference in cost between the concrete paving covering the underground tanks and pipes and the other paving at the facility calculated using the difference in cost per square foot. | 2018-04-24 | 257136 | 100
21126 | T1 | RACETRAC PETROLEUM INC | RACETRAC 2403 | 1706 S MAIN ST | WEATHERFORD | TX | 76086 | Parker | CN600505283 | RN108858853 | Overfill alarms; tank top sumps; automatic tank gauging; automatic line leak detectors; liquid fuel sensors installed between the double walls of tanks and pipes to monitor for leaks; Stage I vapor recovery installed for each tank; the incremental difference in cost between one 15,000 gallon and two 20,000 gallon double-walled tanks and comparable single-walled tanks; the incremental difference in cost between double-walled piping and single-walled piping; and the incremental difference in cost between the concrete paving covering the underground tanks and pipes and the other paving at the facility calculated using the difference in cost per square foot. | The following property is used 100% for pollution control and is installed to meet or exceed federal or state regulations: overfill alarms; tank top sumps; automatic tank gauging; automatic line leak detectors; liquid fuel sensors installed between the double walls of tanks and pipes to monitor for leaks; stage I vapor recovery installed for each tank; the incremental difference in cost between three 20,000 gallon double-walled tanks and comparable single-walled tanks; the incremental difference in cost between double-walled piping and single-walled piping; and the incremental difference in cost between the concrete paving covering the underground tanks and pipes and the other paving at the facility calculated using the difference in cost per square foot. | 2018-04-20 | 250136 | 100
21127 | T1 | STOLT TANKERS USA INC | STOLT BARGE SERVICES | 16300 DE ZAVALLA RD STE 7 | CHANNELVIEW | TX | 77530 | Harris | CN605387703 | RN104267133 | Containment pad for A Dock consisting of reinforced concrete, dikes and curbing. | The following property is used 100% for pollution control and is installed to meet or exceed federal or state regulations: containment pad for A Dock consisting of reinforced concrete, dikes and curbing. | 2018-05-24 | 45910 | 100
21128 | T1 | FIRESTONE POLYMERS LLC | FIRESTONE POLYMERS ORANGE PLANT | 5713 FM 1006 | ORANGE | TX | 77630 | Orange | CN601590789 | RN100224468 | West Flare Calorimeter and Supplemental Natural Gas Line | The following property is used 100% for pollution control and is installed to meet or exceed federal or state regulations: West flare calorimeter and supplemental natural gas line. | 2018-04-18 | 360000 | 100
21129 | T1 | FREEPORT LNG EXPANSION LP | FREEPORT LNG STORAGE & TRUCKING FACILITY | 1914 FM 523 RD | OYSTER CREEK | TX | 77541 | Brazoria | CN605153782 | RN109222695 | Stormwater/oily water collection system consisting of a detention pond, ditches/trenches/riprap, culverts/drainage pipes/outfall pipes, headwalls, concrete valved containment, stormceptor, sump pumps, petroleum contact water tank, loading rack drain and piping, and spill response kits and secondary containment for the condensate storage tank area, containment wall with sump in the air compressor building, concrete containment in the air compressor building and condensate pump area, containment areas around the thermal oxidizer and flare knockout drums, gravel covering exposed soils in operational areas, vegetated and/or lined drainage ditches, rip-rap in outfalls, vegetated detention pond, and vegetated buffer around the perimeter of the detention pond with approximately three-feet high berm along the east side of the facility along South Horseshoe Lake. | The following property is used 100% for pollution control and is installed to meet or exceed federal or state regulations: Stormwater/oily water collection system consisting of a detention pond, ditches/trenches/riprap, culverts/drainage pipes/outfall pipes, headwalls, concrete valved containment, stormceptor, sump pumps, petroleum contact water tank, loading rack drain and piping, and spill response kits and secondary containment for the condensate storage tank area, containment wall with sump in the air compressor building, concrete containment in the air compressor building and condensate pump area, containment areas around the thermal oxidizer and flare knockout drums, gravel covering exposed soils in operational areas, vegetated and/or lined drainage ditches, rip-rap in outfalls, vegetated detention pond, and vegetated buffer around the perimeter of the detention pond with approximately three-feet high berm along the east side of the facility along South Horseshoe Lake. | 2018-06-27 | 5271599 | 100
21130 | T1 | MAGELLAN TERMINALS HOLDINGS LP | GALENA PARK TERMINAL | 12901 AMERICAN PETROLEUM RD | GALENA PARK | TX | 77547 | Harris | CN600134639 | RN102180486 | Internal floating roof on Tank-382. | The following property is used 100% for pollution control and is installed to meet or exceed federal or state regulations: Internal floating roof on Tank-382. | 2018-04-18 | 175000 | 100
21131 | T1 | MAGELLAN TERMINALS HOLDINGS LP | EAST HOUSTON TANK FARM | 7901 WALLISVILLE RD | HOUSTON | TX | 77029 | Harris | CN600134639 | RN102186129 | Internal floating roof on Tank-1222. | The following property is used 100% for pollution control and is installed to meet or exceed federal or state regulations: Internal floating roof on Tank-1222. | 2018-04-18 | 994921 | 100
21132 | T1 | MAGELLAN TERMINALS HOLDINGS LP | GALENA PARK TERMINAL | 12901 AMERICAN PETROLEUM RD | GALENA PARK | TX | 77547 | Harris | CN600134639 | RN102180486 | cathodic protection, including associated rectifiers, ground beds, ground posts, cables, test stations, conduit, and piping for Tanks 382, 508, 372, 259, 302, 392, 418, 426, 427, 428, 324, 400 and 500 Series, 370, 502, 503, 516, 504, 507, 509, 510, 511, 514, 515, 517, 518, 519, 401, 402, 403, 404, 405, 406, 417, 410, 411, 412, 414, 415, 416, 407, 408, 409, 413; and coating on Tanks 387, 389, 386, 302, 392, 418, 426, 427, 428, 301, 512, 505, 506, 501, 513, 382, 514, 404, 403 413, 417, 415, 411, 412, 414, 409, 408, 407, 410, 381, 330, 416, 250, 384, 508, 372, 242, 233, 510, 225, 239, 308, 230, 375, 254, 255, 342, 241, 251, 373, 324, 371, 374, 368, and tank piping. | The following property is used 100% for pollution control and is installed to meet or exceed federal or state regulations: cathodic protection, including associated rectifiers, ground beds, ground posts, cables, test stations, conduit, and piping for Tanks 382, 508, 372, 259, 302, 392, 418, 426, 427, 428, 324, 400 and 500 Series, 370, 502, 503, 516, 504, 507, 509, 510, 511, 514, 515, 517, 518, 519, 401, 402, 403, 404, 405, 406, 417, 410, 411, 412, 414, 415, 416, 407, 408, 409, 413; and coating on Tanks 387, 389, 386, 302, 392, 418, 426, 427, 428, 301, 512, 505, 506, 501, 513, 382, 514, 404, 403 413, 417, 415, 411, 412, 414, 409, 408, 407, 410, 381, 330, 416, 250, 384, 508, 372, 242, 233, 510, 225, 239, 308, 230, 375, 254, 255, 342, 241, 251, 373, 324, 371, 374, 368, and tank piping. | 2018-04-20 | 8892392 | 100
21133 | T1 | MAGELLAN TERMINALS HOLDINGS LP | EAST HOUSTON TANK FARM | 7901 WALLISVILLE RD | HOUSTON | TX | 77029 | Harris | CN600134639 | RN102186129 | Internal floating roof on Tanks #2509, #1229, #1427, #1230, #3503, #3504, #3502, and #3501. | The following property is used 100% for pollution control and is installed to meet or exceed federal or state regulations: Internal floating roof on Tanks #2509, #1229, #1427, #1230, #3503, #3504, #3502, and #3501. | 2018-04-18 | 9037696 | 100
21134 | T1 | MAGELLAN TERMINALS HOLDINGS LP | EAST HOUSTON TANK FARM | 7901 WALLISVILLE RD | HOUSTON | TX | 77029 | Harris | CN600134639 | RN102186129 | EH-2018-02 External Fixed Roof Geodesic Dome | The following property is used 100% for pollution control and is installed to meet or exceed federal or state regulations: External fixed geodesic dome roofs on Tanks #1222, #1229, #1427, #2509, #3510, #3511, #3512, and #3513. | 2018-04-26 | 10395530 | 100
21135 | T1 | KURARAY AMERICA INC | KURARAY LA PORTE | 12342 STRANG RD | LA PORTE | TX | 77571 | Harris | CN603315953 | RN107305922 | VS-204 Tank Farm Scrubber and VS-382 Waste Holding Pond Scrubber | VS-204 Tank Farm Scrubber and VS-382 Waste Holding Pond Scrubber. | 2018-04-26 | 3604000 | 100
21136 | T1 | GERMAN PELLETS TEXAS LLC | WOODVILLE MILL | 164 COUNTY ROAD 1040 | WOODVILLE | TX | 75979 | Tyler | CN603945254 | RN106205032 | wet electrostatic precipitator and regenerative thermal oxidizer. | wet electrostatic precipitator and regenerative thermal oxidizer. | 2018-04-25 | 12500000 | 100
21137 | T1 | CORRIGAN OSB LLC | CORRIGAN OSB | 1923 US HIGHWAY 287 W | CORRIGAN | TX | 75939 | Polk | CN604724831 | RN107922510 | Spill response and containment systems consisting of spill response kits located at the fork truck fuel island and the vehicle/equipment maintenance area, a street sweeper, and the north and south detention ponds. | The following property is used 100% for pollution control and is installed to meet or exceed federal or state regulations: spill response and containment systems consisting of spill response kits located at the fork truck fuel island and the vehicle/equipment maintenance area, a street sweeper, and the north and south detention ponds. | 2018-05-24 | 1284287 | 100
21138 | T1 | CORRIGAN OSB LLC | CORRIGAN OSB | 1923 US HIGHWAY 287 W | CORRIGAN | TX | 75939 | Polk | CN604724831 | RN107922510 | Venturi scrubbers, wet electrostatic precipitators (WESP), and regenerative thermal oxidizers (RTO) and associated equipment including blender building drive-in sump, process sewer lift station at the RTO area, RTO containment systems, WESP containment systems, drive-in/RTO process wastewater containment system, RTO/process wastewater lift station, RTO/process wastewater pump, process sewer lift station pumps, press area hydraulic trench, press under sump pumps, rotoshear screen, RTO/ process wastewater oil water separator, truck wash bay building sand separator trench; and sanitary wastewater pumps. | The following property is used 100% for pollution control and is installed to meet or exceed federal or state regulations: venturi scrubbers, wet electrostatic precipitators (WESP), and regenerative thermal oxidizers (RTO) and associated equipment including blender building drive-in sump, process sewer lift station at the RTO area, RTO containment systems, WESP containment systems, drive-in/RTO process wastewater containment system, RTO/process wastewater lift station, RTO/process wastewater pump, process sewer lift station pumps, press area hydraulic trench, press under sump pumps, rotoshear screen, RTO/ process wastewater oil water separator, truck wash bay building sand separator trench; and sanitary wastewater pumps. | 2018-04-24 | 2262275.5 | 100
21140 | T1 | MAGELLAN TERMINALS HOLDINGS LP | EAST HOUSTON TANK FARM | 7901 WALLISVILLE RD | HOUSTON | TX | 77029 | Harris | CN600134639 | RN102186129 | External floating roofs on tanks 1305, 1423, 1388, 1224, 1223, and 1230. | The following property is used 100% for pollution control and is installed to meet or exceed federal or state regulations: External floating roofs on tanks 1305, 1423, 1388, 1224, 1223, and 1230. | 2018-04-20 | 1752990 | 100
21141 | T1 | MAGELLAN TERMINALS HOLDINGS LP | EAST HOUSTON TANK FARM | 7901 WALLISVILLE RD | HOUSTON | TX | 77029 | Harris | CN600134639 | RN102186129 | internal floating roofs on tanks 1501, 1502, and 1503. | internal floating roofs on tanks 1501, 1502, and 1503. | 2018-04-20 | 3000000 | 100
21142 | T1 | CASH CONSTRUCTION COMPANY INC | CASH CONSTRUCTION | 18607 N HEATHERWILDE BLVD | PFLUGERVILLE | TX | 78660 | Travis | CN603319187 | RN104092986 | 2017 Freightliner M2 Water Truck with serial number XXXXXXXXXXXXXXXXX AND 2016 International Dura Star Water Truck with serial number XXXXXXXXXXXXXXXXX. | The following property is used 100% for pollution control and is installed to meet or exceed federal or state regulations: 2017 Freightliner M2 Water Truck with serial number XXXXXXXXXXXXXXXXX AND 2016 International Dura Star Water Truck with serial number XXXXXXXXXXXXXXXXX. | 2018-05-18 | 192592 | 100
21143 | T1 | INDUSTRIAL ASPHALT LLC | HAYS QUARRY | 6025 FM 967 | BUDA | TX | 78610 | Hays | CN603966698 | RN103140695 | Water truck serial number XXXXXXXXXXXXXXXXX and attached tank. | The following property is used 100% for pollution control and is installed to meet or exceed federal or state regulations: water truck serial number XXXXXXXXXXXXXXXXX and attached tank. | 2018-05-18 | 179224 | 100
21144 | T1 | INDUSTRIAL ASPHALT LLC | INDUSTRIAL ASPHALT | 168 PARK 35 CV S | BUDA | TX | 78610 | Hays | CN603966698 | RN110372729 | water truck with serial number XXXXXXXXXXXXXXXXX. | The following property is used 100% for pollution control and is installed to meet or exceed federal or state regulations: water truck with serial number XXXXXXXXXXXXXXXXX. | 2018-05-18 | 52000 | 100
21145 | T1 | INDUSTRIAL COMPONENTS OF TEXAS LLC | INDUSTRIAL COMPONENTS OF TEXAS | 3479 POLLOCK DR | CONROE | TX | 77303 | Montgomery | CN605517622 | RN110372760 | Ambient weld fume system, blast room and powder coating booth. | The following property is used 100% for pollution control and is installed to meet or exceed federal or state regulations: ambient weld fume system consisting of weld curtains, duct work, and filter; blast room walls, ceiling and dust collection system; and the powder coating booth excluding the ovens and coating related equipment. | 2018-05-10 | 1012530 | 100
21146 | T1 | RACETRAC PETROLEUM INC | RACETRAC 528B | 2804 W UNIVERSITY DR | DENTON | TX | 76201 | Denton | CN600505283 | RN107692972 | Overfill alarms; tank top sumps; automatic tank gauging; automatic line leak detectors; liquid fuel sensors installed between the double walls of tanks and pipes to monitor for leaks; Stage I vapor recovery installed for each tank; the incremental difference in cost between one 15,000 gallon and two 20,000 gallon double-walled tanks and comparable single-walled tanks; the incremental difference in cost between double-walled piping and single-walled piping; and the incremental difference in cost between the concrete paving covering the underground tanks and pipes and the other paving at the facility calculated using the difference in cost per square foot. | overfill alarms; tank top sumps; automatic tank gauging; automatic line leak detectors; liquid fuel sensors installed between the double walls of tanks and pipes to monitor for leaks; Stage I vapor recovery installed for each tank; the incremental difference in cost between two 20,000 gallon and one 15,000 gallon double-walled tanks and comparable single-walled tanks; the incremental difference in cost between double-walled piping and single-walled piping; and the incremental difference in cost between the concrete paving covering the underground tanks and pipes and the other paving at the facility calculated using the difference in cost per square foot. | 2018-04-26 | 187136 | 100
21147 | T1 | RACETRAC PETROLEUM INC | RACETRAC 626 | 2111 W MOCKINGBIRD LN | DALLAS | TX | 75235 | Collin | CN600505283 | RN102230711 | Overfill alarms; tank top sumps; automatic tank gauging; automatic line leak detectors; liquid fuel sensors installed between the double walls of tanks and pipes to monitor for leaks; Stage I vapor recovery installed for each tank; the incremental difference in cost between one 15,000 gallon and two 12,000 gallon double-walled tanks and comparable single-walled tanks; the incremental difference in cost between double-walled piping and single-walled piping; and the incremental difference in cost between the concrete paving covering the underground tanks and pipes and the other paving at the facility calculated using the difference in cost per square foot. | Overfill alarms; tank top sumps; automatic tank gauging; automatic line leak detectors; liquid fuel sensors installed between the double walls of tanks and pipes to monitor for leaks; Stage I vapor recovery installed for each tank; the incremental difference in cost between one 15,000 gallon and two 12,000 gallon double-walled tanks and comparable single-walled tanks; the incremental difference in cost between double-walled piping and single-walled piping; and the incremental difference in cost between the concrete paving covering the underground tanks and pipes and the other paving at the facility calculated using the difference in cost per square foot. | 2018-04-24 | 187136 | 100
21148 | T1 | RACETRAC PETROLEUM INC | RACEWAY 6782 | 9010 JONES RD | HOUSTON | TX | 77065 | Harris | CN600505283 | RN102222866 | Overfill alarms; tank top sumps; automatic tank gauging; automatic line leak detectors; liquid fuel sensors installed between the double walls of tanks and pipes to monitor for leaks; Stage I vapor recovery installed for each tank; the incremental difference in cost between one 15,000 gallon and two 12,000 gallon double-walled tanks and comparable single-walled tanks; the incremental difference in cost between double-walled piping and single-walled piping; and the incremental difference in cost between the concrete paving covering the underground tanks and pipes and the other paving at the facility calculated using the difference in cost per square foot. | Overfill alarms; tank top sumps; automatic tank gauging; automatic line leak detectors; liquid fuel sensors installed between the double walls of tanks and pipes to monitor for leaks; Stage I vapor recovery installed for each tank; the incremental difference in cost between one 15,000 gallon and two 12,000 gallon double-walled tanks and comparable single-walled tanks; the incremental difference in cost between double-walled piping and single-walled piping; and the incremental difference in cost between the concrete paving covering the underground tanks and pipes and the other paving at the facility calculated using the difference in cost per square foot. | 2018-04-24 | 187136 | 100
21149 | T1 | RACETRAC PETROLEUM INC | RACEWAY 6889 | 1505 WESTGREEN BLVD | KATY | TX | 77450 | Harris | CN600505283 | RN106442965 | overfill alarms; tank top sumps; automatic tank gauging; automatic line leak detectors; liquid fuel sensors installed between the double walls of tanks and pipes to monitor for leaks; Stage I vapor recovery installed for each tank; the incremental difference in cost between one 20,000 gallon and two 12,000 gallon double-walled tanks and comparable single-walled tanks; the incremental difference in cost between double-walled piping and single-walled piping; and the incremental difference in cost between the concrete paving covering the underground tanks and pipes and the other paving at the facility calculated using the difference in cost per square foot. | Overfill alarms; tank top sumps; automatic tank gauging; automatic line leak detectors; liquid fuel sensors installed between the double walls of tanks and pipes to monitor for leaks; Stage I vapor recovery installed for each tank; the incremental difference in cost between one 15,000 gallon and two 12,000 gallon double-walled tanks and comparable single-walled tanks; the incremental difference in cost between double-walled piping and single-walled piping; and the incremental difference in cost between the concrete paving covering the underground tanks and pipes and the other paving at the facility calculated using the difference in cost per square foot. | 2018-04-24 | 187136 | 100
21150 | T1 | RACETRAC PETROLEUM INC | RACETRAC 2337 | 2807 W NORTHWEST HWY | DALLAS | TX | 75220 | Dallas | CN600505283 | RN106994056 | overfill alarms; tank top sumps; automatic tank gauging; automatic line leak detectors; liquid fuel sensors installed between the double walls of tanks and pipes to monitor for leaks; Stage I vapor recovery installed for each tank; the incremental difference in cost between one 15,000 gallon and two 20,000 gallon double-walled tanks and comparable single-walled tanks; the incremental difference in cost between double-walled piping and single-walled piping; and the incremental difference in cost between the concrete paving covering the underground tanks and pipes and the other paving at the facility calculated using the difference in cost per square foot. | overfill alarms; tank top sumps; automatic tank gauging; automatic line leak detectors; liquid fuel sensors installed between the double walls of tanks and pipes to monitor for leaks; Stage I vapor recovery installed for each tank; the incremental difference in cost between two 20,000 gallon and one 15,000 gallon double-walled tanks and comparable single-walled tanks; the incremental difference in cost between double-walled piping and single-walled piping; and the incremental difference in cost between the concrete paving covering the underground tanks and pipes and the other paving at the facility calculated using the difference in cost per square foot. | 2018-04-26 | 240136 | 100
21151 | T1 | RACETRAC PETROLEUM INC | RACEWAY 6883 | 6737 W TIDWELL RD | HOUSTON | TX | 77092 | Harris | CN600505283 | RN106601081 | Overfill alarms; tank top sumps; automatic tank gauging; automatic line leak detectors; liquid fuel sensors installed between the double walls of tanks and pipes to monitor for leaks; Stage I vapor recovery installed for each tank; the incremental difference in cost between one 20,000 gallon and two 12,000 gallon double-walled tanks and comparable single-walled tanks; the incremental difference in cost between double-walled piping and single-walled piping; and the incremental difference in cost between the concrete paving covering the underground tanks and pipes and the other paving at the facility calculated using the difference in cost per square foot. | Overfill alarms; tank top sumps; automatic tank gauging; automatic line leak detectors; liquid fuel sensors installed between the double walls of tanks and pipes to monitor for leaks; Stage I vapor recovery installed for each tank; the incremental difference in cost between one 15,000 gallon and two 12,000 gallon double-walled tanks and comparable single-walled tanks; the incremental difference in cost between double-walled piping and single-walled piping; and the incremental difference in cost between the concrete paving covering the underground tanks and pipes and the other paving at the facility calculated using the difference in cost per square foot. | 2018-04-24 | 187136 | 100
21152 | T1 | SALA REAL ESTATE LLC | SALA REAL ESTATE | 12262 FM 3083 RD | CONROE | TX | 77301 | Montgomery | CN605517853 | RN106042229 | Three stormwater retention ponds. | Withdrawn by applicant | 2018-07-09 | 135173 | 100
21153 | T1 | GOODMAN MANUFACTURING COMPANY LP | GOODMAN MANUFACTURING PLANT | 19001 KERMIER RD | Waller | TX | 77484 | Waller | CN601306079 | RN108007725 | two thermal oxidizers. | The following property is used 100% for pollution control and is installed to meet or exceed federal or state regulations: two thermal oxidizers. | 2018-04-24 | 1039577 | 100
21154 | T1 | MAGELLAN TERMINALS HOLDINGS LP | EAST HOUSTON TANK FARM | 7901 WALLISVILLE RD | HOUSTON | TX | 77029 | Harris | CN600134639 | RN102186129 | EH-2018-05 Coatings and Cathodic Protection for Spill and Leakage Prevention System | The following property is used 100% for pollution control and is installed to meet or exceed federal or state regulations: Cathodic protection including graphite anode bed and groundbed on Tanks 3501, 3502, 842, 2504, 2509, 2511, 5014, 5012, 3004, 3002, and 3001; and coating on Tanks 3501, 3502, 3503, 3504, 1222, 1230, 2509, 2504, 2510, 3510, 3511, 3512, 3513, 5014, 5012, and 1228. | 2018-04-26 | 2887901 | 100
21155 | T1 | MAGELLAN PIPELINE TERMINALS LP | EAST HOUSTON TANK FARM | 7901 WALLISVILLE RD | HOUSTON | TX | 77029 | Harris | CN600134639 | RN102186129 | EH-2018-07 Tank Internal Floating Roofs | The following property is used 100% for pollution control and is installed to meet or exceed federal or state regulations: Internal floating roofs on Tanks 3505, 3506, 3507, 3508, and 3509. | 2018-04-26 | 2811920 | 100
21156 | T1 | GCC PERMIAN LLC | ODESSA CEMENT PLANT | 16501 W MURPHY ST | ODESSA | TX | 79763 | Ector | CN605260686 | RN100213305 | Three concrete silos (8.5 ton capacity) and one special clinker concrete silo (2.1 ton capacity). This use determination applies to only the floors, walls, and roofs of these silos. | The following property is used 100% for pollution control and is installed to meet or exceed federal or state regulations: Three concrete silos (8.5 ton capacity) and one special clinker concrete silo (2.1 ton capacity). This use determination applies to only the floors, walls, and roofs of these silos. | 2018-11-07 | 7218857 | 100
21157 | T1 | RACETRAC PETROLEUM INC | RACEWAY 6888 | 4971 HIGHWAY 6 | MISSOURI CITY | TX | 77459 | Fort Bend | CN600505283 | RN106507825 | Overfill alarms; tank top sumps; automatic tank gauging; automatic line leak detectors; liquid fuel sensors installed between the double walls of tanks and pipes to monitor for leaks; Stage I vapor recovery installed for each tank; the incremental difference in cost between one 20,000 gallon and two 12,000 gallon double-walled tanks and comparable single-walled tanks; the incremental difference in cost between double-walled piping and single-walled piping; and the incremental difference in cost between the concrete paving covering the underground tanks and pipes and the other paving at the facility calculated using the difference in cost per square foot. | overfill alarms; tank top sumps; automatic tank gauging; automatic line leak detectors; liquid fuel sensors installed between the double walls of tanks and pipes to monitor for leaks; Stage I vapor recovery installed for each tank; the incremental difference in cost between one 20,000 gallon and two 12,000 gallon double-walled tanks and comparable single-walled tanks; the incremental difference in cost between double-walled piping and single-walled piping; and the incremental difference in cost between the concrete paving covering the underground tanks and pipes and the other paving at the facility calculated using the difference in cost per square foot. | 2018-04-26 | 187136 | 100
21158 | T1 | RACETRAC PETROLEUM INC | RACEWAY 6773 | 407 FM 1960 RD | HOUSTON | TX | 77073 | Harris | CN600505283 | RN102232733 | Overfill alarms; tank top sumps; automatic tank gauging; automatic line leak detectors; liquid fuel sensors installed between the double walls of tanks and pipes to monitor for leaks; Stage I vapor recovery installed for each tank; the incremental difference in cost between three 12,000 gallon double-walled tanks and comparable single-walled tanks; the incremental difference in cost between double-walled piping and single-walled piping; and the incremental difference in cost between the concrete paving covering the underground tanks and pipes and the other paving at the facility calculated using the difference in cost per square foot. | overfill alarms; tank top sumps; automatic tank gauging; automatic line leak detectors; liquid fuel sensors installed between the double walls of tanks and pipes to monitor for leaks; Stage I vapor recovery installed for each tank; the incremental difference in cost between three 12,000 gallon double-walled tanks and comparable single-walled tanks; the incremental difference in cost between double-walled piping and single-walled piping; and the incremental difference in cost between the concrete paving covering the underground tanks and pipes and the other paving at the facility calculated using the difference in cost per square foot. | 2018-04-26 | 187136 | 100
21159 | T1 | RACETRAC PETROLEUM INC | RACEWAY 6884 | 10803 HUFFMEISTER RD | HOUSTON | TX | 77065 | Harris | CN600505283 | RN106414808 | Overfill alarms; tank top sumps; automatic tank gauging; automatic line leak detectors; liquid fuel sensors installed between the double walls of tanks and pipes to monitor for leaks; Stage I vapor recovery installed for each tank; the incremental difference in cost between one 20,000 gallon and two 12,000 gallon double-walled tanks and comparable single-walled tanks; the incremental difference in cost between double-walled piping and single-walled piping; and the incremental difference in cost between the concrete paving covering the underground tanks and pipes and the other paving at the facility calculated using the difference in cost per square foot. | overfill alarms; tank top sumps; automatic tank gauging; automatic line leak detectors; liquid fuel sensors installed between the double walls of tanks and pipes to monitor for leaks; Stage I vapor recovery installed for each tank; the incremental difference in cost between one 20,000 gallon and two 12,000 gallon double-walled tanks and comparable single-walled tanks; the incremental difference in cost between double-walled piping and single-walled piping; and the incremental difference in cost between the concrete paving covering the underground tanks and pipes and the other paving at the facility calculated using the difference in cost per square foot. | 2018-04-26 | 187132 | 100
21160 | T1 | RACETRAC PETROLEUM INC | RACEWAY 6882 | 14960 TOMBALL PKWY | HOUSTON | TX | 77086 | Harris | CN600505283 | RN106332174 | overfill alarms; tank top sumps; automatic tank gauging; automatic line leak detectors; liquid fuel sensors installed between the double walls of tanks and pipes to monitor for leaks; Stage I vapor recovery installed for each tank; the incremental difference in cost between one 20,000 gallon and two 12,000 gallon double-walled tanks and comparable single-walled tanks; the incremental difference in cost between double-walled piping and single-walled piping; and the incremental difference in cost between the concrete paving covering the underground tanks and pipes and the other paving at the facility calculated using the difference in cost per square foot. | overfill alarms; tank top sumps; automatic tank gauging; automatic line leak detectors; liquid fuel sensors installed between the double walls of tanks and pipes to monitor for leaks; Stage I vapor recovery installed for each tank; the incremental difference in cost between one 20,000 gallon and two 12,000 gallon double-walled tanks and comparable single-walled tanks; the incremental difference in cost between double-walled piping and single-walled piping; and the incremental difference in cost between the concrete paving covering the underground tanks and pipes and the other paving at the facility calculated using the difference in cost per square foot. | 2018-04-26 | 187136 | 100
21161 | T1 | RACETRAC PETROLEUM INC | RACEWAY 6922 | 8508 FM 1960 BYPASS RD W | HUMBLE | TX | 77338 | Harris | CN600505283 | RN106630775 | Overfill alarms; tank top sumps; automatic tank gauging; automatic line leak detectors; liquid fuel sensors installed between the double walls of tanks and pipes to monitor for leaks; Stage I vapor recovery installed for each tank; the incremental difference in cost between one 20,000 gallon and two 12,000 gallon double-walled tanks and comparable single-walled tanks; the incremental difference in cost between double-walled piping and single-walled piping; and the incremental difference in cost between the concrete paving covering the underground tanks and pipes and the other paving at the facility calculated using the difference in cost per square foot. | overfill alarms; tank top sumps; automatic tank gauging; automatic line leak detectors; liquid fuel sensors installed between the double walls of tanks and pipes to monitor for leaks; Stage I vapor recovery installed for each tank; the incremental difference in cost between one 20,000 gallon and two 12,000 gallon double-walled tanks and comparable single-walled tanks; the incremental difference in cost between double-walled piping and single-walled piping; and the incremental difference in cost between the concrete paving covering the underground tanks and pipes and the other paving at the facility calculated using the difference in cost per square foot. | 2018-04-26 | 17136 | 100
21162 | T1 | RACETRAC PETROLEUM INC | RACEWAY 6772 | 1010 W MOUNT HOUSTON RD | HOUSTON | TX | 77038 | Harris | CN600505283 | RN102236502 | Overfill alarms; tank top sumps; automatic tank gauging; automatic line leak detectors; liquid fuel sensors installed between the double walls of tanks and pipes to monitor for leaks; Stage I vapor recovery installed for each tank; the incremental difference in cost between one 15,000 gallon and two 12,000 gallon double-walled tanks and comparable single-walled tanks; the incremental difference in cost between double-walled piping and single-walled piping; and the incremental difference in cost between the concrete paving covering the underground tanks and pipes and the other paving at the facility calculated using the difference in cost per square foot. | overfill alarms; tank top sumps; automatic tank gauging; automatic line leak detectors; liquid fuel sensors installed between the double walls of tanks and pipes to monitor for leaks; Stage I vapor recovery installed for each tank; the incremental difference in cost between one 15,000 gallon and two 12,000 gallon double-walled tanks and comparable single-walled tanks; the incremental difference in cost between double-walled piping and single-walled piping; and the incremental difference in cost between the concrete paving covering the underground tanks and pipes and the other paving at the facility calculated using the difference in cost per square foot. | 2018-04-26 | 187136 | 100
21163 | T1 | RACETRAC PETROLEUM INC | RACETRAC 515 | 3108 PALMER HWY | TEXAS CITY | TX | 77590 | Galveston | CN600505283 | RN102284858 | Underground Storage Tanks & Associated Environmental and Spill Containment Equipment | The following property is used 100% for pollution control and is installed to meet or exceed federal or state regulations: overfill alarms; tank top sumps; automatic tank gauging; automatic line leak detectors; liquid fuel sensors installed between the double walls of tanks and pipes to monitor for leaks; stage I vapor recovery installed for each tank; the incremental difference in cost between three 12,000 gallon double-walled tanks and comparable single-walled tanks; the incremental difference in cost between double-walled piping and single-walled piping; and the incremental difference in cost between the concrete paving covering the underground tanks and pipes and the other paving at the facility calculated using the difference in cost per square foot. | 2018-04-26 | 177136 | 100
21164 | T1 | RACETRAC PETROLEUM INC | RACETRAC 240 | 7801 CROWLEY RD | FORT WORTH | TX | 76134 | Tarrant | CN600505283 | RN106208275 | Underground Storage Tanks & Associated Environmental and Spill Containment Equipment | The following property is used 100% for pollution control and is installed to meet or exceed federal or state regulations: overfill alarms; tank top sumps; automatic tank gauging; automatic line leak detectors; liquid fuel sensors installed between the double walls of tanks and pipes to monitor for leaks; stage I vapor recovery installed for each tank; the incremental difference in cost between one 20,000 gallon and two 12,000 gallon double-walled tanks and comparable single-walled tanks; the incremental difference in cost between double-walled piping and single-walled piping; and the incremental difference in cost between the concrete paving covering the underground tanks and pipes and the other paving at the facility calculated using the difference in cost per square foot. | 2018-04-27 | 187136 | 100
21165 | T1 | RACETRAC PETROLEUM INC | RACETRAC 108 | 5310 N BEACH ST | HALTOM CITY | TX | 76137 | Tarrant | CN600505283 | RN103741179 | Underground Storage Tanks & Associated Environmental and Spill Containment Equipment | The following property is used 100% for pollution control and is installed to meet or exceed federal or state regulations: overfill alarms; tank top sumps; automatic tank gauging; automatic line leak detectors; liquid fuel sensors installed between the double walls of tanks and pipes to monitor for leaks; stage I vapor recovery installed for each tank; the incremental difference in cost between one 20,000 gallon and two 12,000 gallon double-walled tanks and comparable single-walled tanks; the incremental difference in cost between double-walled piping and single-walled piping; and the incremental difference in cost between the concrete paving covering the underground tanks and pipes and the other paving at the facility calculated using the difference in cost per square foot. | 2018-04-27 | 187136 | 100
21166 | T1 | RACETRAC PETROLEUM INC | RACETRAC 280 | 3711 E US HIGHWAY 377 | GRANBURY | TX | 76049 | Hood | CN600505283 | RN106248354 | Underground Storage Tanks & Associated Environmental and Spill Containment Equipment | The following property is used 100% for pollution control and is installed to meet or exceed federal or state regulations: overfill alarms; tank top sumps; automatic tank gauging; automatic line leak detectors; liquid fuel sensors installed between the double walls of tanks and pipes to monitor for leaks; stage I vapor recovery installed for each tank; the incremental difference in cost between one 20,000 gallon and two 12,000 gallon double-walled tanks and comparable single-walled tanks; the incremental difference in cost between double-walled piping and single-walled piping; and the incremental difference in cost between the concrete paving covering the underground tanks and pipes and the other paving at the facility calculated using the difference in cost per square foot. | 2018-04-27 | 187136 | 100
21167 | T1 | RACETRAC PETROLEUM INC | RACETRAC 574 | 2301 S GOLIAD ST | ROCKWALL | TX | 75032 | Rockwall | CN600505283 | RN106102874 | Overfill alarms; tank top sumps; automatic tank gauging; automatic line leak detectors; liquid fuel sensors installed between the double walls of tanks and pipes to monitor for leaks; Stage I vapor recovery installed for each tank; the incremental difference in cost between one 20,000 gallon and two 12,000 gallon double-walled tanks and comparable single-walled tanks; the incremental difference in cost between double-walled piping and single-walled piping; and the incremental difference in cost between the concrete paving covering the underground tanks and pipes and the other paving at the facility calculated using the difference in cost per square foot. | The following property is used 100% for pollution control and is installed to meet or exceed federal or state regulations: overfill alarms; tank top sumps; automatic tank gauging; automatic line leak detectors; liquid fuel sensors installed between the double walls of tanks and pipes to monitor for leaks; stage I vapor recovery installed for each tank; the incremental difference in cost between one 15,000 gallon and two 12,000 gallon double-walled tanks and comparable single-walled tanks; the incremental difference in cost between double-walled piping and single-walled piping; and the incremental difference in cost between the concrete paving covering the underground tanks and pipes and the other paving at the facility calculated using the difference in cost per square foot. | 2018-04-27 | 187136 | 100
21168 | T1 | RACETRAC PETROLEUM INC | RACETRAC 123 | 1840 EASTCHASE PKWY | FORT WORTH | TX | 76120 | Tarrant | CN600505283 |  | Overfill alarms; tank top sumps; automatic tank gauging; automatic line leak detectors; liquid fuel sensors installed between the double walls of tanks and pipes to monitor for leaks; Stage I vapor recovery installed for each tank; the incremental difference in cost between one 20,000 gallon and two 12,000 gallon double-walled tanks and comparable single-walled tanks; the incremental difference in cost between double-walled piping and single-walled piping; and the incremental difference in cost between the concrete paving covering the underground tanks and pipes and the other paving at the facility calculated using the difference in cost per square foot. | The following property is used 100% for pollution control and is installed to meet or exceed federal or state regulations: overfill alarms; tank top sumps; automatic tank gauging; automatic line leak detectors; liquid fuel sensors installed between the double walls of tanks and pipes to monitor for leaks; stage I vapor recovery installed for each tank; the incremental difference in cost between one 15,000 gallon and two 12,000 gallon double-walled tanks and comparable single-walled tanks; the incremental difference in cost between double-walled piping and single-walled piping; and the incremental difference in cost between the concrete paving covering the underground tanks and pipes and the other paving at the facility calculated using the difference in cost per square foot. | 2018-04-27 | 187136 | 100
21169 | T1 | RACETRAC PETROLEUM INC | RACETRAC 771 | 700 KELLER PKWY | K | TX | 76248 | Tarrant | CN600505283 | RN106008600 | Overfill alarms; tank top sumps; automatic tank gauging; automatic line leak detectors; liquid fuel sensors installed between the double walls of tanks and pipes to monitor for leaks; Stage I vapor recovery installed for each tank; the incremental difference in cost between one 20,000 gallon and two 12,000 gallon double-walled tanks and comparable single-walled tanks; the incremental difference in cost between double-walled piping and single-walled piping; and the incremental difference in cost between the concrete paving covering the underground tanks and pipes and the other paving at the facility calculated using the difference in cost per square foot. | The following property is used 100% for pollution control and is installed to meet or exceed federal or state regulations: overfill alarms; tank top sumps; automatic tank gauging; automatic line leak detectors; liquid fuel sensors installed between the double walls of tanks and pipes to monitor for leaks; stage I vapor recovery installed for each tank; the incremental difference in cost between one 15,000 gallon and two 12,000 gallon double-walled tanks and comparable single-walled tanks; the incremental difference in cost between double-walled piping and single-walled piping; and the incremental difference in cost between the concrete paving covering the underground tanks and pipes and the other paving at the facility calculated using the difference in cost per square foot. | 2018-04-30 | 187136 | 100
21170 | T1 | RACETRAC PETROLEUM INC | RACETRAC 612 | 5714 BROADWAY ST | GALVESTON | TX | 77551 | Galveston | CN600505283 | RN101929560 | Underground Storage Tanks & Associated Environmental and Spill Containment Equipment | The following property is used 100% for pollution control and is installed to meet or exceed federal or state regulations: overfill alarms; tank top sumps; automatic tank gauging; automatic line leak detectors; liquid fuel sensors installed between the double walls of tanks and pipes to monitor for leaks; stage I vapor recovery installed for each tank; the incremental difference in cost between one 15,000 gallon and two 12,000 gallon double-walled tanks and comparable single-walled tanks; the incremental difference in cost between double-walled piping and single-walled piping; and the incremental difference in cost between the concrete paving covering the underground tanks and pipes and the other paving at the facility calculated using the difference in cost per square foot. | 2018-04-27 | 187136 | 100
21171 | T1 | MAGELLAN PIPELINE TERMINALS LP | EAST HOUSTON TANK FARM | 7901 WALLISVILLE RD | HOUSTON | TX | 77029 | Harris | CN600134639 | RN102186129 | 765,011 square feet of asphalt paving for vehicular traffic areas. A site plan has been attached highlighting site paving in RED. | 765,011 square feet of asphalt paving for vehicular traffic areas. A site plan has been attached highlighting site paving in RED. | 2018-04-30 | 2241482 | 100
21172 | T1 | MAGELLAN PIPELINE TERMINALS LP | EAST HOUSTON TANK FARM | 7901 WALLISVILLE RD | HOUSTON | TX | 77029 | Harris | CN600134639 | RN102186129 | EH-2018-08 Tank Internal Floating Roofs | The following property is used 100% for pollution control and is installed to meet or exceed federal or state regulations: Internal floating roofs on Tanks 3510, 3511, 3512, 3513, and 3514. | 2018-04-27 | 2700000 | 100
21173 | T1 | RACETRAC PETROLEUM INC | RACETRAC 135 | 2865 W PLANO PKWY | PLANO | TX | 75075 | Collin | CN600505283 | RN105333827 | Overfill alarms; tank top sumps; automatic tank gauging; automatic line leak detectors; liquid fuel sensors installed between the double walls of tanks and pipes to monitor for leaks; Stage I vapor recovery installed for each tank; the incremental difference in cost between one 20,000 gallon and two 12,000 gallon double-walled tanks and comparable single-walled tanks; the incremental difference in cost between double-walled piping and single-walled piping; and the incremental difference in cost between the concrete paving covering the underground tanks and pipes and the other paving at the facility calculated using the difference in cost per square foot. | The following property is used 100% for pollution control and is installed to meet or exceed federal or state regulations: overfill alarms; tank top sumps; automatic tank gauging; automatic line leak detectors; liquid fuel sensors installed between the double walls of tanks and pipes to monitor for leaks; stage I vapor recovery installed for each tank; the incremental difference in cost between one 15,000 gallon and two 12,000 gallon double-walled tanks and comparable single-walled tanks; the incremental difference in cost between double-walled piping and single-walled piping; and the incremental difference in cost between the concrete paving covering the underground tanks and pipes and the other paving at the facility calculated using the difference in cost per square foot. | 2018-04-30 | 187136 | 100
21174 | T1 | RACETRAC PETROLEUM INC | RACETRAC 132 | 3600 E UNIVERSITY DR | DENTON | TX | 76208 | Denton | CN600505283 | RN105373591 | Overfill alarms; tank top sumps; automatic tank gauging; automatic line leak detectors; liquid fuel sensors installed between the double walls of tanks and pipes to monitor for leaks; Stage I vapor recovery installed for each tank; the incremental difference in cost between one 20,000 gallon and two 12,000 gallon double-walled tanks and comparable single-walled tanks; the incremental difference in cost between double-walled piping and single-walled piping; and the incremental difference in cost between the concrete paving covering the underground tanks and pipes and the other paving at the facility calculated using the difference in cost per square foot. | The following property is used 100% for pollution control and is installed to meet or exceed federal or state regulations: overfill alarms; tank top sumps; automatic tank gauging; automatic line leak detectors; liquid fuel sensors installed between the double walls of tanks and pipes to monitor for leaks; stage I vapor recovery installed for each tank; the incremental difference in cost between one 15,000 gallon and two 12,000 gallon double-walled tanks and comparable single-walled tanks; the incremental difference in cost between double-walled piping and single-walled piping; and the incremental difference in cost between the concrete paving covering the underground tanks and pipes and the other paving at the facility calculated using the difference in cost per square foot. | 2018-04-30 | 187132 | 100
21175 | T1 | RACETRAC PETROLEUM INC | RACETRAC 685 | 2100 FM 423 | LITTLE ELM | TX | 75068 | Denton | CN600505283 | RN106397417 | Overfill alarms; tank top sumps; automatic tank gauging; automatic line leak detectors; liquid fuel sensors installed between the double walls of tanks and pipes to monitor for leaks; Stage I vapor recovery installed for each tank; the incremental difference in cost between one 20,000 gallon and two 12,000 gallon double-walled tanks and comparable single-walled tanks; the incremental difference in cost between double-walled piping and single-walled piping; and the incremental difference in cost between the concrete paving covering the underground tanks and pipes and the other paving at the facility calculated using the difference in cost per square foot. | The following property is used 100% for pollution control and is installed to meet or exceed federal or state regulations: overfill alarms; tank top sumps; automatic tank gauging; automatic line leak detectors; liquid fuel sensors installed between the double walls of tanks and pipes to monitor for leaks; stage I vapor recovery installed for each tank; the incremental difference in cost between one 15,000 gallon and two 12,000 gallon double-walled tanks and comparable single-walled tanks; the incremental difference in cost between double-walled piping and single-walled piping; and the incremental difference in cost between the concrete paving covering the underground tanks and pipes and the other paving at the facility calculated using the difference in cost per square foot. | 2018-04-30 | 187136 | 100
21176 | T1 | RACETRAC PETROLEUM INC | RACETRAC 486 | 7057 GREENVILLE AVE | DALLAS | TX | 75231 | Dallas | CN600505283 | RN102251154 | overfill alarms; tank top sumps; automatic tank gauging; automatic line leak detectors; liquid fuel sensors installed between the double walls of tanks and pipes to monitor for leaks; Stage I vapor recovery installed for each tank; the incremental difference in cost between three 12,000 gallon double-walled tanks and comparable single-walled tanks; the incremental difference in cost between double-walled piping and single-walled piping; and the incremental difference in cost between the concrete paving covering the underground tanks and pipes and the other paving at the facility calculated using the difference in cost per square foot. | The following property is used 100% for pollution control and is installed to meet or exceed federal or state regulations: overfill alarms; tank top sumps; automatic tank gauging; automatic line leak detectors; liquid fuel sensors installed between the double walls of tanks and pipes to monitor for leaks; stage I vapor recovery installed for each tank; the incremental difference in cost between one 15,000 gallon and two 12,000 gallon double-walled tanks and comparable single-walled tanks; the incremental difference in cost between double-walled piping and single-walled piping; and the incremental difference in cost between the concrete paving covering the underground tanks and pipes and the other paving at the facility calculated using the difference in cost per square foot. | 2018-04-30 | 174136 | 100
21177 | T1 | RACETRAC PETROLEUM INC | RACETRAC 598 | 801 N HIGHWAY 78 | WYLIE | TX | 75098 | Dallas | CN600505283 | RN106549033 | overfill alarms; tank top sumps; automatic tank gauging; automatic line leak detectors; liquid fuel sensors installed between the double walls of tanks and pipes to monitor for leaks; Stage I vapor recovery installed for each tank; the incremental difference in cost between one 20,000 gallon and two 12,000 gallon double-walled tanks and comparable single-walled tanks; the incremental difference in cost between double-walled piping and single-walled piping; and the incremental difference in cost between the concrete paving covering the underground tanks and pipes and the other paving at the facility calculated using the difference in cost per square foot. | The following property is used 100% for pollution control and is installed to meet or exceed federal or state regulations: overfill alarms; tank top sumps; automatic tank gauging; automatic line leak detectors; liquid fuel sensors installed between the double walls of tanks and pipes to monitor for leaks; stage I vapor recovery installed for each tank; the incremental difference in cost between one 15,000 gallon and two 12,000 gallon double-walled tanks and comparable single-walled tanks; the incremental difference in cost between double-walled piping and single-walled piping; and the incremental difference in cost between the concrete paving covering the underground tanks and pipes and the other paving at the facility calculated using the difference in cost per square foot. | 2018-04-30 | 187136 | 100
21178 | T1 | OLDCASTLE MATERIALS TEXAS INC | PORT OF SAN ANTONIO HOT MIX | 601 CARLISLE AVE | SAN ANTONIO | TX | 78222 | BEXAR | CN600317473 | RN109845651 | Bag House dust collection device. | bag house. | 2018-04-30 | 245000 | 100
21179 | T1 | E R CARPENTER LP | E R CARPENTER TEMPLE DIVISION | 2611 N GENERAL BRUCE DR | TEMPLE | TX | 76501 | Bell | CN600125058 | RN100211242 | Cartridge dust collector on cyclone separators' exhaust ports. | The following property is used 100% for pollution control and is installed to meet or exceed federal or state regulations: Cartridge dust collector on cyclone separators' exhaust ports. | 2018-05-16 | 254381 | 100
21180 | T1 | CLAY DEVELOPMENT & CONSTRUCTION INC | KENNEDY GREENS SOUTH BUSINESS PARK | SITE IS AT THE NORTHEAST CORNER OF JFK BLVD. AND LAUDER RD. | HOUSTON | TX | 77039 | Harris | CN602588907 | RN107591919 | STORWATER QUALITY RETENTION PONDS | NOD response not received. | 2018-06-11 | 1849438 | 100
21181 | T1 | RACETRAC PETROLEUM INC | RACETRAC 143 | 2460 LUNA RD | CARROLLTON | TX | 75006 | Dallas | CN600505283 | RN105449656 | Overfill alarms; tank top sumps; automatic tank gauging; automatic line leak detectors; liquid fuel sensors installed between the double walls of tanks and pipes to monitor for leaks; Stage I vapor recovery installed for each tank; the incremental difference in cost between one 20,000 gallon and two 12,000 gallon double-walled tanks and comparable single-walled tanks; the incremental difference in cost between double-walled piping and single-walled piping; and the incremental difference in cost between the concrete paving covering the underground tanks and pipes and the other paving at the facility calculated using the difference in cost per square foot. | The following property is used 100% for pollution control and is installed to meet or exceed federal or state regulations: overfill alarms; tank top sumps; automatic tank gauging; automatic line leak detectors; liquid fuel sensors installed between the double walls of tanks and pipes to monitor for leaks; stage I vapor recovery installed for each tank; the incremental difference in cost between one 15,000 gallon and two 12,000 gallon double-walled tanks and comparable single-walled tanks; the incremental difference in cost between double-walled piping and single-walled piping; and the incremental difference in cost between the concrete paving covering the underground tanks and pipes and the other paving at the facility calculated using the difference in cost per square foot. | 2018-05-02 | 187136 | 100
21182 | T1 | RACETRAC PETROLEUM INC | RACETRAC 231 | 801 W ROYAL LN | IRVING | TX | 75039 | Dallas | CN600505283 | RN105974976 | Overfill alarms; tank top sumps; automatic tank gauging; automatic line leak detectors; liquid fuel sensors installed between the double walls of tanks and pipes to monitor for leaks; Stage I vapor recovery installed for each tank; the incremental difference in cost between one 20,000 gallon and two 12,000 gallon double-walled tanks and comparable single-walled tanks; the incremental difference in cost between double-walled piping and single-walled piping; and the incremental difference in cost between the concrete paving covering the underground tanks and pipes and the other paving at the facility calculated using the difference in cost per square foot. | The following property is used 100% for pollution control and is installed to meet or exceed federal or state regulations: overfill alarms; tank top sumps; automatic tank gauging; automatic line leak detectors; liquid fuel sensors installed between the double walls of tanks and pipes to monitor for leaks; stage I vapor recovery installed for each tank; the incremental difference in cost between one 15,000 gallon and two 12,000 gallon double-walled tanks and comparable single-walled tanks; the incremental difference in cost between double-walled piping and single-walled piping; and the incremental difference in cost between the concrete paving covering the underground tanks and pipes and the other paving at the facility calculated using the difference in cost per square foot. | 2018-05-03 | 187136 | 100
21183 | T1 | RACETRAC PETROLEUM INC | RACETRAC 253 | 620 COIT RD | PLANO | TX | 75075 | Collin | CN600505283 | RN106104961 | overfill alarms; tank top sumps; automatic tank gauging; automatic line leak detectors; liquid fuel sensors installed between the double walls of tanks and pipes to monitor for leaks; Stage I vapor recovery installed for each tank; the incremental difference in cost between one 20,000 gallon and two 12,000 gallon double-walled tanks and comparable single-walled tanks; the incremental difference in cost between double-walled piping and single-walled piping; and the incremental difference in cost between the concrete paving covering the underground tanks and pipes and the other paving at the facility calculated using the difference in cost per square foot. | The following property is used 100% for pollution control and is installed to meet or exceed federal or state regulations: overfill alarms; tank top sumps; automatic tank gauging; automatic line leak detectors; liquid fuel sensors installed between the double walls of tanks and pipes to monitor for leaks; stage I vapor recovery installed for each tank; the incremental difference in cost between one 15,000 gallon and two 12,000 gallon double-walled tanks and comparable single-walled tanks; the incremental difference in cost between double-walled piping and single-walled piping; and the incremental difference in cost between the concrete paving covering the underground tanks and pipes and the other paving at the facility calculated using the difference in cost per square foot. | 2018-04-30 | 187136 | 100
21184 | T1 | RACETRAC PETROLEUM INC | RACETRAC 236 | 840 W STACY RD | ALLEN | TX | 75013 | Collin | CN600505283 | RN106478415 | Overfill alarms; tank top sumps; automatic tank gauging; automatic line leak detectors; liquid fuel sensors installed between the double walls of tanks and pipes to monitor for leaks; Stage I vapor recovery installed for each tank; the incremental difference in cost between one 20,000 gallon and two 12,000 gallon double-walled tanks and comparable single-walled tanks; the incremental difference in cost between double-walled piping and single-walled piping; and the incremental difference in cost between the concrete paving covering the underground tanks and pipes and the other paving at the facility calculated using the difference in cost per square foot. | The following property is used 100% for pollution control and is installed to meet or exceed federal or state regulations: overfill alarms; tank top sumps; automatic tank gauging; automatic line leak detectors; liquid fuel sensors installed between the double walls of tanks and pipes to monitor for leaks; stage I vapor recovery installed for each tank; the incremental difference in cost between one 15,000 gallon and two 12,000 gallon double-walled tanks and comparable single-walled tanks; the incremental difference in cost between double-walled piping and single-walled piping; and the incremental difference in cost between the concrete paving covering the underground tanks and pipes and the other paving at the facility calculated using the difference in cost per square foot. | 2018-04-30 | 187136 | 100
21185 | T1 | RACETRAC PETROLEUM INC | RACETRAC 370 | 4241 INTERNATIONAL PKWY | CARROLLTON |  | 75007 | Denton | CN600505283 | RN106518871 | Overfill alarms; tank top sumps; automatic tank gauging; automatic line leak detectors; liquid fuel sensors installed between the double walls of tanks and pipes to monitor for leaks; Stage I vapor recovery installed for each tank; the incremental difference in cost between one 20,000 gallon and two 12,000 gallon double-walled tanks and comparable single-walled tanks; the incremental difference in cost between double-walled piping and single-walled piping; and the incremental difference in cost between the concrete paving covering the underground tanks and pipes and the other paving at the facility calculated using the difference in cost per square foot. | The following property is used 100% for pollution control and is installed to meet or exceed federal or state regulations: overfill alarms; tank top sumps; automatic tank gauging; automatic line leak detectors; liquid fuel sensors installed between the double walls of tanks and pipes to monitor for leaks; stage I vapor recovery installed for each tank; the incremental difference in cost between one 15,000 gallon and two 12,000 gallon double-walled tanks and comparable single-walled tanks; the incremental difference in cost between double-walled piping and single-walled piping; and the incremental difference in cost between the concrete paving covering the underground tanks and pipes and the other paving at the facility calculated using the difference in cost per square foot. | 2018-04-30 | 187136 | 100
21186 | T1 | RACETRAC PETROLEUM INC | RACEWAY 6900 | 3215 1ST ST | ROSEN | TX | 77471 | Fort Bend | CN600505283 | RN106556400 | Overfill alarms; tank top sumps; automatic tank gauging; automatic line leak detectors; liquid fuel sensors installed between the double walls of tanks and pipes to monitor for leaks; Stage I vapor recovery installed for each tank; the incremental difference in cost between one 20,000 gallon and two 12,000 gallon double-walled tanks and comparable single-walled tanks; the incremental difference in cost between double-walled piping and single-walled piping; and the incremental difference in cost between the concrete paving covering the underground tanks and pipes and the other paving at the facility calculated using the difference in cost per square foot. | The following property is used 100% for pollution control and is installed to meet or exceed federal or state regulations: overfill alarms; tank top sumps; automatic tank gauging; automatic line leak detectors; liquid fuel sensors installed between the double walls of tanks and pipes to monitor for leaks; stage I vapor recovery installed for each tank; the incremental difference in cost between one 15,000 gallon and two 12,000 gallon double-walled tanks and comparable single-walled tanks; the incremental difference in cost between double-walled piping and single-walled piping; and the incremental difference in cost between the concrete paving covering the underground tanks and pipes and the other paving at the facility calculated using the difference in cost per square foot. | 2018-04-30 | 187136 | 100
21187 | T1 | RACETRAC PETROLEUM INC | RACEWAY 6764 | 2219 HIGHWAY 90 | CROSBY |  | 77532 | Harris | CN600505283 | RN102258027 | overfill alarms; tank top sumps; automatic tank gauging; automatic line leak detectors; liquid fuel sensors installed between the double walls of tanks and pipes to monitor for leaks; Stage I vapor recovery installed for each tank; the incremental difference in cost between three 12,000 gallon double-walled tanks and comparable single-walled tanks; the incremental difference in cost between double-walled piping and single-walled piping; and the incremental difference in cost between the concrete paving covering the underground tanks and pipes and the other paving at the facility calculated using the difference in cost per square foot. | The following property is used 100% for pollution control and is installed to meet or exceed federal or state regulations: overfill alarms; tank top sumps; automatic tank gauging; automatic line leak detectors; liquid fuel sensors installed between the double walls of tanks and pipes to monitor for leaks; stage I vapor recovery installed for each tank; the incremental difference in cost between one 15,000 gallon and two 12,000 gallon double-walled tanks and comparable single-walled tanks; the incremental difference in cost between double-walled piping and single-walled piping; and the incremental difference in cost between the concrete paving covering the underground tanks and pipes and the other paving at the facility calculated using the difference in cost per square foot. | 2018-04-30 | 177136 | 100
21188 | T1 | RACETRAC PETROLEUM INC | RACETRAC 484 | 375 E FM 3040 | LEWISVILLE | TX | 75067 | Denton | CN600505283 | RN102249240 | Overfill alarms; tank top sumps; automatic tank gauging; automatic line leak detectors; liquid fuel sensors installed between the double walls of tanks and pipes to monitor for leaks; Stage I vapor recovery installed for each tank; the incremental difference in cost between three 12,000 gallon double-walled tanks and comparable single-walled tanks; the incremental difference in cost between double-walled piping and single-walled piping; and the incremental difference in cost between the concrete paving covering the underground tanks and pipes and the other paving at the facility calculated using the difference in cost per square foot. | The following property is used 100% for pollution control and is installed to meet or exceed federal or state regulations: overfill alarms; tank top sumps; automatic tank gauging; automatic line leak detectors; liquid fuel sensors installed between the double walls of tanks and pipes to monitor for leaks; stage I vapor recovery installed for each tank; the incremental difference in cost between one 15,000 gallon and two 12,000 gallon double-walled tanks and comparable single-walled tanks; the incremental difference in cost between double-walled piping and single-walled piping; and the incremental difference in cost between the concrete paving covering the underground tanks and pipes and the other paving at the facility calculated using the difference in cost per square foot. | 2018-05-03 | 177136 | 100
21189 | T1 | RACETRAC PETROLEUM INC | RACETRAC 650 | 1703 S LOOP 288 | DENTON | TX | 76205 | Denton | CN600505283 | RN102274560 | Overfill alarms; tank top sumps; automatic tank gauging; automatic line leak detectors; liquid fuel sensors installed between the double walls of tanks and pipes to monitor for leaks; Stage I vapor recovery installed for each tank; the incremental difference in cost between one 15,000 gallon and two 12,000 gallon double-walled tanks and comparable single-walled tanks; the incremental difference in cost between double-walled piping and single-walled piping; and the incremental difference in cost between the concrete paving covering the underground tanks and pipes and the other paving at the facility calculated using the difference in cost per square foot. | The following property is used 100% for pollution control and is installed to meet or exceed federal or state regulations: overfill alarms; tank top sumps; automatic tank gauging; automatic line leak detectors; liquid fuel sensors installed between the double walls of tanks and pipes to monitor for leaks; stage I vapor recovery installed for each tank; the incremental difference in cost between one 15,000 gallon and two 12,000 gallon double-walled tanks and comparable single-walled tanks; the incremental difference in cost between double-walled piping and single-walled piping; and the incremental difference in cost between the concrete paving covering the underground tanks and pipes and the other paving at the facility calculated using the difference in cost per square foot. | 2018-04-30 | 187136 | 100
21190 | T1 | RACETRAC PETROLEUM INC | RACETRAC 77 | 4788 N JOSEY LN | CARROLLTON | TX | 75010 | Denton | CN600505283 | RN105862163 | Overfill alarms; tank top sumps; automatic tank gauging; automatic line leak detectors; liquid fuel sensors installed between the double walls of tanks and pipes to monitor for leaks; Stage I vapor recovery installed for each tank; the incremental difference in cost between one 20,000 gallon and two 12,000 gallon double-walled tanks and comparable single-walled tanks; the incremental difference in cost between double-walled piping and single-walled piping; and the incremental difference in cost between the concrete paving covering the underground tanks and pipes and the other paving at the facility calculated using the difference in cost per square foot. | The following property is used 100% for pollution control and is installed to meet or exceed federal or state regulations: overfill alarms; tank top sumps; automatic tank gauging; automatic line leak detectors; liquid fuel sensors installed between the double walls of tanks and pipes to monitor for leaks; stage I vapor recovery installed for each tank; the incremental difference in cost between one 15,000 gallon and two 12,000 gallon double-walled tanks and comparable single-walled tanks; the incremental difference in cost between double-walled piping and single-walled piping; and the incremental difference in cost between the concrete paving covering the underground tanks and pipes and the other paving at the facility calculated using the difference in cost per square foot. | 2018-04-30 | 187132 | 100
21191 | T1 | RACETRAC PETROLEUM INC | RACETRAC 697 | 2434 W BUCKINGHAM RD | GARLAND | TX | 75042 | Dallas | CN600505283 | RN102283421 | Overfill alarms; tank top sumps; automatic tank gauging; automatic line leak detectors; liquid fuel sensors installed between the double walls of tanks and pipes to monitor for leaks; Stage I vapor recovery installed for each tank; the incremental difference in cost between one 15,000 gallon and two 12,000 gallon double-walled tanks and comparable single-walled tanks; the incremental difference in cost between double-walled piping and single-walled piping; and the incremental difference in cost between the concrete paving covering the underground tanks and pipes and the other paving at the facility calculated using the difference in cost per square foot. | The following property is used 100% for pollution control and is installed to meet or exceed federal or state regulations: overfill alarms; tank top sumps; automatic tank gauging; automatic line leak detectors; liquid fuel sensors installed between the double walls of tanks and pipes to monitor for leaks; stage I vapor recovery installed for each tank; the incremental difference in cost between one 15,000 gallon and two 12,000 gallon double-walled tanks and comparable single-walled tanks; the incremental difference in cost between double-walled piping and single-walled piping; and the incremental difference in cost between the concrete paving covering the underground tanks and pipes and the other paving at the facility calculated using the difference in cost per square foot. | 2018-05-02 | 187136 | 100
21192 | T1 | RACETRAC PETROLEUM INC | RACETRAC 177 | 901 BOYD RD | AZLE | TX | 76020 | Tarrant | CN600505283 | RN105473110 | overfill alarms; tank top sumps; automatic tank gauging; automatic line leak detectors; liquid fuel sensors installed between the double walls of tanks and pipes to monitor for leaks; Stage I vapor recovery installed for each tank; the incremental difference in cost between one 20,000 gallon and two 12,000 gallon double-walled tanks and comparable single-walled tanks; the incremental difference in cost between double-walled piping and single-walled piping; and the incremental difference in cost between the concrete paving covering the underground tanks and pipes and the other paving at the facility calculated using the difference in cost per square foot. | The following property is used 100% for pollution control and is installed to meet or exceed federal or state regulations: overfill alarms; tank top sumps; automatic tank gauging; automatic line leak detectors; liquid fuel sensors installed between the double walls of tanks and pipes to monitor for leaks; stage I vapor recovery installed for each tank; the incremental difference in cost between one 15,000 gallon and two 12,000 gallon double-walled tanks and comparable single-walled tanks; the incremental difference in cost between double-walled piping and single-walled piping; and the incremental difference in cost between the concrete paving covering the underground tanks and pipes and the other paving at the facility calculated using the difference in cost per square foot. | 2018-04-30 | 187136 | 100
21193 | T1 | RACETRAC PETROLEUM INC | RACETRAC 789 | 3241 E BROAD ST | MANSFIELD | TX | 76063 | Tarrant | CN600505283 | RN105473102 | Overfill alarms; tank top sumps; automatic tank gauging; automatic line leak detectors; liquid fuel sensors installed between the double walls of tanks and pipes to monitor for leaks; Stage I vapor recovery installed for each tank; the incremental difference in cost between one 20,000 gallon and two 12,000 gallon double-walled tanks and comparable single-walled tanks; the incremental difference in cost between double-walled piping and single-walled piping; and the incremental difference in cost between the concrete paving covering the underground tanks and pipes and the other paving at the facility calculated using the difference in cost per square foot. | The following property is used 100% for pollution control and is installed to meet or exceed federal or state regulations: overfill alarms; tank top sumps; automatic tank gauging; automatic line leak detectors; liquid fuel sensors installed between the double walls of tanks and pipes to monitor for leaks; stage I vapor recovery installed for each tank; the incremental difference in cost between one 15,000 gallon and two 12,000 gallon double-walled tanks and comparable single-walled tanks; the incremental difference in cost between double-walled piping and single-walled piping; and the incremental difference in cost between the concrete paving covering the underground tanks and pipes and the other paving at the facility calculated using the difference in cost per square foot. | 2018-04-30 | 187136 | 100
21194 | T1 | RACETRAC PETROLEUM INC | RACETRAC 198 | 18599 MARSH LN | DALLAS | TX | 75287 | Denton | CN600505283 | RN105674105 | Overfill alarms; tank top sumps; automatic tank gauging; automatic line leak detectors; liquid fuel sensors installed between the double walls of tanks and pipes to monitor for leaks; Stage I vapor recovery installed for each tank; the incremental difference in cost between one 20,000 gallon and two 12,000 gallon double-walled tanks and comparable single-walled tanks; the incremental difference in cost between double-walled piping and single-walled piping; and the incremental difference in cost between the concrete paving covering the underground tanks and pipes and the other paving at the facility calculated using the difference in cost per square foot. | The following property is used 100% for pollution control and is installed to meet or exceed federal or state regulations: overfill alarms; tank top sumps; automatic tank gauging; automatic line leak detectors; liquid fuel sensors installed between the double walls of tanks and pipes to monitor for leaks; stage I vapor recovery installed for each tank; the incremental difference in cost between one 20,000 gallon and two 12,000 gallon double-walled tanks and comparable single-walled tanks; the incremental difference in cost between double-walled piping and single-walled piping; and the incremental difference in cost between the concrete paving covering the underground tanks and pipes and the other paving at the facility calculated using the difference in cost per square foot. | 2018-04-30 | 187132 | 100
21195 | T1 | RACETRAC PETROLEUM INC | RACETRAC 119 | 601 FORT WORTH DR | DENTON | TX | 76201 | Denton | CN600505283 | RN104072897 | Underground Storage Tanks & Associated Environmental and Spill Containment Equipment | The following property is used 100% for pollution control and is installed to meet or exceed federal or state regulations: overfill alarms; tank top sumps; automatic tank gauging; automatic line leak detectors; liquid fuel sensors installed between the double walls of tanks and pipes to monitor for leaks; stage I vapor recovery installed for each tank; the incremental difference in cost between one 20,000 gallon and two 12,000 gallon double-walled tanks and comparable single-walled tanks; the incremental difference in cost between double-walled piping and single-walled piping; and the incremental difference in cost between the concrete paving covering the underground tanks and pipes and the other paving at the facility calculated using the difference in cost per square foot. | 2018-04-30 | 187136 | 100
21196 | T1 | RACETRAC PETROLEUM INC | RACETRAC 375 | 1809 JUSTIN RD | FLOWER MOUND | TX | 75028 | Denton | CN600505283 | RN102270220 | Underground Storage Tanks & Associated Environmental and Spill Containment Equipment | The following property is used 100% for pollution control and is installed to meet or exceed federal or state regulations: overfill alarms; tank top sumps; automatic tank gauging; automatic line leak detectors; liquid fuel sensors installed between the double walls of tanks and pipes to monitor for leaks; stage I vapor recovery installed for each tank; the incremental difference in cost between one 20,000 gallon and two 12,000 gallon double-walled tanks and comparable single-walled tanks; the incremental difference in cost between double-walled piping and single-walled piping; and the incremental difference in cost between the concrete paving covering the underground tanks and pipes and the other paving at the facility calculated using the difference in cost per square foot. | 2018-04-30 | 187137 | 100
21197 | T1 | RACETRAC PETROLEUM INC | RACETRAC 133 | 4740 MAIN ST | FRISCO | TX | 75034 | Collin | CN600505283 | RN106547367 | Underground Storage Tanks & Associated Environmental and Spill Containment Equipment | Overfill alarms; tank top sumps; automatic tank gauging; automatic line leak detectors; liquid fuel sensors installed between the double walls of tanks and pipes to monitor for leaks; Stage I vapor recovery installed for each tank; the incremental difference in cost between one 20,000 gallon and two 12,000 gallon double-walled tanks and comparable single-walled tanks; the incremental difference in cost between double-walled piping and single-walled piping; and the incremental difference in cost between the concrete paving covering the underground tanks and pipes and the other paving at the facility calculated using the difference in cost per square foot. | 2018-05-03 | 187136 | 100
21198 | T1 | RACETRAC PETROLEUM INC | RACETRAC 616 | 520 JUPITER RD | PLANO | TX | 75074 | Collin | CN600505283 | RN102222247 | Underground Storage Tanks & Associated Environmental and Spill Containment Equipment | Overfill alarms; tank top sumps; automatic tank gauging; automatic line leak detectors; liquid fuel sensors installed between the double walls of tanks and pipes to monitor for leaks; Stage I vapor recovery installed for each tank; the incremental difference in cost between one 20,000 gallon and two 12,000 gallon double-walled tanks and comparable single-walled tanks; the incremental difference in cost between double-walled piping and single-walled piping; and the incremental difference in cost between the concrete paving covering the underground tanks and pipes and the other paving at the facility calculated using the difference in cost per square foot. | 2018-04-30 | 187136 | 100
21199 | T1 | RACETRAC PETROLEUM INC | RACETRAC 153 | 7215 CUSTER RD | FRISCO |  | 75035 | Hardeman | CN600505283 | RN106071400 | Overfill alarms; tank top sumps; automatic tank gauging; automatic line leak detectors; liquid fuel sensors installed between the double walls of tanks and pipes to monitor for leaks; Stage I vapor recovery installed for each tank; the incremental difference in cost between one 20,000 gallon and two 12,000 gallon double-walled tanks and comparable single-walled tanks; the incremental difference in cost between double-walled piping and single-walled piping; and the incremental difference in cost between the concrete paving covering the underground tanks and pipes and the other paving at the facility calculated using the difference in cost per square foot. | Overfill alarms; tank top sumps; automatic tank gauging; automatic line leak detectors; liquid fuel sensors installed between the double walls of tanks and pipes to monitor for leaks; Stage I vapor recovery installed for each tank; the incremental difference in cost between one 20,000 gallon and two 12,000 gallon double-walled tanks and comparable single-walled tanks; the incremental difference in cost between double-walled piping and single-walled piping; and the incremental difference in cost between the concrete paving covering the underground tanks and pipes and the other paving at the facility calculated using the difference in cost per square foot. | 2018-05-02 | 187136 | 100
21200 | T1 | RACETRAC PETROLEUM INC | RACETRAC 157 | 2152 VIRGINIA PKWY | MCKINNEY | TX | 75071 | Collin | CN600505283 | RN105683668 | overfill alarms; tank top sumps; automatic tank gauging; automatic line leak detectors; liquid fuel sensors installed between the double walls of tanks and pipes to monitor for leaks; Stage I vapor recovery installed for each tank; the incremental difference in cost between one 20,000 gallon and two 12,000 gallon double-walled tanks and comparable single-walled tanks; the incremental difference in cost between double-walled piping and single-walled piping; and the incremental difference in cost between the concrete paving covering the underground tanks and pipes and the other paving at the facility calculated using the difference in cost per square foot. | overfill alarms; tank top sumps; automatic tank gauging; automatic line leak detectors; liquid fuel sensors installed between the double walls of tanks and pipes to monitor for leaks; Stage I vapor recovery installed for each tank; the incremental difference in cost between one 20,000 gallon and two 12,000 gallon double-walled tanks and comparable single-walled tanks; the incremental difference in cost between double-walled piping and single-walled piping; and the incremental difference in cost between the concrete paving covering the underground tanks and pipes and the other paving at the facility calculated using the difference in cost per square foot. | 2018-05-02 | 187136 | 100
21201 | T1 | RACETRAC PETROLEUM INC | RACETRAC 130 | 1608 S MCDONALD ST | MCKINNEY | TX | 75069 | Collin | CN600505283 | RN104967799 | Overfill alarms; tank top sumps; automatic tank gauging; automatic line leak detectors; liquid fuel sensors installed between the double walls of tanks and pipes to monitor for leaks; Stage I vapor recovery installed for each tank; the incremental difference in cost between one 20,000 gallon and two 12,000 gallon double-walled tanks and comparable single-walled tanks; the incremental difference in cost between double-walled piping and single-walled piping; and the incremental difference in cost between the concrete paving covering the underground tanks and pipes and the other paving at the facility calculated using the difference in cost per square foot. | Overfill alarms; tank top sumps; automatic tank gauging; automatic line leak detectors; liquid fuel sensors installed between the double walls of tanks and pipes to monitor for leaks; Stage I vapor recovery installed for each tank; the incremental difference in cost between one 20,000 gallon and two 12,000 gallon double-walled tanks and comparable single-walled tanks; the incremental difference in cost between double-walled piping and single-walled piping; and the incremental difference in cost between the concrete paving covering the underground tanks and pipes and the other paving at the facility calculated using the difference in cost per square foot. | 2018-05-03 | 198136 | 100
21202 | T1 | MAGELLAN TERMINALS HOLDINGS LP | GALENA PARK TERMINAL | 12901 AMERICAN PETROLEUM RD | GALENA PARK | TX | 77547 | Harris | CN600134639 | RN102180486 | internal floating roofs installed for Tank-372, Tank-521, Tank-522, and Tank-523. | internal floating roofs installed for Tank-372, Tank-521, Tank-522, and Tank-523. | 2018-05-03 | 2876000 | 100
21203 | T1 | ALLSUP PETROLEUM INC | ALLSUPS 172 | 101 N MAIN ST | GRUVER | TX | 79040 | Hansford | CN601099260 | RN102047529 | Overfill alarms, tank top sumps, automatic tank gauging probes and control console monitors, secondary containment monitoring equipment to monitor interstitial space in double-walled tanks or double-walled pipes for leaks, automatic line leak detectors, the incremental difference in cost between one 20,000 gallon and two 12,000 gallon double-walled tanks and comparable single-walled tanks, and the incremental difference in cost between double-walled pipes and single-walled pipes. | The following property is used 100% for pollution control and is installed to meet or exceed federal or state regulations: Overfill alarms, tank top sumps, automatic tank gauging probes and control console monitors, secondary containment monitoring equipment to monitor interstitial space in double-walled tanks or double-walled pipes for leaks, automatic line leak detectors, the incremental difference in cost between two 20,000 gallon and one 12,000 gallon double-walled tanks and comparable single-walled tanks, and the incremental difference in cost between double-walled pipes and single-walled pipes. | 2018-04-30 | 80276.37 | 100
21204 | T1 | ALLSUP PETROLEUM INC | ALLSUPS 205 | 205 W BROADWAY ST | DENVER CITY | TX | 79323 | Yoakum | CN601099260 | RN102046349 | Overfill alarms, tank top sumps, automatic tank gauging probes and control console monitors, secondary containment monitoring equipment to monitor interstitial space in double-walled tanks or double-walled pipes for leaks, automatic line leak detectors, the incremental difference in cost between two 20,000 gallon and one 12,000 gallon double-walled tanks and comparable single-walled tanks, and the incremental difference in cost between double-walled pipes and single-walled pipes. | The following property is used 100% for pollution control and is installed to meet or exceed federal or state regulations: Overfill alarms; tank top sumps; automatic tank gauging probes and control console monitors; secondary containment monitoring equipment to monitor interstitial space in double-walled tanks or double-walled pipes for leaks; automatic line leak detectors; the incremental difference in cost between one 12,000 gallon, one 15,000 gallon, and one 25,000 gallon double-walled tanks and comparable single-walled tanks; and the incremental difference in cost between double-walled pipes and single-walled pipes. | 2018-04-30 | 93785.98 | 100
21205 | T1 | ALLSUP PETROLEUM INC | ALLSUPS 194 | 214 PLAINS HWY | DENVER CITY | TX | 79323 | Yoakum | CN601099260 | RN102045648 | Overfill alarms; tank top sumps; automatic tank gauging probes and control console monitors; secondary containment monitoring equipment to monitor interstitial space in double-walled tanks or double-walled pipes for leaks; automatic line leak detectors; the incremental difference in cost between one 12,000 gallon, one 15,000 gallon, and two 25,000 gallon double-walled tanks and comparable single-walled tanks; and the incremental difference in cost between double-walled pipes and single-walled pipes. | Overfill alarms; tank top sumps; automatic tank gauging probes and control console monitors; secondary containment monitoring equipment to monitor interstitial space in double-walled tanks or double-walled pipes for leaks; automatic line leak detectors; the incremental difference in cost between one 12,000 gallon, one 15,000 gallon, and two 25,000 gallon double-walled tanks and comparable single-walled tanks; and the incremental difference in cost between double-walled pipes and single-walled pipes. | 2018-04-30 | 132019.26 | 100
21206 | T1 | RACETRAC PETROLEUM INC | RACETRAC 630 | 3401 S GARLAND AVE | GARLAND | TX | 75041 | Dallas | CN601099260 | RN100607746 | Overfill alarms; tank top sumps; automatic tank gauging; automatic line leak detectors; liquid fuel sensors installed between the double walls of tanks and pipes to monitor for leaks; Stage I vapor recovery installed for each tank; the incremental difference in cost between three 20,000 gallon double-walled tanks and comparable single-walled tanks; the incremental difference in cost between double-walled piping and single-walled piping; and the incremental difference in cost between the concrete paving covering the underground tanks and pipes and the other paving at the facility calculated using the difference in cost per square foot. | Overfill alarms; tank top sumps; automatic tank gauging; automatic line leak detectors; liquid fuel sensors installed between the double walls of tanks and pipes to monitor for leaks; Stage I vapor recovery installed for each tank; the incremental difference in cost between three 20,000 gallon double-walled tanks and comparable single-walled tanks; the incremental difference in cost between double-walled piping and single-walled piping; and the incremental difference in cost between the concrete paving covering the underground tanks and pipes and the other paving at the facility calculated using the difference in cost per square foot. | 2018-05-03 | 250136 | 100
21207 | T1 | RACETRAC PETROLEUM INC | RACETRAC 393 | 1930 W NORTHWEST HWY | DAL | TX | 75220 | Dallas | CN601099260 | RN102269487 | Overfill alarms; tank top sumps; automatic tank gauging; automatic line leak detectors; liquid fuel sensors installed between the double walls of tanks and pipes to monitor for leaks; Stage I vapor recovery installed for each tank; the incremental difference in cost between three 12,000 gallon double-walled tanks and comparable single-walled tanks; the incremental difference in cost between double-walled piping and single-walled piping; and the incremental difference in cost between the concrete paving covering the underground tanks and pipes and the other paving at the facility calculated using the difference in cost per square foot. | Overfill alarms; tank top sumps; automatic tank gauging; automatic line leak detectors; liquid fuel sensors installed between the double walls of tanks and pipes to monitor for leaks; Stage I vapor recovery installed for each tank; the incremental difference in cost between three 12,000 gallon double-walled tanks and comparable single-walled tanks; the incremental difference in cost between double-walled piping and single-walled piping; and the incremental difference in cost between the concrete paving covering the underground tanks and pipes and the other paving at the facility calculated using the difference in cost per square foot. | 2018-05-03 | 177136 | 100
21208 | T1 | RACETRAC PETROLEUM INC | RACETRAC 2308 | 714 N BELTLINE RD | IRVING | TX | 75038 | Dallas | CN601099260 | RN109696138 | Overfill alarms; tank top sumps; automatic tank gauging; automatic line leak detectors; liquid fuel sensors installed between the double walls of tanks and pipes to monitor for leaks; Stage I vapor recovery installed for each tank; the incremental difference in cost between three 20,000 gallon double-walled tanks and comparable single-walled tanks; the incremental difference in cost between double-walled piping and single-walled piping; and the incremental difference in cost between the concrete paving covering the underground tanks and pipes and the other paving at the facility calculated using the difference in cost per square foot. | Overfill alarms; tank top sumps; automatic tank gauging; automatic line leak detectors; liquid fuel sensors installed between the double walls of tanks and pipes to monitor for leaks; Stage I vapor recovery installed for each tank; the incremental difference in cost between three 20,000 gallon double-walled tanks and comparable single-walled tanks; the incremental difference in cost between double-walled piping and single-walled piping; and the incremental difference in cost between the concrete paving covering the underground tanks and pipes and the other paving at the facility calculated using the difference in cost per square foot. | 2018-05-03 | 250136 | 100
21209 | T1 | RACETRAC PETROLEUM INC | RACETRAC 2435 | 720 E ARAPAHO RD | RICHARDSON | TX | 75081 | Dallas | CN601099260 | RN109647024 | Overfill alarms; tank top sumps; automatic tank gauging; automatic line leak detectors; liquid fuel sensors installed between the double walls of tanks and pipes to monitor for leaks; Stage I vapor recovery installed for each tank; the incremental difference in cost between three 20,000 gallon double-walled tanks and comparable single-walled tanks; the incremental difference in cost between double-walled piping and single-walled piping; and the incremental difference in cost between the concrete paving covering the underground tanks and pipes and the other paving at the facility calculated using the difference in cost per square foot. | Overfill alarms; tank top sumps; automatic tank gauging; automatic line leak detectors; liquid fuel sensors installed between the double walls of tanks and pipes to monitor for leaks; Stage I vapor recovery installed for each tank; the incremental difference in cost between three 20,000 gallon double-walled tanks and comparable single-walled tanks; the incremental difference in cost between double-walled piping and single-walled piping; and the incremental difference in cost between the concrete paving covering the underground tanks and pipes and the other paving at the facility calculated using the difference in cost per square foot. | 2018-05-03 | 250136 | 100
21210 | T1 | RACETRAC PETROLEUM INC | RACETRAC 634 | 519 S COCKRELL HILL RD | DUNCANVILLE | TX | 75116 | Dallas | CN601099260 | RN106518327 | Overfill alarms; tank top sumps; automatic tank gauging; automatic line leak detectors; liquid fuel sensors installed between the double walls of tanks and pipes to monitor for leaks; Stage I vapor recovery installed for each tank; the incremental difference in cost between one 20,000 and two 12,000 gallon double-walled tanks and comparable single-walled tanks; the incremental difference in cost between double-walled piping and single-walled piping; and the incremental difference in cost between the concrete paving covering the underground tanks and pipes and the other paving at the facility calculated using the difference in cost per square foot. | Overfill alarms; tank top sumps; automatic tank gauging; automatic line leak detectors; liquid fuel sensors installed between the double walls of tanks and pipes to monitor for leaks; Stage I vapor recovery installed for each tank; the incremental difference in cost between one 20,000 and two 12,000 gallon double-walled tanks and comparable single-walled tanks; the incremental difference in cost between double-walled piping and single-walled piping; and the incremental difference in cost between the concrete paving covering the underground tanks and pipes and the other paving at the facility calculated using the difference in cost per square foot. | 2018-05-04 | 187136 | 100
21211 | T1 | RACETRAC PETROLEUM INC | RACETRAC 73 | 1525 N BELT LINE RD | GRAND PRAIRIE | TX | 75050 | Dallas | CN601099260 | RN105187306 | overfill alarms; tank top sumps; automatic tank gauging; automatic line leak detectors; liquid fuel sensors installed between the double walls of tanks and pipes to monitor for leaks; Stage I vapor recovery installed for each tank; the incremental difference in cost between one 20,000 and two 12,000 gallon double-walled tanks and comparable single-walled tanks; the incremental difference in cost between double-walled piping and single-walled piping; and the incremental difference in cost between the concrete paving covering the underground tanks and pipes and the other paving at the facility calculated using the difference in cost per square foot. | overfill alarms; tank top sumps; automatic tank gauging; automatic line leak detectors; liquid fuel sensors installed between the double walls of tanks and pipes to monitor for leaks; Stage I vapor recovery installed for each tank; the incremental difference in cost between one 20,000 and two 12,000 gallon double-walled tanks and comparable single-walled tanks; the incremental difference in cost between double-walled piping and single-walled piping; and the incremental difference in cost between the concrete paving covering the underground tanks and pipes and the other paving at the facility calculated using the difference in cost per square foot. | 2018-05-04 | 187136 | 100
21212 | T1 | RACETRAC PETROLEUM INC | RACETRAC 581 | 9110 COIT RD | PLANO | TX | 75025 | Collin | CN601099260 | RN106548357 | Overfill alarms; tank top sumps; automatic tank gauging; automatic line leak detectors; liquid fuel sensors installed between the double walls of tanks and pipes to monitor for leaks; Stage I vapor recovery installed for each tank; the incremental difference in cost between one 20,000 and two 12,000 gallon double-walled tanks and comparable single-walled tanks; the incremental difference in cost between double-walled piping and single-walled piping; and the incremental difference in cost between the concrete paving covering the underground tanks and pipes and the other paving at the facility calculated using the difference in cost per square foot. | Overfill alarms; tank top sumps; automatic tank gauging; automatic line leak detectors; liquid fuel sensors installed between the double walls of tanks and pipes to monitor for leaks; Stage I vapor recovery installed for each tank; the incremental difference in cost between one 20,000 and two 12,000 gallon double-walled tanks and comparable single-walled tanks; the incremental difference in cost between double-walled piping and single-walled piping; and the incremental difference in cost between the concrete paving covering the underground tanks and pipes and the other paving at the facility calculated using the difference in cost per square foot. | 2018-05-04 | 187136 | 100
21213 | T1 | RACETRAC PETROLEUM INC | RACETRAC 210 | 3455 E RENNER RD | RICHARDSON | TX | 75082 | Collin | CN601099260 | RN106518178 | Overfill alarms; tank top sumps; automatic tank gauging; automatic line leak detectors; liquid fuel sensors installed between the double walls of tanks and pipes to monitor for leaks; Stage I vapor recovery installed for each tank; the incremental difference in cost between one 20,000 and two 12,000 gallon double-walled tanks and comparable single-walled tanks; the incremental difference in cost between double-walled piping and single-walled piping; and the incremental difference in cost between the concrete paving covering the underground tanks and pipes and the other paving at the facility calculated using the difference in cost per square foot. | Overfill alarms; tank top sumps; automatic tank gauging; automatic line leak detectors; liquid fuel sensors installed between the double walls of tanks and pipes to monitor for leaks; Stage I vapor recovery installed for each tank; the incremental difference in cost between one 20,000 and two 12,000 gallon double-walled tanks and comparable single-walled tanks; the incremental difference in cost between double-walled piping and single-walled piping; and the incremental difference in cost between the concrete paving covering the underground tanks and pipes and the other paving at the facility calculated using the difference in cost per square foot. | 2018-05-04 | 187136 | 100
21214 | T1 | CLAY DEVELOPMENT & CONSTRUCTION INC | CLAY DEVELOPMENT HOLLISTER BUSINESS PARK | 5425 N SAM HOUSTON PKWY W | HOUSTON | TX | 77086 | Harris | CN602588907 | RN104823109 | STORWATER QUALITY RETENTION PONDS | NOD response not received. | 2018-06-11 | 42616 | 100
21215 | T1 | CLAY DEVELOPMENT & CONSTRUCTION INC | CLAY DEVELOPMENT & CONSTRUCTION HAMMERLY BUSINESS PARK | 1811 BRITTMOORE RD | HOUSTON | TX | 77043 | Harris | CN602588907 | RN105256911 | STORWATER QUALITY RETENTION PONDS | NOD response not received. | 2018-06-11 | 274470 | 100
21216 | T1 | CLAY DEVELOPMENT & CONSTRUCTION INC | CLAY DEVELOPMENT BATTLEGROUND BUSINESS PARK PHASE II | ON THE SE INT OF BATTLEGROUND AND 13TH STREET | DEER PARK | TX | 77536 | Harris | CN602588907 | RN104383211 | STORWATER QUALITY RETENTION PONDS | NOD response not received. | 2018-06-11 | 194656 | 100
21217 | T1 | CLAY DEVELOPMENT & CONSTRUCTION INC | CLAY DEVELOPMENT & CONSTRUCTION UNDERWOOD BUSINESS PARK | ON W OF OLD UNDERWOOD BTWN 12TH AND 13TH ST | LA PORT | TX | 77536 | Harris | CN602588907 | RN104722376 | STORWATER QUALITY RETENTION PONDS | NOD response not received. | 2018-06-11 | 173932 | 100
21218 | T1 | CLAY DEVELOPMENT & CONSTRUCTION INC | CLAY DEVELOPMENT 288 BUSINESS PARK | 3710 S SAM HOUSTON PKWY E | HOUSTON | TX | 77047 | Harris | CN602588907 | RN104847611 | STORWATER QUALITY RETENTION PONDS | NOD response not received. | 2018-06-11 | 255289 | 100
21219 | T1 | CLAY DEVELOPMENT & CONSTRUCTION INC | CLAY DEVELOPMENT THOMAS ROAD BUSINESS PARK | ON NW CORNER OF THOMAS RD AND TANNER RD | HOUSTON | TX | 77041 | Harris | CN602588907 | RN105032544 | STORWATER QUALITY RETENTION PONDS | NOD response not received. | 2018-06-11 | 103297 | 100
21220 | T1 | CLAY DEVELOPMENT & CONSTRUCTION INC | CUTTEN ROAD BUSINESS PARK | 12300 CUTTEN RD | HOUSTON | TX | 77066 | Harris | CN602588907 | RN105666689 | STORWATER QUALITY RETENTION PONDS | NOD response not received. | 2018-06-11 | 266461 | 100
21221 | T1 | CLAY DEVELOPMENT & CONSTRUCTION INC | ENERGY COMMERCE BUSINESS PARK | THE 45.0060 ACRE TRACT OF LAND IS LOCATED APPROXIMATELY 548.85 FT. SOUTH OF THE INTERSECTION OF EAST SAM HOUSTON PARKWAY SOUTH AND WEST 13TH STREET IN HARRIS COUNTY, TEXAS. | PASADENA | TX | 77505 | Harris | CN602588907 | RN107705360 | STORWATER QUALITY RETENTION PONDS | NOD response not received. | 2018-06-11 | 393138 | 100
21222 | T1 | CLAY DEVELOPMENT & CONSTRUCTION INC | DEERWOOD BUSINESS PARK | THE PRPOERTY IS LOCATED ON THE SOUTHEAST CORNER OF THE INTERSECTION OF HIGWAY 225 AND BOGGY BAYOU. | DEER PARK | TX | 77503 | Harris | CN602588907 | RN105602940 | STORWATER QUALITY RETENTION PONDS | NOD response not received. | 2018-06-11 | 1523560 | 100
21223 | T1 | RACETRAC PETROLEUM INC | RACETRAC 340 | 5588 S LAKE FOREST DR | MCKINNEY | TX | 75070 | Collin | CN601099260 | RN106037906 | Underground Storage Tanks & Associated Environmental and Spill Containment Equipment | Overfill alarms; tank top sumps; automatic tank gauging; automatic line leak detectors; liquid fuel sensors installed between the double walls of tanks and pipes to monitor for leaks; Stage I vapor recovery installed for each tank; the incremental difference in cost between one 20,000 and two 12,000 gallon double-walled tanks and comparable single-walled tanks; the incremental difference in cost between double-walled piping and single-walled piping; and the incremental difference in cost between the concrete paving covering the underground tanks and pipes and the other paving at the facility calculated using the difference in cost per square foot. | 2018-05-04 | 187136 | 100
21224 | T1 | RACETRAC PETROLEUM INC | RACETRAC 609 | 4510 TRINITY MILLS RD | DALLAS | TX | 75287 | Collin | CN601099260 | RN102281706 | Underground Storage Tanks & Associated Environmental and Spill Containment Equipment | Overfill alarms; tank top sumps; automatic tank gauging; automatic line leak detectors; liquid fuel sensors installed between the double walls of tanks and pipes to monitor for leaks; Stage I vapor recovery installed for each tank; the incremental difference in cost between one 15,000 and two 12,000 gallon double-walled tanks and comparable single-walled tanks; the incremental difference in cost between double-walled piping and single-walled piping; and the incremental difference in cost between the concrete paving covering the underground tanks and pipes and the other paving at the facility calculated using the difference in cost per square foot. | 2018-05-07 | 187136 | 100
21225 | T1 | RACETRAC PETROLEUM INC | RACETRAC 2386 | 3425 LEGACY DR | FRISCO | TX | 75034 | Denton | CN601099260 | RN108210394 | Underground Storage Tanks & Associated Environmental and Spill Containment Equipment | Overfill alarms; tank top sumps; automatic tank gauging; automatic line leak detectors; liquid fuel sensors installed between the double walls of tanks and pipes to monitor for leaks; Stage I vapor recovery installed for each tank; the incremental difference in cost between three 20,000 gallon double-walled tanks and comparable single-walled tanks; the incremental difference in cost between double-walled piping and single-walled piping; and the incremental difference in cost between the concrete paving covering the underground tanks and pipes and the other paving at the facility calculated using the difference in cost per square foot. | 2018-05-07 | 250136 | 100
21226 | T1 | RACETRAC PETROLEUM INC | RACETRAC 612 | 2676 ELDORADO PKWY | FRISCO | TX | 75033 | Collin | CN601099260 | RN106493935 | Underground Storage Tanks & Associated Environmental and Spill Containment Equipment | The following property is used 100% for pollution control and is installed to meet or exceed federal or state regulations: Overfill alarms; tank top sumps; automatic tank gauging; automatic line leak detectors; liquid fuel sensors installed between the double walls of tanks and pipes to monitor for leaks; Stage I vapor recovery installed for each tank; the incremental difference in cost between one 20,000 and two 12,000 gallon double-walled tanks and comparable single-walled tanks; the incremental difference in cost between double-walled piping and single-walled piping; and the incremental difference in cost between the concrete paving covering the underground tanks and pipes and the other paving at the facility calculated using the difference in cost per square foot. | 2018-05-21 | 187136 | 100
21227 | T1 | HENSLEY INDUSTRIES INC | HENSLEY INDUSTRIES | 2108 JOE FIELD RD | DALLAS | TX | 75229 | Dallas | CN600396493 | RN100689934 | Ductwork for new finishing | The following property is used 100% for pollution control and is installed to meet or exceed federal or state regulations: containment pad for A Dock consisting of reinforced concrete, dikes and curbing. | 2018-06-06 | 200000 | 100
21228 | T1 | HENSLEY INDUSTRIES INC | HENSLEY INDUSTRIES | 2108 JOE FIELD RD | DALLAS | TX | 75229 | Dallas | CN600396493 | RN100689934 | CORE WASH PAINT BOOTH | Paint booth consisting of three sides of metal, a fan, stack, and filters and approximately 69.3 square feet of land that contains the paint booth. | 2018-06-06 | 29944 | 100
21229 | T1 | RACETRAC PETROLEUM INC | RACETRAC 93 | 379 E BETHANY DR | ALLEN |  | 75002 | Collin | CN601099260 | RN105888754 | Underground Storage Tanks & Associated Environmental and Spill Containment Equipment | Overfill alarms; tank top sumps; automatic tank gauging; automatic line leak detectors; liquid fuel sensors installed between the double walls of tanks and pipes to monitor for leaks; Stage I vapor recovery installed for each tank; the incremental difference in cost between one 20,000 and two 12,000 gallon double-walled tanks and comparable single-walled tanks; the incremental difference in cost between double-walled piping and single-walled piping; and the incremental difference in cost between the concrete paving covering the underground tanks and pipes and the other paving at the facility calculated using the difference in cost per square foot. | 2018-05-08 | 187136 | 100
21230 | T1 | RACETRAC PETROLEUM INC | RACETRAC 99 | 1100 W PARK BLVD | PLANO | TX | 75075 | Collin | CN601099260 | RN101555829 | Underground Storage Tanks & Associated Environmental and Spill Containment Equipment | Overfill alarms; tank top sumps; automatic tank gauging; automatic line leak detectors; liquid fuel sensors installed between the double walls of tanks and pipes to monitor for leaks; Stage I vapor recovery installed for each tank; the incremental difference in cost between one 20,000 and two 12,000 gallon double-walled tanks and comparable single-walled tanks; the incremental difference in cost between double-walled piping and single-walled piping; and the incremental difference in cost between the concrete paving covering the underground tanks and pipes and the other paving at the facility calculated using the difference in cost per square foot. | 2018-05-08 | 187136 | 100
21231 | T1 | GCC PERMIAN LLC | ODESSA CEMENT PLANT | 16501 W MURPHY ST | ODESSA | TX | 79763 | Ector | CN605260686 | RN100213305 | K1 Main Baghouse | K1 Main Baghouse | 2018-05-10 | 7621838 | 100
21232 | T1 | JEFFERSON RAILPORT TERMINAL I TEXAS LLC | PORT OF BEAUMONT PETROLEUM JEFFERSON PROCESSING | THE PORT OF BEAUMONT IN ORANGE COUNTY TEXAS ON THE EAST BANK OF THE SABINE NECHES WATERWAY APPROX 1 MI SOUTH OF THE INTX OF OLD US HIGHWAY 90W AND IH 10 NEAR ROSE CITY TX AND ACROSS THE NECHES RIVER FROM THE CITY OF BEAUMONT | BEAUMONT | TX | 77630 | Orange | CN604653774 | RN106402894 | Combustion Upgrades to Firewater pumps & Hot Oil Heater | NOD response not received. | 2018-07-03 | 111540 | 100
21233 | T1 | JEFFERSON RAILPORT TERMINAL I TEXAS LLC | PORT OF BEAUMONT PETROLEUM JEFFERSON PROCESSING | THE PORT OF BEAUMONT IN ORANGE COUNTY TEXAS ON THE EAST BANK OF THE SABINE NECHES WATERWAY APPROX 1 MI SOUTH OF THE INTX OF OLD US HIGHWAY 90W AND IH 10 NEAR ROSE CITY TX AND ACROSS THE NECHES RIVER FROM THE CITY OF BEAUMONT | BEAUMONT | TX | 77630 | Orange | CN604653774 | RN106402894 | Spill Prevention & Containment Upgrades | The following property is used 100% for pollution control and is installed to meet or exceed federal or state regulations: Spill prevention and containment upgrades consisting of rail rack railcar level control system used to shutdown loading prior to overfilling and spilling product; ethanol tanks level gauging system; rail rack thermal expansion loops; the incremental difference in cost between double-walled fire pump diesel tanks #1 and #2 and comparable single-walled tanks; concrete containment around the fire pump diesel tanks and manifolds; three tank farm earthen berms; outer road earthen berm; and two rail rack concrete containment trench systems and two erosion control systems consisting of grass, rock, and silt fences. | 2018-10-16 | 5293000 | 100
21234 | T1 | JEFFERSON RAILPORT TERMINAL I TEXAS LLC | PORT OF BEAUMONT PETROLEUM JEFFERSON PROCESSING | THE PORT OF BEAUMONT IN ORANGE COUNTY TEXAS ON THE EAST BANK OF THE SABINE NECHES WATERWAY APPROX 1 MI SOUTH OF THE INTX OF OLD US HIGHWAY 90W AND IH 10 NEAR ROSE CITY TX AND ACROSS THE NECHES RIVER FROM THE CITY OF BEAUMONT | BEAUMONT | TX | 77630 | Orange | CN604653774 | RN106402894 | Loading rack upgrades consisting of two manifold LEL detector systems, two rail rack LEL Detector systems, seven rail rack flame arrestors, rail rack quick connect hose fittings, rail car vapor hoses, two vapor combustor systems with associated equipment for truck and rail racks. Storage tank upgrades consisting of internal floating roofs with secondary seals and roof landing vent lines on Tanks 2002, 2209, 2210, 2211, 2212, 2300, and 2301. | The following property is used 100% for pollution control and is installed to meet or exceed federal or state regulations: Loading rack upgrades consisting of two manifold LEL detector systems, two rail rack LEL Detector systems, seven rail rack flame arrestors, rail rack quick connect hose fittings, rail car vapor hoses, two vapor combustor systems with associated equipment for truck and rail racks. Storage tank upgrades consisting of internal floating roofs with secondary seals and roof landing vent lines on Tanks 2002, 2209, 2210, 2211, 2212, 2300, and 2301. | 2018-09-24 | 5715396 | 100
21235 | T1 | THE LANE CONSTRUCTION CORPORATION | BRIDGEPORT HMAC PLANT |  | CHICO | TX | 76431 | Wise | CN600531628 | RN107996126 | The Roto-Aire 318P baghouse. | NOD response not received. | 2018-06-11 | 86265 | 100
21236 | T1 | LONE STAR DAIRY PRODUCTS LLC | CANYON MILK PLANT | 401 HIGHWAY 60 | CANYON | TX | 79015 | Randall | CN605163849 | RN107486771 | Wastewater treatment | No officially submitted reply to ANOD as of 10/30/2018 | 2018-06-18 | 3986500 | 100
21237 | T1 | THE LANE CONSTRUCTION CORPORATION | DENTON ASPHALT PLANT | 6821 N I 35 | DENTON | TX | 76207 | Denton | CN600531628 | RN110040516 | The Almix 75 KRA baghouse. | NOD response not received. | 2018-06-12 | 280080 | 100
21238 | T1 | VALERUS FIELD SOLUTIONS LP | SEALY FACILITY | 5000 IH 10 W FRONTAGE RD BLDG 7 | SEALY | TX | 77474 | Austin | CN604517730 | RN109329417 | Paint boothes and equipment | NOD response not received. | 2018-06-08 | 884004 | 100
21239 | T1 | LONESTAR PROSPECTS LTD | WEST TEXAS SAND PLANT | FROM THE INTERSECTION OF HIGHWAY 18 AND HIGHWAY 302 IN KERMIT DRIVE SOUTHEAST ON HIGHWAY 18 APPROXIMATELY 10.0 MI TO CR 404 AND THEN APPROXIMATELY 12.0 MI EAST NORTHEAST ON CR 404 TO FACILITY ON LEFT | KERMIT | TX | 79745 | Winkler | CN603845371 | RN109801746 | Dryer 1 Baghouse Stack, Dryer 2 Baghouse Stack & Dryer 3 Backhouse Stack. 200 Conveyor | NOD response not received. | 2018-06-11 | 4036218 | 100
21240 | T1 | LONESTAR PROSPECTS LTD | VISTA SAND KERMIT TEXAS FACILITY | 10422 CR 404 | KERMIT | TX | 79745 | Winkler | CN603845371 | RN109891374 | Water runoff control and recycling | NOD response not received. | 2018-06-11 | 6917188 | 100
21241 | T1 | LAUREN CONCRETE INC | LAUREN CONCRETE | 1920 N STATE HIGHWAY 16 | LLANO | TX | 78643 | Llano | CN605061001 | RN110387321 | Donaldson Torit dust collector baghouse | The following property is used 100% for pollution control and is installed to meet or exceed federal or state regulations: Donaldson Torit dust collector baghouse | 2018-08-03 | 65185 | 100
21242 | T1 | LAUREN CONCRETE INC | LAUREN CONCRETE | 6975 N US 281 | BURNET | TX | 78611 | Burnet | CN605061001 | RN110387339 | Donaldson Torit dust collector baghouse | The following property is used 100% for pollution control and is installed to meet or exceed federal or state regulations: Donaldson Torit dust collector baghouse | 2018-08-06 | 67338 | 100
21243 | T1 | LAUREN CONCRETE INC | LAUREN CONCRETE INC | 1550 COUNTY ROAD 165 | CALDWELL | TX | 77836 | Burleson | CN605061001 | RN110387347 | Donaldson Torit dust collector baghouse | The following property is used 100% for pollution control and is installed to meet or exceed federal or state regulations: Donaldson Torit dust collector baghouse | 2018-08-06 | 66723 | 100
21244 | T1 | LAUREN CONCRETE INC | LAUREN CONCRETE INC | MASON PLANT 20 | 1451 LANDFILL ROAD | TX | 76856 | Mason | CN605061001 | RN103138731 | Donaldson Torit dust collector baghouse | The following property is used 100% for pollution control and is installed to meet or exceed federal or state regulations: Donaldson Torit dust collector baghouse | 2018-08-06 | 69780 | 100
21245 | T1 | INTERAMERICAN FOODS CORPORATION | INTERAMERICAN FOODS | 1929 SPARKS DR | CLEBURNE | TX | 76033 | Johnson | CN604745059 | RN109875096 | Storm water run off and water recycling equipment | NOD response not received. | 2018-06-13 | 2600000 | 100
21246 | T3 | BLANCHARD REFINING COMPANY LLC | BLANCHARD REFINING | 2401 5TH AVE S | TEXAS CITY | TX | 77590 | GALVESTON | CN604166868 | RN102535077 | Infrastructure used to support the Thermal Desorption Unit (TDU) consisting of the storage tanks, a centrifuge and all ancillary equipment including the foundation the TDU is located on, piping to convey material to and from the TDU, and utilities necessary for the operation of the TDU. This use determination does not apply to the TDU itself. | The following property is used 90.0% for pollution control and is installed to meet or exceed federal or state regulations: Infrastructure used to support the Thermal Desorption Unit (TDU) consisting of the storage tanks, a centrifuge and all ancillary equipment including the foundation the TDU is located on, piping to convey material to and from the TDU, and utilities necessary for the operation of the TDU. This use determination does not apply to the TDU itself. | 2018-09-05 | 7450000 | 90
21247 | T1 | QUIKTRIP CORPORATION | QUIKTRIP STORE 891 | 19020 PRESTON RD | DALLAS | TX | 75252 | DALLAS | CN600241673 | RN106797277 | Gas station | The following property is used 100% for pollution control and is installed to meet or exceed federal or state regulations: Tight fill fittings; spill containers, under dispenser sumps; automatic tank gauging; automatic line leak detectors; liquid fuel sensors installed between the double walls of tanks and pipes to monitor for leaks; the incremental difference in cost between four double-walled tanks and comparable single-walled tanks; and the incremental difference in cost between the concrete paving covering the underground tanks and pipes and the other paving at the facility calculated using the difference in cost per square foot. | 2018-10-30 | 177336 | 100
21248 | T1 | QUIKTRIP CORPORATION | QUIKTRIP 957 | 12345 SOUTH FWY | BURLESON | TX | 76028 | TARRANT | CN600241673 | RN106549082 | Gas station | The following property is used 100% for pollution control and is installed to meet or exceed federal or state regulations: Tight fill fittings; under dispenser sumps; automatic tank gauging; automatic line leak detectors; liquid fuel sensors installed between the double walls of tanks and pipes to monitor for leaks; the incremental difference in cost between four double-walled tanks and comparable single-walled tanks; and the incremental difference in cost between the concrete paving covering the underground tanks and pipes and the other paving at the facility calculated using the difference in cost per square foot. | 2018-10-30 | 147068 | 100
21249 | T1 | QUIKTRIP CORPORATION | QUIK TRIP 983 | 1400 JOE RAMSEY BLVD | GREENVILLE | TX | 75402 | HUNT | CN600241673 | RN106692320 | Tight fill fittings; spill containers, under dispenser sumps; automatic tank gauging; automatic line leak detectors; liquid fuel sensors installed between the double walls of tanks and pipes to monitor for leaks; the incremental difference in cost between eight double-walled tanks and comparable single-walled tanks; and the incremental difference in cost between the concrete paving covering the underground tanks and pipes and the other paving at the facility calculated using the difference in cost per square foot. | The following property is used 100% for pollution control and is installed to meet or exceed federal or state regulations: Tight fill fittings; spill containers, under dispenser sumps; automatic tank gauging; automatic line leak detectors; liquid fuel sensors installed between the double walls of tanks and pipes to monitor for leaks; the incremental difference in cost between eight double-walled tanks and comparable single-walled tanks; and the incremental difference in cost between the concrete paving covering the underground tanks and pipes and the other paving at the facility calculated using the difference in cost per square foot. | 2018-10-09 | 369950 | 100
21250 | T1 | QUIKTRIP CORPORATION | QUIKTRIP 915 | 5530 EL DORADO PKWY | FRISCO | TX | 75034 | COLLIN | CN600241673 | RN106607534 | Tight fill fittings; spill containers, under dispenser sumps; automatic tank gauging; automatic line leak detectors; liquid fuel sensors installed between the double walls of tanks and pipes to monitor for leaks; the incremental difference in cost between four double-walled tanks and comparable single-walled tanks; and the incremental difference in cost between the concrete paving covering the underground tanks and pipes and the other paving at the facility calculated using the difference in cost per square foot. | The following property is used 100% for pollution control and is installed to meet or exceed federal or state regulations: Tight fill fittings; spill containers, under dispenser sumps; automatic tank gauging; automatic line leak detectors; liquid fuel sensors installed between the double walls of tanks and pipes to monitor for leaks; the incremental difference in cost between four double-walled tanks and comparable single-walled tanks; and the incremental difference in cost between the concrete paving covering the underground tanks and pipes and the other paving at the facility calculated using the difference in cost per square foot. | 2018-10-09 | 131874 | 100
21251 | T1 | QUIKTRIP CORPORATION | QUIKTRIP 970 | 5909 W DAVIS ST | DALLAS | TX | 75211 | DALLAS | CN600241673 | RN106737638 | Tight fill fittings; automatic leak detectors; automatic tank gauging; liquid fuel sensors installed between the double walls of tanks and pipes to monitor for leaks; spill containers; under dispenser sumps; the incremental difference in cost between eight double-walled tanks and comparable single-walled tanks; and the incremental difference in cost between the concrete paving covering the underground tanks and pipes and the other paving at the facility calculated using the difference in cost per square foot. | The following property is used 100% for pollution control and is installed to meet or exceed federal or state regulations: Tight fill fittings; automatic leak detectors; automatic tank gauging; liquid fuel sensors installed between the double walls of tanks and pipes to monitor for leaks; spill containers; under dispenser sumps; the incremental difference in cost between eight double-walled tanks and comparable single-walled tanks; and the incremental difference in cost between the concrete paving covering the underground tanks and pipes and the other paving at the facility calculated using the difference in cost per square foot. | 2018-10-11 | 336763 | 100
21252 | T1 | QUIKTRIP CORPORATION | QUIKTRIP 869 | 700 S INDUSTRIAL BLVD | EULESS | TX | 76040 | TARRANT | CN600241673 | RN104860192 | Tight fill fittings; automatic leak detectors; automatic tank gauging; liquid fuel sensors installed between the double walls of tanks and pipes to monitor for leaks; spill containers; under dispenser sumps; the incremental difference in cost between three double-walled tanks and comparable single-walled tanks; and the incremental difference in cost between the concrete paving covering the underground tanks and pipes and the other paving at the facility calculated using the difference in cost per square foot. | The following property is used 100% for pollution control and is installed to meet or exceed federal or state regulations: Tight fill fittings; automatic leak detectors; automatic tank gauging; liquid fuel sensors installed between the double walls of tanks and pipes to monitor for leaks; spill containers; under dispenser sumps; the incremental difference in cost between three double-walled tanks and comparable single-walled tanks; and the incremental difference in cost between the concrete paving covering the underground tanks and pipes and the other paving at the facility calculated using the difference in cost per square foot. | 2018-10-11 | 120327 | 100
21253 | T1 | QUIKTRIP CORPORATION | QUIKTRIP 863 | 2201 CENTRAL DR | BEDFORD | TX | 76021 | TARRANT | CN600241673 | RN104892641 | Tight fill fittings; automatic leak detectors; automatic tank gauging; liquid fuel sensors installed between the double walls of tanks and pipes to monitor for leaks; spill containers; under dispenser sumps; the incremental difference in cost between five double-walled tanks and comparable single-walled tanks; and the incremental difference in cost between the concrete paving covering the underground tanks and pipes and the other paving at the facility calculated using the difference in cost per square foot. | The following property is used 100% for pollution control and is installed to meet or exceed federal or state regulations: Tight fill fittings; automatic leak detectors; automatic tank gauging; liquid fuel sensors installed between the double walls of tanks and pipes to monitor for leaks; spill containers; under dispenser sumps; the incremental difference in cost between five double-walled tanks and comparable single-walled tanks; and the incremental difference in cost between the concrete paving covering the underground tanks and pipes and the other paving at the facility calculated using the difference in cost per square foot. | 2018-10-11 | 130724 | 100
21254 | T1 | QUIKTRIP CORPORATION | QUIKTRIP 850 | 4200 S BOWEN RD | ARLINGTON | TX | 76016 | TARRANT | CN600241673 | RN104964960 | Tight fill fittings; automatic leak detectors; automatic tank gauging; liquid fuel sensors installed between the double walls of tanks and pipes to monitor for leaks; spill containers; under dispenser sumps; the incremental difference in cost between four double-walled tanks and comparable single-walled tanks; and the incremental difference in cost between the concrete paving covering the underground tanks and pipes and the other paving at the facility calculated using the difference in cost per square foot. | The following property is used 100% for pollution control and is installed to meet or exceed federal or state regulations: Tight fill fittings; automatic leak detectors; automatic tank gauging; liquid fuel sensors installed between the double walls of tanks and pipes to monitor for leaks; spill containers; under dispenser sumps; the incremental difference in cost between four double-walled tanks and comparable single-walled tanks; and the incremental difference in cost between the concrete paving covering the underground tanks and pipes and the other paving at the facility calculated using the difference in cost per square foot. | 2018-10-11 | 260146 | 100
21255 | T1 | QUIKTRIP CORPORATION | QUIKTRIP 827 | 1701 S STATE HWY 121 BUS | LEWISVILLE | TX | 75067 | DENTON | CN600241673 | RN100521327 | Tight fill fittings; automatic leak detectors; automatic tank gauging; spill containers; the incremental difference in cost between two double-walled tanks and comparable single-walled tanks; and the incremental difference in cost between the concrete paving covering the underground tanks and pipes and the other paving at the facility calculated using the difference in cost per square foot | The following property is used 100% for pollution control and is installed to meet or exceed federal or state regulations: Tight fill fittings; automatic leak detectors; automatic tank gauging; spill containers; the incremental difference in cost between two double-walled tanks and comparable single-walled tanks; and the incremental difference in cost between the concrete paving covering the underground tanks and pipes and the other paving at the facility calculated using the difference in cost per square foot. | 2018-10-09 | 319768 | 100
21256 | T1 | QUIKTRIP CORPORATION | QUIKTRIP 881 | 2800 ALTA MERE DR | FORT WORTH | TX | 76116 | TARRANT | CN600241673 | RN100648302 | Tight fill fittings; automatic leak detectors; automatic tank gauging; liquid fuel sensors installed between the double walls of tanks and pipes to monitor for leaks; under dispenser sumps; the incremental difference in cost between four double-walled tanks and comparable single-walled tanks; and the incremental difference in cost between the concrete paving covering the underground tanks and pipes and the other paving at the facility calculated using the difference in cost per square foot. | The following property is used 100% for pollution control and is installed to meet or exceed federal or state regulations: Tight fill fittings; automatic leak detectors; automatic tank gauging; liquid fuel sensors installed between the double walls of tanks and pipes to monitor for leaks; under dispenser sumps; the incremental difference in cost between four double-walled tanks and comparable single-walled tanks; and the incremental difference in cost between the concrete paving covering the underground tanks and pipes and the other paving at the facility calculated using the difference in cost per square foot. | 2018-10-09 | 200748 | 100
21257 | T1 | QUIKTRIP CORPORATION | QUIKTRIP 900 | 9500 FOREST LN | DALLAS | TX | 75243 | DALLAS | CN600241673 | RN106366388 | Tight fill fittings; spill containers, under dispenser sumps; automatic tank gauging; automatic line leak detectors; liquid fuel sensors installed between the double walls of tanks and pipes to monitor for leaks; the incremental difference in cost between four double-walled tanks and comparable single-walled tanks; and the incremental difference in cost between the concrete paving covering the underground tanks and pipes and the other paving at the facility calculated using the difference in cost per square foot. | The following property is used 100% for pollution control and is installed to meet or exceed federal or state regulations: Tight fill fittings; spill containers, under dispenser sumps; automatic tank gauging; automatic line leak detectors; liquid fuel sensors installed between the double walls of tanks and pipes to monitor for leaks; the incremental difference in cost between four double-walled tanks and comparable single-walled tanks; and the incremental difference in cost between the concrete paving covering the underground tanks and pipes and the other paving at the facility calculated using the difference in cost per square foot. | 2018-10-09 | 135155 | 100
21258 | T1 | QUIKTRIP CORPORATION | QUIKTRIP 920 | 2181 FM 423 | LITTLE ELM | TX | 75068 | DENTON | CN600241673 | RN106394463 | Tight fill fittings; spill containers, under dispenser sumps; automatic tank gauging; automatic line leak detectors; liquid fuel sensors installed between the double walls of tanks and pipes to monitor for leaks; the incremental difference in cost between four double-walled tanks and comparable single-walled tanks; and the incremental difference in cost between the concrete paving covering the underground tanks and pipes and the other paving at the facility calculated using the difference in cost per square foot. | The following property is used 100% for pollution control and is installed to meet or exceed federal or state regulations: Tight fill fittings; spill containers, under dispenser sumps; automatic tank gauging; automatic line leak detectors; liquid fuel sensors installed between the double walls of tanks and pipes to monitor for leaks; the incremental difference in cost between four double-walled tanks and comparable single-walled tanks; and the incremental difference in cost between the concrete paving covering the underground tanks and pipes and the other paving at the facility calculated using the difference in cost per square foot. | 2018-10-09 | 141212 | 100
21259 | T1 | QUIKTRIP CORPORATION | QUIKTRIP 974 | 1235 E BELT LINE RD | DESOTO | TX | 75115 | DALLAS | CN600241673 | RN106397466 | Tight fill fittings; spill containers, under dispenser sumps; automatic tank gauging; automatic line leak detectors; liquid fuel sensors installed between the double walls of tanks and pipes to monitor for leaks; the incremental difference in cost between four double-walled tanks and comparable single-walled tanks; and the incremental difference in cost between the concrete paving covering the underground tanks and pipes and the other paving at the facility calculated using the difference in cost per square foot. | The following property is used 100% for pollution control and is installed to meet or exceed federal or state regulations: Tight fill fittings; spill containers, under dispenser sumps; automatic tank gauging; automatic line leak detectors; liquid fuel sensors installed between the double walls of tanks and pipes to monitor for leaks; the incremental difference in cost between four double-walled tanks and comparable single-walled tanks; and the incremental difference in cost between the concrete paving covering the underground tanks and pipes and the other paving at the facility calculated using the difference in cost per square foot. | 2018-10-09 | 143021 | 100
21260 | T1 | QUIKTRIP CORPORATION | QUIKTRIP 923 | 8414 S HAMPTON RD | DALLAS | TX | 75232 | DALLAS | CN600241673 | RN106422934 | Tight fill fittings; spill containers, under dispenser sumps; automatic tank gauging; automatic line leak detectors; liquid fuel sensors installed between the double walls of tanks and pipes to monitor for leaks; the incremental difference in cost between four double-walled tanks and comparable single-walled tanks; and the incremental difference in cost between the concrete paving covering the underground tanks and pipes and the other paving at the facility calculated using the difference in cost per square foot. | The following property is used 100% for pollution control and is installed to meet or exceed federal or state regulations: Tight fill fittings; spill containers, under dispenser sumps; automatic tank gauging; automatic line leak detectors; liquid fuel sensors installed between the double walls of tanks and pipes to monitor for leaks; the incremental difference in cost between four double-walled tanks and comparable single-walled tanks; and the incremental difference in cost between the concrete paving covering the underground tanks and pipes and the other paving at the facility calculated using the difference in cost per square foot. | 2018-10-09 | 134305 | 100
21261 | T1 | QUIKTRIP CORPORATION | QUIKTRIP 979 | 10101 ROYAL LN | DALLAS | TX | 75238 | DALLAS | CN600241673 | RN106445398 | Tight fill fittings; spill containers, under dispenser sumps; automatic tank gauging; automatic line leak detectors; liquid fuel sensors installed between the double walls of tanks and pipes to monitor for leaks; the incremental difference in cost between four double-walled tanks and comparable single-walled tanks; and the incremental difference in cost between the concrete paving covering the underground tanks and pipes and the other paving at the facility calculated using the difference in cost per square foot. | The following property is used 100% for pollution control and is installed to meet or exceed federal or state regulations: Tight fill fittings; spill containers, under dispenser sumps; automatic tank gauging; automatic line leak detectors; liquid fuel sensors installed between the double walls of tanks and pipes to monitor for leaks; the incremental difference in cost between four double-walled tanks and comparable single-walled tanks; and the incremental difference in cost between the concrete paving covering the underground tanks and pipes and the other paving at the facility calculated using the difference in cost per square foot. | 2018-10-09 | 203397 | 100
21262 | T1 | QUIKTRIP CORPORATION | QUIKTRIP 851 | 7541 BOULEVARD 26 | NORTH RICHLAND HILLS | TX | 76180 | TARRANT | CN600241673 | RN106465313 | Tight fill fittings; spill containers, under dispenser sumps; automatic tank gauging; automatic line leak detectors; liquid fuel sensors installed between the double walls of tanks and pipes to monitor for leaks; the incremental difference in cost between four double-walled tanks and comparable single-walled tanks; and the incremental difference in cost between the concrete paving covering the underground tanks and pipes and the other paving at the facility calculated using the difference in cost per square foot. | The following property is used 100% for pollution control and is installed to meet or exceed federal or state regulations: Tight fill fittings; spill containers, under dispenser sumps; automatic tank gauging; automatic line leak detectors; liquid fuel sensors installed between the double walls of tanks and pipes to monitor for leaks; the incremental difference in cost between four double-walled tanks and comparable single-walled tanks; and the incremental difference in cost between the concrete paving covering the underground tanks and pipes and the other paving at the facility calculated using the difference in cost per square foot. | 2018-10-09 | 131964 | 100
21263 | T1 | QUIKTRIP CORPORATION | QUIKTRIP STORE 885 | 1101 HEMPHILL ST | FORT WORTH | TX | 76104 | TARRANT | CN600241673 | RN106469620 | Tight fill fittings; under dispenser sumps; automatic tank gauging; automatic line leak detectors; liquid fuel sensors installed between the double walls of tanks and pipes to monitor for leaks; the incremental difference in cost between four double-walled tanks and comparable single-walled tanks; and the incremental difference in cost between the concrete paving covering the underground tanks and pipes and the other paving at the facility calculated using the difference in cost per square foot. | The following property is used 100% for pollution control and is installed to meet or exceed federal or state regulations: Tight fill fittings; under dispenser sumps; automatic tank gauging; automatic line leak detectors; liquid fuel sensors installed between the double walls of tanks and pipes to monitor for leaks; the incremental difference in cost between four double-walled tanks and comparable single-walled tanks; and the incremental difference in cost between the concrete paving covering the underground tanks and pipes and the other paving at the facility calculated using the difference in cost per square foot. | 2018-10-09 | 164798 | 100
21264 | T1 | QUIKTRIP CORPORATION | QUIKTRIP 943 | 5400 N IH 35 E | WAXAHACHIE | TX | 75165 | ELLIS | CN600241673 | RN106494909 | Tight fill fittings; spill containers, under dispenser sumps; automatic tank gauging; automatic line leak detectors; liquid fuel sensors installed between the double walls of tanks and pipes to monitor for leaks; the incremental difference in cost between eight double-walled tanks and comparable single-walled tanks; and the incremental difference in cost between the concrete paving covering the underground tanks and pipes and the other paving at the facility calculated using the difference in cost per square foot. | The following property is used 100% for pollution control and is installed to meet or exceed federal or state regulations: Tight fill fittings; spill containers, under dispenser sumps; automatic tank gauging; automatic line leak detectors; liquid fuel sensors installed between the double walls of tanks and pipes to monitor for leaks; the incremental difference in cost between eight double-walled tanks and comparable single-walled tanks; and the incremental difference in cost between the concrete paving covering the underground tanks and pipes and the other paving at the facility calculated using the difference in cost per square foot. | 2018-10-09 | 403732 | 100
21265 | T1 | QUIKTRIP CORPORATION | QUIKTRIP984 | 2601 JACKSBORO HWY | RIVER OAKS | TX | 76114 | TARRANT | CN600241673 | RN106511595 | Tight fill fittings; spill containers, under dispenser sumps; automatic tank gauging; automatic line leak detectors; liquid fuel sensors installed between the double walls of tanks and pipes to monitor for leaks; the incremental difference in cost between four double-walled tanks and comparable single-walled tanks; and the incremental difference in cost between the concrete paving covering the underground tanks and pipes and the other paving at the facility calculated using the difference in cost per square foot. | The following property is used 100% for pollution control and is installed to meet or exceed federal or state regulations: Tight fill fittings; spill containers, under dispenser sumps; automatic tank gauging; automatic line leak detectors; liquid fuel sensors installed between the double walls of tanks and pipes to monitor for leaks; the incremental difference in cost between four double-walled tanks and comparable single-walled tanks; and the incremental difference in cost between the concrete paving covering the underground tanks and pipes and the other paving at the facility calculated using the difference in cost per square foot. | 2018-10-09 | 141766 | 100
21266 | T1 | QUIKTRIP CORPORATION | QUIKTRIP 963 | 1750 WILMETH RD | MCKINNEY | TX | 75069 | COLLIN | CN600241673 | RN106511736 | Tight fill fittings; spill containers, under dispenser sumps; automatic tank gauging; automatic line leak detectors; liquid fuel sensors installed between the double walls of tanks and pipes to monitor for leaks; the incremental difference in cost between double-walled tanks and comparable single-walled tanks; and the incremental difference in cost between the concrete paving covering the underground tanks and pipes and the other paving at the facility calculated using the difference in cost per square foot. | The following property is used 100% for pollution control and is installed to meet or exceed federal or state regulations: Tight fill fittings; spill containers, under dispenser sumps; automatic tank gauging; automatic line leak detectors; liquid fuel sensors installed between the double walls of tanks and pipes to monitor for leaks; the incremental difference in cost between double-walled tanks and comparable single-walled tanks; and the incremental difference in cost between the concrete paving covering the underground tanks and pipes and the other paving at the facility calculated using the difference in cost per square foot. | 2018-10-09 | 334102 | 100
21267 | T1 | QUIKTRIP CORPORATION | QUIKTRIP 874 | 1225 W KENNEDALE PKWY | FORT WORTH | TX | 76140 | TARRANT | CN600241673 | RN106512320 | Gas station | The following property is used 100% for pollution control and is installed to meet or exceed federal or state regulations: Tight fill fittings; spill containers, under dispenser sumps; automatic tank gauging; automatic line leak detectors; liquid fuel sensors installed between the double walls of tanks and pipes to monitor for leaks; the incremental difference in cost between four double-walled tanks and comparable single-walled tanks; and the incremental difference in cost between the concrete paving covering the underground tanks and pipes and the other paving at the facility calculated using the difference in cost per square foot. | 2018-10-30 | 149671 | 100
21268 | T1 | QUIKTRIP CORPORATION | QUIKTRIP 876 | 1425 N COOPER ST | ARLINGTON | TX | 76011 | TARRANT | CN600241673 | RN106516628 | Tight fill fittings; under dispenser sumps; automatic tank gauging; automatic line leak detectors; liquid fuel sensors installed between the double walls of tanks and pipes to monitor for leaks; the incremental difference in cost between four double-walled tanks and comparable single-walled tanks; and the incremental difference in cost between the concrete paving covering the underground tanks and pipes and the other paving at the facility calculated using the difference in cost per square foot. | The following property is used 100% for pollution control and is installed to meet or exceed federal or state regulations: Tight fill fittings; under dispenser sumps; automatic tank gauging; automatic line leak detectors; liquid fuel sensors installed between the double walls of tanks and pipes to monitor for leaks; the incremental difference in cost between four double-walled tanks and comparable single-walled tanks; and the incremental difference in cost between the concrete paving covering the underground tanks and pipes and the other paving at the facility calculated using the difference in cost per square foot. | 2018-10-09 | 134692 | 100
21269 | T1 | QUIKTRIP CORPORATION | QUIKTRIP 882 | 2501 NE 28TH ST | FORT WORTH | TX | 76106 | TARRANT | CN600241673 | RN106548241 | Tight fill fittings; under dispenser sumps; automatic tank gauging; automatic line leak detectors; liquid fuel sensors installed between the double walls of tanks and pipes to monitor for leaks; the incremental difference in cost between four double-walled tanks and comparable single-walled tanks; and the incremental difference in cost between the concrete paving covering the underground tanks and pipes and the other paving at the facility calculated using the difference in cost per square foot. | The following property is used 100% for pollution control and is installed to meet or exceed federal or state regulations: Tight fill fittings; under dispenser sumps; automatic tank gauging; automatic line leak detectors; liquid fuel sensors installed between the double walls of tanks and pipes to monitor for leaks; the incremental difference in cost between four double-walled tanks and comparable single-walled tanks; and the incremental difference in cost between the concrete paving covering the underground tanks and pipes and the other paving at the facility calculated using the difference in cost per square foot. | 2018-10-09 | 174997 | 100
21270 | T1 | QUIKTRIP CORPORATION | QUIKTRIP 867 | 1100 N INDUSTRIAL BLVD | EULESS | TX | 76039 | TARRANT | CN600241673 | RN104350756 | Tight fill fittings; automatic leak detectors; automatic tank gauging; liquid fuel sensors installed between the double walls of tanks and pipes to monitor for leaks; spill containers; under dispenser sumps; the incremental difference in cost between four double-walled tanks and comparable single-walled tanks; and the incremental difference in cost between the concrete paving covering the underground tanks and pipes and the other paving at the facility calculated using the difference in cost per square foot. | The following property is used 100% for pollution control and is installed to meet or exceed federal or state regulations: Tight fill fittings; automatic leak detectors; automatic tank gauging; liquid fuel sensors installed between the double walls of tanks and pipes to monitor for leaks; spill containers; under dispenser sumps; the incremental difference in cost between four double-walled tanks and comparable single-walled tanks; and the incremental difference in cost between the concrete paving covering the underground tanks and pipes and the other paving at the facility calculated using the difference in cost per square foot. | 2018-10-11 | 298889 | 100
21271 | T1 | QUIKTRIP CORPORATION | QUIKTRIP SERVICE AREA 2008 | 2701 E PLANO PKWY STE 150 | PLANO | TX | 75074 | COLLIN | CN600241673 | RN110392495 | Tight fill fittings; automatic tank gauging; and spill containers. | The following property is used 100% for pollution control and is installed to meet or exceed federal or state regulations: Tight fill fittings; automatic tank gauging; and spill containers. | 2018-10-09 | 104641 | 100
21272 | T1 | QUIKTRIP CORPORATION | QUIKTRIP 894 | 3459 W FM 544 | WYLIE | TX | 75098 | COLLIN | CN600241673 | RN105888655 | Tight fill fittings; spill containers, under dispenser sumps; automatic tank gauging; automatic line leak detectors; liquid fuel sensors installed between the double walls of tanks and pipes to monitor for leaks; the incremental difference in cost between four double-walled tanks and comparable single-walled tanks; and the incremental difference in cost between the concrete paving covering the underground tanks and pipes and the other paving at the facility calculated using the difference in cost per square foot. | The following property is used 100% for pollution control and is installed to meet or exceed federal or state regulations: Tight fill fittings; spill containers, under dispenser sumps; automatic tank gauging; automatic line leak detectors; liquid fuel sensors installed between the double walls of tanks and pipes to monitor for leaks; the incremental difference in cost between four double-walled tanks and comparable single-walled tanks; and the incremental difference in cost between the concrete paving covering the underground tanks and pipes and the other paving at the facility calculated using the difference in cost per square foot. | 2018-10-09 | 266121 | 100
21273 | T1 | QUIKTRIP CORPORATION | QUIKTRIP 967 | 801 IRA E WOODS AVE | GRAPEVINE | TX | 76051 | TARRANT | CN600241673 | RN105888879 | Tight fill fittings; spill containers, under dispenser sumps; automatic tank gauging; automatic line leak detectors; liquid fuel sensors installed between the double walls of tanks and pipes to monitor for leaks; the incremental difference in cost between three double-walled tanks and comparable single-walled tanks; and the incremental difference in cost between the concrete paving covering the underground tanks and pipes and the other paving at the facility calculated using the difference in cost per square foot. | The following property is used 100% for pollution control and is installed to meet or exceed federal or state regulations: Tight fill fittings; spill containers, under dispenser sumps; automatic tank gauging; automatic line leak detectors; liquid fuel sensors installed between the double walls of tanks and pipes to monitor for leaks; the incremental difference in cost between three double-walled tanks and comparable single-walled tanks; and the incremental difference in cost between the concrete paving covering the underground tanks and pipes and the other paving at the facility calculated using the difference in cost per square foot. | 2018-10-09 | 133990 | 100
21274 | T1 | QUIKTRIP CORPORATION | QUIKTRIP 973 | 401 E WINTERGREEN RD | HUTCHINS | TX | 75141 | DALLAS | CN600241673 | RN105920292 | Tight fill fittings; spill containers, under dispenser sumps; tank top sumps, automatic tank gauging; automatic line leak detectors; liquid fuel sensors installed between the double walls of tanks and pipes to monitor for leaks; the incremental difference in cost between nine double-walled tanks and comparable single-walled tanks; and the incremental difference in cost between the concrete paving covering the underground tanks and pipes and the other paving at the facility calculated using the difference in cost per square foot. | The following property is used 100% for pollution control and is installed to meet or exceed federal or state regulations: Tight fill fittings; spill containers, under dispenser sumps; tank top sumps, automatic tank gauging; automatic line leak detectors; liquid fuel sensors installed between the double walls of tanks and pipes to monitor for leaks; the incremental difference in cost between nine double-walled tanks and comparable single-walled tanks; and the incremental difference in cost between the concrete paving covering the underground tanks and pipes and the other paving at the facility calculated using the difference in cost per square foot. | 2018-10-09 | 381568 | 100
21275 | T1 | QUIKTRIP CORPORATION | QUIKTRIP 986 | 2451 E SUBLETT RD | ARLINGTON | TX | 76018 | TARRANT | CN600241673 | RN105949044 | Tight fill fittings; spill containers, under dispenser sumps; automatic tank gauging; automatic line leak detectors; liquid fuel sensors installed between the double walls of tanks and pipes to monitor for leaks; the incremental difference in cost between four double-walled tanks and comparable single-walled tanks; and the incremental difference in cost between the concrete paving covering the underground tanks and pipes and the other paving at the facility calculated using the difference in cost per square foot. | The following property is used 100% for pollution control and is installed to meet or exceed federal or state regulations: Tight fill fittings; spill containers, under dispenser sumps; automatic tank gauging; automatic line leak detectors; liquid fuel sensors installed between the double walls of tanks and pipes to monitor for leaks; the incremental difference in cost between four double-walled tanks and comparable single-walled tanks; and the incremental difference in cost between the concrete paving covering the underground tanks and pipes and the other paving at the facility calculated using the difference in cost per square foot. | 2018-10-09 | 370812 | 100
21276 | T1 | QUIKTRIP CORPORATION | QUIKTRIP 958 | 2690 SW WILSHIRE BLVD | BURLESON | TX | 76028 | JOHNSON | CN600241673 | RN105984470 | Tight fill fittings; spill containers, under dispenser sumps; automatic tank gauging; automatic line leak detectors; liquid fuel sensors installed between the double walls of tanks and pipes to monitor for leaks; the incremental difference in cost between three double-walled tanks and comparable single-walled tanks; and the incremental difference in cost between the concrete paving covering the underground tanks and pipes and the other paving at the facility calculated using the difference in cost per square foot. | The following property is used 100% for pollution control and is installed to meet or exceed federal or state regulations: Tight fill fittings; spill containers, under dispenser sumps; automatic tank gauging; automatic line leak detectors; liquid fuel sensors installed between the double walls of tanks and pipes to monitor for leaks; the incremental difference in cost between three double-walled tanks and comparable single-walled tanks; and the incremental difference in cost between the concrete paving covering the underground tanks and pipes and the other paving at the facility calculated using the difference in cost per square foot. | 2018-10-09 | 196101 | 100
21277 | T1 | QUIKTRIP CORPORATION | QUIKTRIP 995 | 1718 N BELT LINE RD | IRVING | TX | 75061 | DALLAS | CN600241673 | RN105999668 | Tight fill fittings; spill containers, under dispenser sumps; automatic tank gauging; automatic line leak detectors; liquid fuel sensors installed between the double walls of tanks and pipes to monitor for leaks; the incremental difference in cost between three double-walled tanks and comparable single-walled tanks; and the incremental difference in cost between the concrete paving covering the underground tanks and pipes and the other paving at the facility calculated using the difference in cost per square foot. | The following property is used 100% for pollution control and is installed to meet or exceed federal or state regulations: Tight fill fittings; spill containers, under dispenser sumps; automatic tank gauging; automatic line leak detectors; liquid fuel sensors installed between the double walls of tanks and pipes to monitor for leaks; the incremental difference in cost between three double-walled tanks and comparable single-walled tanks; and the incremental difference in cost between the concrete paving covering the underground tanks and pipes and the other paving at the facility calculated using the difference in cost per square foot. | 2018-10-09 | 160520 | 100
21278 | T1 | QUIKTRIP CORPORATION | QUIKTRIP 904 | 6060 SKILLMAN ST | DALLAS | TX | 75231 | DALLAS | CN600241673 | RN106013584 | Tight fill fittings; spill containers, under dispenser sumps; automatic tank gauging; automatic line leak detectors; liquid fuel sensors installed between the double walls of tanks and pipes to monitor for leaks; the incremental difference in cost between three double-walled tanks and comparable single-walled tanks; and the incremental difference in cost between the concrete paving covering the underground tanks and pipes and the other paving at the facility calculated using the difference in cost per square foot. | The following property is used 100% for pollution control and is installed to meet or exceed federal or state regulations: Tight fill fittings; spill containers, under dispenser sumps; automatic tank gauging; automatic line leak detectors; liquid fuel sensors installed between the double walls of tanks and pipes to monitor for leaks; the incremental difference in cost between three double-walled tanks and comparable single-walled tanks; and the incremental difference in cost between the concrete paving covering the underground tanks and pipes and the other paving at the facility calculated using the difference in cost per square foot. | 2018-10-09 | 135439 | 100
21279 | T1 | QUIKTRIP CORPORATION | QUIKTRIP 938 | 131 LAVON DR | GARLAND | TX | 75040 | DALLAS | CN600241673 | RN105729974 | Tight fill fittings; spill containers, under dispenser sumps; automatic tank gauging; automatic line leak detectors; liquid fuel sensors installed between the double walls of tanks and pipes to monitor for leaks; the incremental difference in cost between three double-walled tanks and comparable single-walled tanks; and the incremental difference in cost between the concrete paving covering the underground tanks and pipes and the other paving at the facility calculated using the difference in cost per square foot. | The following property is used 100% for pollution control and is installed to meet or exceed federal or state regulations: Tight fill fittings; spill containers, under dispenser sumps; automatic tank gauging; automatic line leak detectors; liquid fuel sensors installed between the double walls of tanks and pipes to monitor for leaks; the incremental difference in cost between three double-walled tanks and comparable single-walled tanks; and the incremental difference in cost between the concrete paving covering the underground tanks and pipes and the other paving at the facility calculated using the difference in cost per square foot. | 2018-10-09 | 137026 | 100
21280 | T1 | QUIKTRIP CORPORATION | QUIKTRIP 908 | 2010 S SHILOH RD | GARLAND | TX | 75041 | DALLAS | CN600241673 | RN105738009 | Tight fill fittings; spill containers, under dispenser sumps; automatic tank gauging; automatic line leak detectors; liquid fuel sensors installed between the double walls of tanks and pipes to monitor for leaks; the incremental difference in cost between three double-walled tanks and comparable single-walled tanks; and the incremental difference in cost between the concrete paving covering the underground tanks and pipes and the other paving at the facility calculated using the difference in cost per square foot. | The following property is used 100% for pollution control and is installed to meet or exceed federal or state regulations: Tight fill fittings; spill containers, under dispenser sumps; automatic tank gauging; automatic line leak detectors; liquid fuel sensors installed between the double walls of tanks and pipes to monitor for leaks; the incremental difference in cost between three double-walled tanks and comparable single-walled tanks; and the incremental difference in cost between the concrete paving covering the underground tanks and pipes and the other paving at the facility calculated using the difference in cost per square foot. | 2018-10-09 | 165265 | 100
21281 | T1 | QUIKTRIP CORPORATION | QUIKTRIP 919 | 2285 W UNIVERSITY DR | MCKINNEY | TX | 75071 | COLLIN | CN600241673 | RN105757579 | Tight fill fittings; spill containers, under dispenser sumps; automatic tank gauging; automatic line leak detectors; liquid fuel sensors installed between the double walls of tanks and pipes to monitor for leaks; the incremental difference in cost between double-walled tanks and comparable single-walled tanks; and the incremental difference in cost between the concrete paving covering the underground tanks and pipes and the other paving at the facility calculated using the difference in cost per square foot. | The following property is used 100% for pollution control and is installed to meet or exceed federal or state regulations: Tight fill fittings; spill containers, under dispenser sumps; automatic tank gauging; automatic line leak detectors; liquid fuel sensors installed between the double walls of tanks and pipes to monitor for leaks; the incremental difference in cost between double-walled tanks and comparable single-walled tanks; and the incremental difference in cost between the concrete paving covering the underground tanks and pipes and the other paving at the facility calculated using the difference in cost per square foot. | 2018-10-09 | 166599 | 100
21282 | T1 | QUIKTRIP CORPORATION | QUIKTRIP 940 | 302 SWISHER RD | LAKE DALLAS | TX | 75065 | DENTON | CN600241673 | RN105806186 | Tight fill fittings; spill containers, under dispenser sumps; automatic tank gauging; automatic line leak detectors; liquid fuel sensors installed between the double walls of tanks and pipes to monitor for leaks; the incremental difference in cost between double-walled tanks and comparable single-walled tanks; and the incremental difference in cost between the concrete paving covering the underground tanks and pipes and the other paving at the facility calculated using the difference in cost per square foot. | The following property is used 100% for pollution control and is installed to meet or exceed federal or state regulations: Tight fill fittings; spill containers, under dispenser sumps; automatic tank gauging; automatic line leak detectors; liquid fuel sensors installed between the double walls of tanks and pipes to monitor for leaks; the incremental difference in cost between double-walled tanks and comparable single-walled tanks; and the incremental difference in cost between the concrete paving covering the underground tanks and pipes and the other paving at the facility calculated using the difference in cost per square foot. | 2018-10-09 | 146101 | 100
21283 | T1 | QUIKTRIP CORPORATION | QUIKTRIP 921 | 3768 S CARRIER PKWY | GRAND PRAIRIE | TX | 75052 | DALLAS | CN600241673 | RN105858203 | Tight fill fittings; spill containers, under dispenser sumps; automatic tank gauging; automatic line leak detectors; liquid fuel sensors installed between the double walls of tanks and pipes to monitor for leaks; the incremental difference in cost between three double-walled tanks and comparable single-walled tanks; and the incremental difference in cost between the concrete paving covering the underground tanks and pipes and the other paving at the facility calculated using the difference in cost per square foot. | The following property is used 100% for pollution control and is installed to meet or exceed federal or state regulations: Tight fill fittings; spill containers, under dispenser sumps; automatic tank gauging; automatic line leak detectors; liquid fuel sensors installed between the double walls of tanks and pipes to monitor for leaks; the incremental difference in cost between three double-walled tanks and comparable single-walled tanks; and the incremental difference in cost between the concrete paving covering the underground tanks and pipes and the other paving at the facility calculated using the difference in cost per square foot. | 2018-10-09 | 147397 | 100
21284 | T1 | QUIKTRIP CORPORATION | QUIKTRIP 853 | 1005 W PIONEER PKWY | GRAND PRAIRIE | TX | 75051 | DALLAS | CN600241673 | RN105860324 | Tight fill fittings; spill containers, under dispenser sumps; automatic tank gauging; automatic line leak detectors; liquid fuel sensors installed between the double walls of tanks and pipes to monitor for leaks; the incremental difference in cost between four double-walled tanks and comparable single-walled tanks; and the incremental difference in cost between the concrete paving covering the underground tanks and pipes and the other paving at the facility calculated using the difference in cost per square foot. | The following property is used 100% for pollution control and is installed to meet or exceed federal or state regulations: Tight fill fittings; spill containers, under dispenser sumps; automatic tank gauging; automatic line leak detectors; liquid fuel sensors installed between the double walls of tanks and pipes to monitor for leaks; the incremental difference in cost between four double-walled tanks and comparable single-walled tanks; and the incremental difference in cost between the concrete paving covering the underground tanks and pipes and the other paving at the facility calculated using the difference in cost per square foot. | 2018-10-09 | 270334 | 100
21285 | T1 | QUIKTRIP CORPORATION | QUIKTRIP 982 | 12631 LAKE JUNE RD | BALCH SPRINGS | TX | 75180 | DALLAS | CN600241673 | RN105860373 | Tight fill fittings; spill containers, under dispenser sumps; automatic tank gauging; automatic line leak detectors; liquid fuel sensors installed between the double walls of tanks and pipes to monitor for leaks; the incremental difference in cost between three double-walled tanks and comparable single-walled tanks; and the incremental difference in cost between the concrete paving covering the underground tanks and pipes and the other paving at the facility calculated using the difference in cost per square foot. | The following property is used 100% for pollution control and is installed to meet or exceed federal or state regulations: Tight fill fittings; spill containers, under dispenser sumps; automatic tank gauging; automatic line leak detectors; liquid fuel sensors installed between the double walls of tanks and pipes to monitor for leaks; the incremental difference in cost between three double-walled tanks and comparable single-walled tanks; and the incremental difference in cost between the concrete paving covering the underground tanks and pipes and the other paving at the facility calculated using the difference in cost per square foot. | 2018-10-09 | 183428 | 100
21286 | T1 | QUIKTRIP CORPORATION | QUIKTRIP 950 | 701 W HARRIS RD | ARLINGTON | TX | 76001 | TARRANT | CN600241673 | RN105860704 | Tight fill fittings; spill containers, under dispenser sumps; automatic tank gauging; automatic line leak detectors; liquid fuel sensors installed between the double walls of tanks and pipes to monitor for leaks; the incremental difference in cost between three double-walled tanks and comparable single-walled tanks; and the incremental difference in cost between the concrete paving covering the underground tanks and pipes and the other paving at the facility calculated using the difference in cost per square foot. | The following property is used 100% for pollution control and is installed to meet or exceed federal or state regulations: Tight fill fittings; spill containers, under dispenser sumps; automatic tank gauging; automatic line leak detectors; liquid fuel sensors installed between the double walls of tanks and pipes to monitor for leaks; the incremental difference in cost between three double-walled tanks and comparable single-walled tanks; and the incremental difference in cost between the concrete paving covering the underground tanks and pipes and the other paving at the facility calculated using the difference in cost per square foot. | 2018-10-09 | 156350 | 100
21287 | T1 | QUIKTRIP CORPORATION | QUIKTRIP 880 | 5601 S COOPER ST | ARLINGTON | TX | 76017 | TARRANT | CN600241673 | RN105860886 | Tight fill fittings; spill containers, under dispenser sumps; automatic tank gauging; automatic line leak detectors; liquid fuel sensors installed between the double walls of tanks and pipes to monitor for leaks; the incremental difference in cost between four double-walled tanks and comparable single-walled tanks; and the incremental difference in cost between the concrete paving covering the underground tanks and pipes and the other paving at the facility calculated using the difference in cost per square foot. | The following property is used 100% for pollution control and is installed to meet or exceed federal or state regulations: Tight fill fittings; spill containers, under dispenser sumps; automatic tank gauging; automatic line leak detectors; liquid fuel sensors installed between the double walls of tanks and pipes to monitor for leaks; the incremental difference in cost between four double-walled tanks and comparable single-walled tanks; and the incremental difference in cost between the concrete paving covering the underground tanks and pipes and the other paving at the facility calculated using the difference in cost per square foot. | 2018-10-09 | 163570 | 100
21288 | T1 | QUIKTRIP CORPORATION | QUIKTRIP 942 | 1231 JUSTIN RD | LEWISVILLE | TX | 75077 | DENTON | CN600241673 | RN104567938 | Tight fill fittings; automatic leak detectors; automatic tank gauging; liquid fuel sensors installed between the double walls of tanks and pipes to monitor for leaks; spill containers; under dispenser sumps; the incremental difference in cost between four double-walled tanks and comparable single-walled tanks; and the incremental difference in cost between the concrete paving covering the underground tanks and pipes and the other paving at the facility calculated using the difference in cost per square foot. | The following property is used 100% for pollution control and is installed to meet or exceed federal or state regulations: Tight fill fittings; automatic leak detectors; automatic tank gauging; liquid fuel sensors installed between the double walls of tanks and pipes to monitor for leaks; spill containers; under dispenser sumps; the incremental difference in cost between four double-walled tanks and comparable single-walled tanks; and the incremental difference in cost between the concrete paving covering the underground tanks and pipes and the other paving at the facility calculated using the difference in cost per square foot. | 2018-10-11 | 194312 | 100
21289 | T1 | QUIKTRIP CORPORATION | QUIKTRIP STORE 934 | 9400 PRESTON RD | PLANO | TX | 75024 | COLLIN | CN600241673 | RN104593462 | Tight fill fittings; automatic tank gauging; liquid fuel sensors installed between the double walls of tanks and pipes to monitor for leaks; spill containers; under dispenser sumps; and the incremental difference in cost between three double-walled tanks and comparable single-walled tanks. | The following property is used 100% for pollution control and is installed to meet or exceed federal or state regulations: Tight fill fittings; automatic tank gauging; liquid fuel sensors installed between the double walls of tanks and pipes to monitor for leaks; spill containers; under dispenser sumps; and the incremental difference in cost between three double-walled tanks and comparable single-walled tanks. | 2018-10-09 | 95027 | 100
21290 | T1 | QUIKTRIP CORPORATION | QUKTRIP 870 | 4201 S COLLINS ST | ARLINGTON | TX | 76018 | TARRANT | CN600241673 | RN104725585 | Tight fill fittings; automatic leak detectors; automatic tank gauging; liquid fuel sensors installed between the double walls of tanks and pipes to monitor for leaks; spill containers; under dispenser sumps; the incremental difference in cost between four double-walled tanks and comparable single-walled tanks; and the incremental difference in cost between the concrete paving covering the underground tanks and pipes and the other paving at the facility calculated using the difference in cost per square foot. | The following property is used 100% for pollution control and is installed to meet or exceed federal or state regulations: Tight fill fittings; automatic leak detectors; automatic tank gauging; liquid fuel sensors installed between the double walls of tanks and pipes to monitor for leaks; spill containers; under dispenser sumps; the incremental difference in cost between four double-walled tanks and comparable single-walled tanks; and the incremental difference in cost between the concrete paving covering the underground tanks and pipes and the other paving at the facility calculated using the difference in cost per square foot. | 2018-10-11 | 354043 | 100
21291 | T1 | QUIKTRIP CORPORATION | QUIKTRIP 901 | 220 W CENTERVILLE RD | GARLAND | TX | 75041 | DALLAS | CN600241673 | RN104790217 | Tight fill fittings; automatic leak detectors; automatic tank gauging; liquid fuel sensors installed between the double walls of tanks and pipes to monitor for leaks; spill containers; under dispenser sumps; the incremental difference in cost between three double-walled tanks and comparable single-walled tanks; and the incremental difference in cost between the concrete paving covering the underground tanks and pipes and the other paving at the facility calculated using the difference in cost per square foot. | The following property is used 100% for pollution control and is installed to meet or exceed federal or state regulations: Tight fill fittings; automatic leak detectors; automatic tank gauging; liquid fuel sensors installed between the double walls of tanks and pipes to monitor for leaks; spill containers; under dispenser sumps; the incremental difference in cost between three double-walled tanks and comparable single-walled tanks; and the incremental difference in cost between the concrete paving covering the underground tanks and pipes and the other paving at the facility calculated using the difference in cost per square foot. | 2018-10-11 | 125761 | 100
21292 | T1 | QUIKTRIP CORPORATION | QUIKTRIP 946 | 4005 LAKERIDGE PKWY | GRAND PRAIRIE | TX | 75052 | DALLAS | CN600241673 | RN108904459 | Tight fill fittings; under dispenser sumps; automatic tank gauging; automatic line leak detectors; the incremental difference in cost between four double-walled tanks and comparable single-walled tanks; and the incremental difference in cost between the concrete paving covering the underground tanks and pipes and the other paving at the facility calculated using the difference in cost per square foot. | The following property is used 100% for pollution control and is installed to meet or exceed federal or state regulations: Tight fill fittings; under dispenser sumps; automatic tank gauging; automatic line leak detectors; the incremental difference in cost between four double-walled tanks and comparable single-walled tanks; and the incremental difference in cost between the concrete paving covering the underground tanks and pipes and the other paving at the facility calculated using the difference in cost per square foot. | 2018-10-09 | 412683 | 100
21293 | T1 | QUIKTRIP CORPORATION | QUIKTRIP 985 | 1610 W SCYENE RD | MESQUITE | TX | 75149 | DALLAS | CN600241673 | RN109126292 | Tight fill fittings; automatic leak detectors; automatic tank gauging; spill containers; under dispenser sumps; the incremental difference in cost between four double-walled tanks and comparable single-walled tanks; and the incremental difference in cost between the concrete paving covering the underground tanks and pipes and the other paving at the facility calculated using the difference in cost per square foot. | The following property is used 100% for pollution control and is installed to meet or exceed federal or state regulations: Tight fill fittings; automatic leak detectors; automatic tank gauging; spill containers; under dispenser sumps; the incremental difference in cost between four double-walled tanks and comparable single-walled tanks; and the incremental difference in cost between the concrete paving covering the underground tanks and pipes and the other paving at the facility calculated using the difference in cost per square foot. | 2018-10-12 | 468604 | 100
21294 | T1 | QUIKTRIP CORPORATION | QUIKTRIP 925 | 925 S COCKRELL HILL RD | DUNCANVILLE | TX | 75137 | DALLAS | CN600241673 | RN104489026 | Tight fill fittings; automatic leak detectors; automatic tank gauging; liquid fuel sensors installed between the double walls of tanks and pipes to monitor for leaks; spill containers; under dispenser sumps; the incremental difference in cost between four double-walled tanks and comparable single-walled tanks; and the incremental difference in cost between the concrete paving covering the underground tanks and pipes and the other paving at the facility calculated using the difference in cost per square foot. | The following property is used 100% for pollution control and is installed to meet or exceed federal or state regulations: Tight fill fittings; automatic leak detectors; automatic tank gauging; liquid fuel sensors installed between the double walls of tanks and pipes to monitor for leaks; spill containers; under dispenser sumps; the incremental difference in cost between four double-walled tanks and comparable single-walled tanks; and the incremental difference in cost between the concrete paving covering the underground tanks and pipes and the other paving at the facility calculated using the difference in cost per square foot. | 2018-10-11 | 255152 | 100
21295 | T1 | QUIKTRIP CORPORATION | QUIKTRIP 937 | 4645 MAIN ST | FRISCO | TX | 75034 | COLLIN | CN600241673 | RN106037864 | Tight fill fittings; spill containers, under dispenser sumps; automatic tank gauging; automatic line leak detectors; liquid fuel sensors installed between the double walls of tanks and pipes to monitor for leaks; the incremental difference in cost between four double-walled tanks and comparable single-walled tanks; and the incremental difference in cost between the concrete paving covering the underground tanks and pipes and the other paving at the facility calculated using the difference in cost per square foot. | The following property is used 100% for pollution control and is installed to meet or exceed federal or state regulations: Tight fill fittings; spill containers, under dispenser sumps; automatic tank gauging; automatic line leak detectors; liquid fuel sensors installed between the double walls of tanks and pipes to monitor for leaks; the incremental difference in cost between four double-walled tanks and comparable single-walled tanks; and the incremental difference in cost between the concrete paving covering the underground tanks and pipes and the other paving at the facility calculated using the difference in cost per square foot. | 2018-10-30 | 205581 | 100
21296 | T1 | QUIKTRIP CORPORATION | QUIKTRIP 856 | 4930 LITTLE RD | ARLINGTON | TX | 76017 | TARRANT | CN600241673 | RN106081508 | Tight fill fittings; spill containers, under dispenser sumps; automatic tank gauging; automatic line leak detectors; liquid fuel sensors installed between the double walls of tanks and pipes to monitor for leaks; the incremental difference in cost between four double-walled tanks and comparable single-walled tanks; and the incremental difference in cost between the concrete paving covering the underground tanks and pipes and the other paving at the facility calculated using the difference in cost per square foot. | The following property is used 100% for pollution control and is installed to meet or exceed federal or state regulations: Tight fill fittings; spill containers, under dispenser sumps; automatic tank gauging; automatic line leak detectors; liquid fuel sensors installed between the double walls of tanks and pipes to monitor for leaks; the incremental difference in cost between four double-walled tanks and comparable single-walled tanks; and the incremental difference in cost between the concrete paving covering the underground tanks and pipes and the other paving at the facility calculated using the difference in cost per square foot. | 2018-10-09 | 216741 | 100
21297 | T1 | QUIKTRIP CORPORATION | QUIKTRIP 878 | 6640 NE LOOP 820 | NORTH RICHLAND HILLS | TX | 76180 | TARRANT | CN600241673 | RN106097173 | Tight fill fittings; spill containers, under dispenser sumps; automatic tank gauging; automatic line leak detectors; liquid fuel sensors installed between the double walls of tanks and pipes to monitor for leaks; the incremental difference in cost between four double-walled tanks and comparable single-walled tanks; and the incremental difference in cost between the concrete paving covering the underground tanks and pipes and the other paving at the facility calculated using the difference in cost per square foot. | The following property is used 100% for pollution control and is installed to meet or exceed federal or state regulations: Tight fill fittings; spill containers, under dispenser sumps; automatic tank gauging; automatic line leak detectors; liquid fuel sensors installed between the double walls of tanks and pipes to monitor for leaks; the incremental difference in cost between four double-walled tanks and comparable single-walled tanks; and the incremental difference in cost between the concrete paving covering the underground tanks and pipes and the other paving at the facility calculated using the difference in cost per square foot. | 2018-10-09 | 209779 | 100
21298 | T1 | QUIKTRIP CORPORATION | QUIKTRIP 912 | 3113 W UNIVERSITY DR | DENTON | TX | 76207 | DENTON | CN600241673 | RN106108442 | Tight fill fittings; spill containers, under dispenser sumps; automatic tank gauging; automatic line leak detectors; liquid fuel sensors installed between the double walls of tanks and pipes to monitor for leaks; the incremental difference in cost between four double-walled tanks and comparable single-walled tanks; and the incremental difference in cost between the concrete paving covering the underground tanks and pipes and the other paving at the facility calculated using the difference in cost per square foot. | The following property is used 100% for pollution control and is installed to meet or exceed federal or state regulations: Tight fill fittings; spill containers, under dispenser sumps; automatic tank gauging; automatic line leak detectors; liquid fuel sensors installed between the double walls of tanks and pipes to monitor for leaks; the incremental difference in cost between four double-walled tanks and comparable single-walled tanks; and the incremental difference in cost between the concrete paving covering the underground tanks and pipes and the other paving at the facility calculated using the difference in cost per square foot. | 2018-10-09 | 179746 | 100
21299 | T1 | QUIKTRIP CORPORATION | QUIKTRIP 906 | 4906 N JUPITER RD | GARLAND | TX | 75044 | DALLAS | CN600241673 | RN106112790 | Tight fill fittings; spill containers, under dispenser sumps; automatic tank gauging; automatic line leak detectors; liquid fuel sensors installed between the double walls of tanks and pipes to monitor for leaks; the incremental difference in cost between four double-walled tanks and comparable single-walled tanks; and the incremental difference in cost between the concrete paving covering the underground tanks and pipes and the other paving at the facility calculated using the difference in cost per square foot. | The following property is used 100% for pollution control and is installed to meet or exceed federal or state regulations: Tight fill fittings; spill containers, under dispenser sumps; automatic tank gauging; automatic line leak detectors; liquid fuel sensors installed between the double walls of tanks and pipes to monitor for leaks; the incremental difference in cost between four double-walled tanks and comparable single-walled tanks; and the incremental difference in cost between the concrete paving covering the underground tanks and pipes and the other paving at the facility calculated using the difference in cost per square foot. | 2018-10-09 | 164341 | 100
21300 | T1 | QUIKTRIP CORPORATION | QUIKTRIP 928 | 801 E SH121 BUS | LEWISVILLE | TX | 75057 | DENTON | CN600241673 | RN106132335 | Gas station | The following property is used 100% for pollution control and is installed to meet or exceed federal or state regulations: Tight fill fittings; spill containers, under dispenser sumps; automatic tank gauging; automatic line leak detectors; liquid fuel sensors installed between the double walls of tanks and pipes to monitor for leaks; the incremental difference in cost between four double-walled tanks and comparable single-walled tanks; and the incremental difference in cost between the concrete paving covering the underground tanks and pipes and the other paving at the facility calculated using the difference in cost per square foot. | 2018-10-30 | 177377 | 100
21301 | T1 | QUIKTRIP CORPORATION | QUIKTRIP 910 | 9635 COIT RD | PLANO | TX | 75024 | COLLIN | CN600241673 | RN106193675 | Tight fill fittings; spill containers, under dispenser sumps; automatic tank gauging; automatic line leak detectors; liquid fuel sensors installed between the double walls of tanks and pipes to monitor for leaks; the incremental difference in cost between four double-walled tanks and comparable single-walled tanks; and the incremental difference in cost between the concrete paving covering the underground tanks and pipes and the other paving at the facility calculated using the difference in cost per square foot. | The following property is used 100% for pollution control and is installed to meet or exceed federal or state regulations: Tight fill fittings; spill containers, under dispenser sumps; automatic tank gauging; automatic line leak detectors; liquid fuel sensors installed between the double walls of tanks and pipes to monitor for leaks; the incremental difference in cost between four double-walled tanks and comparable single-walled tanks; and the incremental difference in cost between the concrete paving covering the underground tanks and pipes and the other paving at the facility calculated using the difference in cost per square foot. | 2018-10-09 | 142408 | 100
21302 | T1 | QUIKTRIP CORPORATION | QUIKTRIP 994 | 4301 N BELT LINE RD | IRVING | TX | 75038 | DALLAS | CN600241673 | RN106238249 | Tight fill fittings; spill containers, under dispenser sumps; automatic tank gauging; automatic line leak detectors; liquid fuel sensors installed between the double walls of tanks and pipes to monitor for leaks; the incremental difference in cost between four double-walled tanks and comparable single-walled tanks; and the incremental difference in cost between the concrete paving covering the underground tanks and pipes and the other paving at the facility calculated using the difference in cost per square foot. | The following property is used 100% for pollution control and is installed to meet or exceed federal or state regulations: Tight fill fittings; spill containers, under dispenser sumps; automatic tank gauging; automatic line leak detectors; liquid fuel sensors installed between the double walls of tanks and pipes to monitor for leaks; the incremental difference in cost between four double-walled tanks and comparable single-walled tanks; and the incremental difference in cost between the concrete paving covering the underground tanks and pipes and the other paving at the facility calculated using the difference in cost per square foot. | 2018-10-09 | 149260 | 100
21303 | T1 | QUIKTRIP CORPORATION | QUIKTRIP 966 | 2301 N HIGHWAY 377 | WESTLAKE | TX | 76262 | TARRANT | CN600241673 | RN106273386 | Tight fill fittings; spill containers, under dispenser sumps; automatic tank gauging; automatic line leak detectors; liquid fuel sensors installed between the double walls of tanks and pipes to monitor for leaks; the incremental difference in cost between four double-walled tanks and comparable single-walled tanks; and the incremental difference in cost between the concrete paving covering the underground tanks and pipes and the other paving at the facility calculated using the difference in cost per square foot. | The following property is used 100% for pollution control and is installed to meet or exceed federal or state regulations: Tight fill fittings; spill containers, under dispenser sumps; automatic tank gauging; automatic line leak detectors; liquid fuel sensors installed between the double walls of tanks and pipes to monitor for leaks; the incremental difference in cost between four double-walled tanks and comparable single-walled tanks; and the incremental difference in cost between the concrete paving covering the underground tanks and pipes and the other paving at the facility calculated using the difference in cost per square foot. | 2018-10-09 | 138353 | 100
21304 | T1 | QUIKTRIP CORPORATION | QUIKTRIP 960 | 522 W BELT LINE RD | RICHARDSON | TX | 75080 | DALLAS | CN600241673 | RN106312598 | Tight fill fittings; spill containers, under dispenser sumps; automatic tank gauging; automatic line leak detectors; liquid fuel sensors installed between the double walls of tanks and pipes to monitor for leaks; the incremental difference in cost between four double-walled tanks and comparable single-walled tanks; and the incremental difference in cost between the concrete paving covering the underground tanks and pipes and the other paving at the facility calculated using the difference in cost per square foot. | The following property is used 100% for pollution control and is installed to meet or exceed federal or state regulations: Tight fill fittings; spill containers, under dispenser sumps; automatic tank gauging; automatic line leak detectors; liquid fuel sensors installed between the double walls of tanks and pipes to monitor for leaks; the incremental difference in cost between four double-walled tanks and comparable single-walled tanks; and the incremental difference in cost between the concrete paving covering the underground tanks and pipes and the other paving at the facility calculated using the difference in cost per square foot. | 2018-10-09 | 84632 | 100
21305 | T1 | QUIKTRIP CORPORATION | QUIKTRIP 952 | 1590 E BROAD ST | MANSFIELD | TX | 76063 | TARRANT | CN600241673 | RN106346505 | Tight fill fittings; spill containers, under dispenser sumps; automatic tank gauging; automatic line leak detectors; liquid fuel sensors installed between the double walls of tanks and pipes to monitor for leaks; the incremental difference in cost between four double-walled tanks and comparable single-walled tanks; and the incremental difference in cost between the concrete paving covering the underground tanks and pipes and the other paving at the facility calculated using the difference in cost per square foot. | The following property is used 100% for pollution control and is installed to meet or exceed federal or state regulations: Tight fill fittings; spill containers, under dispenser sumps; automatic tank gauging; automatic line leak detectors; liquid fuel sensors installed between the double walls of tanks and pipes to monitor for leaks; the incremental difference in cost between four double-walled tanks and comparable single-walled tanks; and the incremental difference in cost between the concrete paving covering the underground tanks and pipes and the other paving at the facility calculated using the difference in cost per square foot. | 2018-10-09 | 139578 | 100
21306 | T1 | QUIKTRIP CORPORATION | QUIKTRIP 969 | 1484 S BELT LINE RD | COPPELL | TX | 75019 | DALLAS | CN600241673 | RN106359581 | Tight fill fittings; spill containers, under dispenser sumps; automatic tank gauging; automatic line leak detectors; liquid fuel sensors installed between the double walls of tanks and pipes to monitor for leaks; the incremental difference in cost between four double-walled tanks and comparable single-walled tanks; and the incremental difference in cost between the concrete paving covering the underground tanks and pipes and the other paving at the facility calculated using the difference in cost per square foot. | The following property is used 100% for pollution control and is installed to meet or exceed federal or state regulations: Tight fill fittings; spill containers, under dispenser sumps; automatic tank gauging; automatic line leak detectors; liquid fuel sensors installed between the double walls of tanks and pipes to monitor for leaks; the incremental difference in cost between four double-walled tanks and comparable single-walled tanks; and the incremental difference in cost between the concrete paving covering the underground tanks and pipes and the other paving at the facility calculated using the difference in cost per square foot. | 2018-10-09 | 151417 | 100
21307 | T1 | QUIKTRIP CORPORATION | QUIKTRIP 914 | 7349 S CUSTER RD | MCKINNEY | TX | 75070 | COLLIN | CN600241673 | RN105498331 | Tight fill fittings; spill containers, under dispenser sumps; automatic tank gauging; automatic line leak detectors; liquid fuel sensors installed between the double walls of tanks and pipes to monitor for leaks; the incremental difference in cost between three double-walled tanks and comparable single-walled tanks; and the incremental difference in cost between the concrete paving covering the underground tanks and pipes and the other paving at the facility calculated using the difference in cost per square foot. | The following property is used 100% for pollution control and is installed to meet or exceed federal or state regulations: Tight fill fittings; spill containers, under dispenser sumps; automatic tank gauging; automatic line leak detectors; liquid fuel sensors installed between the double walls of tanks and pipes to monitor for leaks; the incremental difference in cost between three double-walled tanks and comparable single-walled tanks; and the incremental difference in cost between the concrete paving covering the underground tanks and pipes and the other paving at the facility calculated using the difference in cost per square foot. | 2018-10-09 | 189527 | 100
21308 | T1 | QUIKTRIP CORPORATION | QUIKTRIP 988 | 1100 S BLUE MOUND RD | SAGINAW | TX | 76131 | TARRANT | CN600241673 | RN105498380 | Gas station | The following property is used 100% for pollution control and is installed to meet or exceed federal or state regulations: Tight fill fittings; spill containers, under dispenser sumps; automatic tank gauging; automatic line leak detectors; liquid fuel sensors installed between the double walls of tanks and pipes to monitor for leaks; the incremental difference in cost between four double-walled tanks and comparable single-walled tanks; and the incremental difference in cost between the concrete paving covering the underground tanks and pipes and the other paving at the facility calculated using the difference in cost per square foot. | 2018-10-30 | 252417 | 100
21309 | T1 | QUIKTRIP CORPORATION | QUIKTRIP 972 | 7818 GARLAND RD | DALLAS | TX | 75218 | DALLAS | CN600241673 | RN105572317 | Tight fill fittings; spill containers, under dispenser sumps; automatic tank gauging; automatic line leak detectors; liquid fuel sensors installed between the double walls of tanks and pipes to monitor for leaks; the incremental difference in cost between three double-walled tanks and comparable single-walled tanks; and the incremental difference in cost between the concrete paving covering the underground tanks and pipes and the other paving at the facility calculated using the difference in cost per square foot. | The following property is used 100% for pollution control and is installed to meet or exceed federal or state regulations: Tight fill fittings; spill containers, under dispenser sumps; automatic tank gauging; automatic line leak detectors; liquid fuel sensors installed between the double walls of tanks and pipes to monitor for leaks; the incremental difference in cost between three double-walled tanks and comparable single-walled tanks; and the incremental difference in cost between the concrete paving covering the underground tanks and pipes and the other paving at the facility calculated using the difference in cost per square foot. | 2018-10-09 | 141859 | 100
21310 | T1 | QUIKTRIP CORPORATION | QUIKTRIP 884 | 109 E NORTHSIDE DR | FORT WORTH | TX | 76164 | TARRANT | CN600241673 | RN105597751 | Tight fill fittings; spill containers, under dispenser sumps; automatic tank gauging; automatic line leak detectors; liquid fuel sensors installed between the double walls of tanks and pipes to monitor for leaks; the incremental difference in cost between three double-walled tanks and comparable single-walled tanks; and the incremental difference in cost between the concrete paving covering the underground tanks and pipes and the other paving at the facility calculated using the difference in cost per square foot. | The following property is used 100% for pollution control and is installed to meet or exceed federal or state regulations: Tight fill fittings; spill containers, under dispenser sumps; automatic tank gauging; automatic line leak detectors; liquid fuel sensors installed between the double walls of tanks and pipes to monitor for leaks; the incremental difference in cost between three double-walled tanks and comparable single-walled tanks; and the incremental difference in cost between the concrete paving covering the underground tanks and pipes and the other paving at the facility calculated using the difference in cost per square foot. | 2018-10-09 | 151292 | 100
21311 | T1 | QUIKTRIP CORPORATION | QUIKTRIP 980 | 4451 N GALLOWAY AVE | MESQUITE | TX | 75150 | DALLAS | CN600241673 | RN106825029 | Tight fill fittings; spill containers, under dispenser sumps; automatic tank gauging; automatic line leak detectors; liquid fuel sensors installed between the double walls of tanks and pipes to monitor for leaks; the incremental difference in cost between four double-walled tanks and comparable single-walled tanks; and the incremental difference in cost between the concrete paving covering the underground tanks and pipes and the other paving at the facility calculated using the difference in cost per square foot. | The following property is used 100% for pollution control and is installed to meet or exceed federal or state regulations: Tight fill fittings; spill containers, under dispenser sumps; automatic tank gauging; automatic line leak detectors; liquid fuel sensors installed between the double walls of tanks and pipes to monitor for leaks; the incremental difference in cost between four double-walled tanks and comparable single-walled tanks; and the incremental difference in cost between the concrete paving covering the underground tanks and pipes and the other paving at the facility calculated using the difference in cost per square foot. | 2018-10-09 | 176435 | 100
21312 | T1 | QUIKTRIP CORPORATION | QUIKTRIP 955 | 6940 E HIGHWAY 67 | ALVARADO | TX | 76009 | JOHNSON | CN600241673 | RN106854714 | Tight fill fittings; spill containers, under dispenser sumps; automatic tank gauging; automatic line leak detectors; liquid fuel sensors installed between the double walls of tanks and pipes to monitor for leaks; the incremental difference in cost between four double-walled tanks and comparable single-walled tanks; and the incremental difference in cost between the concrete paving covering the underground tanks and pipes and the other paving at the facility calculated using the difference in cost per square foot. | The following property is used 100% for pollution control and is installed to meet or exceed federal or state regulations: Tight fill fittings; spill containers, under dispenser sumps; automatic tank gauging; automatic line leak detectors; liquid fuel sensors installed between the double walls of tanks and pipes to monitor for leaks; the incremental difference in cost between four double-walled tanks and comparable single-walled tanks; and the incremental difference in cost between the concrete paving covering the underground tanks and pipes and the other paving at the facility calculated using the difference in cost per square foot. | 2018-10-09 | 167717 | 100
21313 | T1 | QUIKTRIP CORPORATION | QUKTRIP 998 | 1501 E SH 356 | IRVING | TX | 75060 | DALLAS | CN600241673 | RN106855091 | Tight fill fittings; spill containers, under dispenser sumps; automatic tank gauging; automatic line leak detectors; liquid fuel sensors installed between the double walls of tanks and pipes to monitor for leaks; the incremental difference in cost between four double-walled tanks and comparable single-walled tanks; and the incremental difference in cost between the concrete paving covering the underground tanks and pipes and the other paving at the facility calculated using the difference in cost per square foot. | The following property is used 100% for pollution control and is installed to meet or exceed federal or state regulations: Tight fill fittings; spill containers, under dispenser sumps; automatic tank gauging; automatic line leak detectors; liquid fuel sensors installed between the double walls of tanks and pipes to monitor for leaks; the incremental difference in cost between four double-walled tanks and comparable single-walled tanks; and the incremental difference in cost between the concrete paving covering the underground tanks and pipes and the other paving at the facility calculated using the difference in cost per square foot. | 2018-10-09 | 179556 | 100
21314 | T1 | QUIKTRIP CORPORATION | QUIKTRIP 935 | 2012 S GOLIAD ST | ROCKWALL | TX | 75087 | ROCKWALL | CN600241673 | RN106890056 | Tight fill fittings; spill containers, under dispenser sumps; automatic tank gauging; automatic line leak detectors; liquid fuel sensors installed between the double walls of tanks and pipes to monitor for leaks; the incremental difference in cost between four double-walled tanks and comparable single-walled tanks; and the incremental difference in cost between the concrete paving covering the underground tanks and pipes and the other paving at the facility calculated using the difference in cost per square foot. | The following property is used 100% for pollution control and is installed to meet or exceed federal or state regulations: Tight fill fittings; spill containers, under dispenser sumps; automatic tank gauging; automatic line leak detectors; liquid fuel sensors installed between the double walls of tanks and pipes to monitor for leaks; the incremental difference in cost between four double-walled tanks and comparable single-walled tanks; and the incremental difference in cost between the concrete paving covering the underground tanks and pipes and the other paving at the facility calculated using the difference in cost per square foot. | 2018-10-09 | 154702 | 100
21315 | T1 | QUIKTRIP CORPORATION | QUIKTRIP 965 | 3201 GOLDEN TRIANGLE BLVD | FORT WORTH | TX | 76177 | TARRANT | CN600241673 | RN106905383 | Tight fill fittings; spill containers, under dispenser sumps; automatic tank gauging; automatic line leak detectors; liquid fuel sensors installed between the double walls of tanks and pipes to monitor for leaks; the incremental difference in cost between four double-walled tanks and comparable single-walled tanks; and the incremental difference in cost between the concrete paving covering the underground tanks and pipes and the other paving at the facility calculated using the difference in cost per square foot. | The following property is used 100% for pollution control and is installed to meet or exceed federal or state regulations: Tight fill fittings; spill containers, under dispenser sumps; automatic tank gauging; automatic line leak detectors; liquid fuel sensors installed between the double walls of tanks and pipes to monitor for leaks; the incremental difference in cost between four double-walled tanks and comparable single-walled tanks; and the incremental difference in cost between the concrete paving covering the underground tanks and pipes and the other paving at the facility calculated using the difference in cost per square foot. | 2018-10-09 | 131110 | 100
21316 | T1 | QUIKTRIP CORPORATION | QUIKTRIP 993 | 1619 STATE HIGHWAY 34 S | TERRELL | TX | 75160 | KAUFMAN | CN600241673 | RN106913627 | Tight fill fittings; automatic leak detectors; automatic tank gauging; liquid fuel sensors installed between the double walls of tanks and pipes to monitor for leaks; spill containers; under dispenser sumps; the incremental difference in cost between eight double-walled tanks and comparable single-walled tanks; and the incremental difference in cost between the concrete paving covering the underground tanks and pipes and the other paving at the facility calculated using the difference in cost per square foot. | The following property is used 100% for pollution control and is installed to meet or exceed federal or state regulations: Tight fill fittings; automatic leak detectors; automatic tank gauging; liquid fuel sensors installed between the double walls of tanks and pipes to monitor for leaks; spill containers; under dispenser sumps; the incremental difference in cost between eight double-walled tanks and comparable single-walled tanks; and the incremental difference in cost between the concrete paving covering the underground tanks and pipes and the other paving at the facility calculated using the difference in cost per square foot. | 2018-10-11 | 370579 | 100
21317 | T1 | QUIKTRIP CORPORATION | QUIKTRIP 922 | 3900 N HOUSTON SCHOOL RD | LANCASTER | TX | 75134 | DALLAS | CN600241673 | RN107574816 | Tight fill fittings; automatic leak detectors; automatic tank gauging; liquid fuel sensors installed between the double walls of tanks and pipes to monitor for leaks; spill containers; under dispenser sumps; the incremental difference in cost between four double-walled tanks and comparable single-walled tanks; and the incremental difference in cost between the concrete paving covering the underground tanks and pipes and the other paving at the facility calculated using the difference in cost per square foot. | The following property is used 100% for pollution control and is installed to meet or exceed federal or state regulations: Tight fill fittings; automatic leak detectors; automatic tank gauging; liquid fuel sensors installed between the double walls of tanks and pipes to monitor for leaks; spill containers; under dispenser sumps; the incremental difference in cost between four double-walled tanks and comparable single-walled tanks; and the incremental difference in cost between the concrete paving covering the underground tanks and pipes and the other paving at the facility calculated using the difference in cost per square foot. | 2018-10-11 | 174806 | 100
21318 | T1 | QUIKTRIP CORPORATION | QUIKTRIP 971 | 4767 S R L THORNTON FWY | DALLAS | TX | 75232 | DALLAS | CN600241673 | RN107694721 | Tight fill fittings; automatic leak detectors; automatic tank gauging; liquid fuel sensors installed between the double walls of tanks and pipes to monitor for leaks; under dispenser sumps; the incremental difference in cost between four double-walled tanks and comparable single-walled tanks; and the incremental difference in cost between the concrete paving covering the underground tanks and pipes and the other paving at the facility calculated using the difference in cost per square foot. | The following property is used 100% for pollution control and is installed to meet or exceed federal or state regulations: Tight fill fittings; automatic leak detectors; automatic tank gauging; liquid fuel sensors installed between the double walls of tanks and pipes to monitor for leaks; under dispenser sumps; the incremental difference in cost between four double-walled tanks and comparable single-walled tanks; and the incremental difference in cost between the concrete paving covering the underground tanks and pipes and the other paving at the facility calculated using the difference in cost per square foot. | 2018-10-11 | 178637 | 100
21319 | T1 | QUIKTRIP CORPORATION | QUIKTRIP 964 | 1206 W MAIN ST | GRAND PRAIRIE | TX | 75050 | COLLIN | CN600241673 | RN107712788 | Gas station | The following property is used 100% for pollution control and is installed to meet or exceed federal or state regulations: Tight fill fittings; automatic leak detectors; automatic tank gaging; liquid fuel sensors installed between the double walls of tanks and pipes to monitor for leaks; under dispenser sumps; the incremental difference in cost between four double-walled tanks and comparable single-walled tanks; and the incremental difference in cost between the concrete paving covering the underground tanks and pipes and the other paving at the facility calculated using the difference in cost per square foot. | 2018-10-30 | 194332 | 100
21320 | T1 | QUIKTRIP CORPORATION | QUIKTRIP 953 | 1110 N BELT LINE RD | GRAND PRAIRIE | TX | 75050 | DALLAS | CN600241673 | RN107804478 | Tight fill fittings; automatic leak detectors; automatic tank gauging; liquid fuel sensors installed between the double walls of tanks and pipes to monitor for leaks; under dispenser sumps; the incremental difference in cost between four double-walled tanks and comparable single-walled tanks; and the incremental difference in cost between the concrete paving covering the underground tanks and pipes and the other paving at the facility calculated using the difference in cost per square foot. | The following property is used 100% for pollution control and is installed to meet or exceed federal or state regulations: Tight fill fittings; automatic leak detectors; automatic tank gauging; liquid fuel sensors installed between the double walls of tanks and pipes to monitor for leaks; under dispenser sumps; the incremental difference in cost between four double-walled tanks and comparable single-walled tanks; and the incremental difference in cost between the concrete paving covering the underground tanks and pipes and the other paving at the facility calculated using the difference in cost per square foot. | 2018-10-11 | 208298 | 100
21321 | T1 | QUIKTRIP CORPORATION | QUIK TRIP 954 | 5101 GRANBURY RD | FORT WORTH | TX | 76133 | TARRANT | CN600241673 | RN108364464 | Tight fill fittings; automatic leak detectors; automatic tank gauging; liquid fuel sensors installed between the double walls of tanks and pipes to monitor for leaks; under dispenser sumps; the incremental difference in cost between four double-walled tanks and comparable single-walled tanks; and the incremental difference in cost between the concrete paving covering the underground tanks and pipes and the other paving at the facility calculated using the difference in cost per square foot. | The following property is used 100% for pollution control and is installed to meet or exceed federal or state regulations: Tight fill fittings; automatic leak detectors; automatic tank gauging; liquid fuel sensors installed between the double walls of tanks and pipes to monitor for leaks; under dispenser sumps; the incremental difference in cost between four double-walled tanks and comparable single-walled tanks; and the incremental difference in cost between the concrete paving covering the underground tanks and pipes and the other paving at the facility calculated using the difference in cost per square foot. | 2018-10-09 | 166291 | 100
21322 | T1 | QUIKTRIP CORPORATION | QUIK TRIP 1863 TRUCKING CENTER | 8141 GASOLINE ALY | NORTHLAKE | TX | 76262 | TARRANT | CN600241673 | RN108449984 | Tight fill fittings; automatic leak detectors; automatic tank gauging; liquid fuel sensors installed between the double walls of tanks and pipes to monitor for leaks; spill containers; under dispenser sumps; the incremental difference in cost between nine double-walled tanks and comparable single-walled tanks; and the incremental difference in cost between the concrete paving covering the underground tanks and pipes and the other paving at the facility calculated using the difference in cost per square foot. | The following property is used 100% for pollution control and is installed to meet or exceed federal or state regulations: Tight fill fittings; automatic leak detectors; automatic tank gauging; liquid fuel sensors installed between the double walls of tanks and pipes to monitor for leaks; spill containers; under dispenser sumps; the incremental difference in cost between nine double-walled tanks and comparable single-walled tanks; and the incremental difference in cost between the concrete paving covering the underground tanks and pipes and the other paving at the facility calculated using the difference in cost per square foot. | 2018-10-30 | 544843 | 100
21323 | T1 | QUIKTRIP CORPORATION | QUIKTRIP 990 | 4901 LAKEVIEW PKWY | ROWLETT | TX | 75089 | DALLAS | CN600241673 | RN108513144 | Tight fill fittings; automatic leak detectors; automatic tank gauging; under dispenser sumps; the incremental difference in cost between four double-walled tanks and comparable single-walled tanks; and the incremental difference in cost between the concrete paving covering the underground tanks and pipes and the other paving at the facility calculated using the difference in cost per square foot. | The following property is used 100% for pollution control and is installed to meet or exceed federal or state regulations: Tight fill fittings; automatic leak detectors; automatic tank gauging; under dispenser sumps; the incremental difference in cost between four double-walled tanks and comparable single-walled tanks; and the incremental difference in cost between the concrete paving covering the underground tanks and pipes and the other paving at the facility calculated using the difference in cost per square foot. | 2018-10-09 | 214590 | 100
21324 | T1 | QUIKTRIP CORPORATION | QUIKTRIP 992 | 2215 N OCONNOR RD | IRVING | TX | 75062 | DALLAS | CN600241673 | RN108715244 | Tight fill fittings; automatic leak detectors; automatic tank gauging; liquid fuel sensors installed between the double walls of tanks and pipes to monitor for leaks; under dispenser sumps; the incremental difference in cost between four double-walled tanks and comparable single-walled tanks; and the incremental difference in cost between the concrete paving covering the underground tanks and pipes and the other paving at the facility calculated using the difference in cost per square foot. | The following property is used 100% for pollution control and is installed to meet or exceed federal or state regulations: Tight fill fittings; automatic leak detectors; automatic tank gauging; liquid fuel sensors installed between the double walls of tanks and pipes to monitor for leaks; under dispenser sumps; the incremental difference in cost between four double-walled tanks and comparable single-walled tanks; and the incremental difference in cost between the concrete paving covering the underground tanks and pipes and the other paving at the facility calculated using the difference in cost per square foot. | 2018-10-09 | 186746 | 100
21325 | T1 | QUIKTRIP CORPORATION | QUIKTRIP 949TC | 2001 S BOWIE DR | WEATHERFORD | TX | 76086 | PARKER | CN600241673 | RN108903428 | Tight fill fittings; spill containers, under dispenser sumps; automatic tank gauging; automatic line leak detectors; liquid fuel sensors installed between the double walls of tanks and pipes to monitor for leaks; the incremental difference in cost between eight double-walled tanks and comparable single-walled tanks; and the incremental difference in cost between the concrete paving covering the underground tanks and pipes and the other paving at the facility calculated using the difference in cost per square foot. | The following property is used 100% for pollution control and is installed to meet or exceed federal or state regulations: Tight fill fittings; spill containers, under dispenser sumps; automatic tank gauging; automatic line leak detectors; liquid fuel sensors installed between the double walls of tanks and pipes to monitor for leaks; the incremental difference in cost between eight double-walled tanks and comparable single-walled tanks; and the incremental difference in cost between the concrete paving covering the underground tanks and pipes and the other paving at the facility calculated using the difference in cost per square foot. | 2018-10-09 | 761010 | 100
21326 | T1 | QUIKTRIP CORPORATION | QUIKTRIP 939 | 9201 BENBROOK BLVD | BENBROOK | TX | 76126 | TARRANT | CN600241673 | RN105683585 | Tight fill fittings; spill containers, under dispenser sumps; automatic tank gauging; automatic line leak detectors; liquid fuel sensors installed between the double walls of tanks and pipes to monitor for leaks; the incremental difference in cost between double-walled tanks and comparable single-walled tanks; and the incremental difference in cost between the concrete paving covering the underground tanks and pipes and the other paving at the facility calculated using the difference in cost per square foot. | The following property is used 100% for pollution control and is installed to meet or exceed federal or state regulations: Tight fill fittings; spill containers, under dispenser sumps; automatic tank gauging; automatic line leak detectors; liquid fuel sensors installed between the double walls of tanks and pipes to monitor for leaks; the incremental difference in cost between double-walled tanks and comparable single-walled tanks; and the incremental difference in cost between the concrete paving covering the underground tanks and pipes and the other paving at the facility calculated using the difference in cost per square foot. | 2018-10-09 | 137439 | 100
21327 | T1 | QUIKTRIP CORPORATION | QUIKTRIP 865 | 1400 W HURST BLVD | HURST | TX | 76053 | TARRANT | CN600241673 | RN105712657 | Tight fill fittings; spill containers, under dispenser sumps; automatic tank gauging; automatic line leak detectors; liquid fuel sensors installed between the double walls of tanks and pipes to monitor for leaks; the incremental difference in cost between four double-walled tanks and comparable single-walled tanks; and the incremental difference in cost between the concrete paving covering the underground tanks and pipes and the other paving at the facility calculated using the difference in cost per square foot. | The following property is used 100% for pollution control and is installed to meet or exceed federal or state regulations: Tight fill fittings; spill containers, under dispenser sumps; automatic tank gauging; automatic line leak detectors; liquid fuel sensors installed between the double walls of tanks and pipes to monitor for leaks; the incremental difference in cost between four double-walled tanks and comparable single-walled tanks; and the incremental difference in cost between the concrete paving covering the underground tanks and pipes and the other paving at the facility calculated using the difference in cost per square foot. | 2018-10-09 | 284958 | 100
21328 | T1 | QUIKTRIP CORPORATION | QUICK TRIP 933 | 7104 GREENVILLE AVE | DALLAS | TX | 75231 | DALLAS | CN600241673 | RN105712673 | Tight fill fittings; spill containers, under dispenser sumps; automatic tank gauging; automatic line leak detectors; liquid fuel sensors installed between the double walls of tanks and pipes to monitor for leaks; the incremental difference in cost between three double-walled tanks and comparable single-walled tanks; and the incremental difference in cost between the concrete paving covering the underground tanks and pipes and the other paving at the facility calculated using the difference in cost per square foot. | The following property is used 100% for pollution control and is installed to meet or exceed federal or state regulations: Tight fill fittings; spill containers, under dispenser sumps; automatic tank gauging; automatic line leak detectors; liquid fuel sensors installed between the double walls of tanks and pipes to monitor for leaks; the incremental difference in cost between three double-walled tanks and comparable single-walled tanks; and the incremental difference in cost between the concrete paving covering the underground tanks and pipes and the other paving at the facility calculated using the difference in cost per square foot. | 2018-10-09 | 88063 | 100
21329 | T1 | QUIKTRIP CORPORATION | QUIK TRIP 890 | 901 W PARK BLVD | PLANO | TX | 75075 | COLLIN | CN600241673 | RN102382785 | Tight fill fittings; automatic tank gauging; under dispenser sumps; spill containers; the incremental difference in cost between one double-walled tank and comparable single-walled tank; and the incremental difference in cost between the concrete paving covering the underground tanks and pipes and the other paving at the facility calculated using the difference in cost per square foot. | The following property is used 100% for pollution control and is installed to meet or exceed federal or state regulations: Tight fill fittings; automatic tank gauging; under dispenser sumps; spill containers; the incremental difference in cost between one double-walled tank and comparable single-walled tank; and the incremental difference in cost between the concrete paving covering the underground tanks and pipes and the other paving at the facility calculated using the difference in cost per square foot. | 2018-10-09 | 160245 | 100
21330 | T1 | QUIKTRIP CORPORATION | QUIK TRIP 860 | 1500 PRECINCT LINE RD | HURST | TX | 76054 | TARRANT | CN600241673 | RN102482510 | Tight fill fittings; automatic leak detectors; automatic tank gauging; liquid fuel sensors installed between the double walls of tanks and pipes to monitor for leaks; spill containers; under dispenser sumps; the incremental difference in cost between three double-walled tanks and comparable single-walled tanks; and the incremental difference in cost between the concrete paving covering the underground tanks and pipes and the other paving at the facility calculated using the difference in cost per square foot. | The following property is used 100% for pollution control and is installed to meet or exceed federal or state regulations: Tight fill fittings; automatic leak detectors; automatic tank gauging; liquid fuel sensors installed between the double walls of tanks and pipes to monitor for leaks; spill containers; under dispenser sumps; the incremental difference in cost between three double-walled tanks and comparable single-walled tanks; and the incremental difference in cost between the concrete paving covering the underground tanks and pipes and the other paving at the facility calculated using the difference in cost per square foot. | 2018-10-09 | 64882 | 100
21331 | T1 | QUIKTRIP CORPORATION | QUIK TRIP 887 | 105 WESTPARK WAY | EULESS | TX | 76040 | TARRANT | CN600241673 | RN102754314 | Tight fill fittings; automatic leak detectors; automatic tank gauging; liquid fuel sensors installed between the double walls of tanks and pipes to monitor for leaks; spill containers; under dispenser sumps; the incremental difference in cost between three double-walled tanks and comparable single-walled tanks; and the incremental difference in cost between the concrete paving covering the underground tanks and pipes and the other paving at the facility calculated using the difference in cost per square foot. | The following property is used 100% for pollution control and is installed to meet or exceed federal or state regulations: Tight fill fittings; automatic leak detectors; automatic tank gauging; liquid fuel sensors installed between the double walls of tanks and pipes to monitor for leaks; spill containers; under dispenser sumps; the incremental difference in cost between three double-walled tanks and comparable single-walled tanks; and the incremental difference in cost between the concrete paving covering the underground tanks and pipes and the other paving at the facility calculated using the difference in cost per square foot. | 2018-10-09 | 172547 | 100
21332 | T1 | QUIKTRIP CORPORATION | QUIKTRIP 907 | 3011 N SHILOH RD | GARLAND | TX | 75044 | DALLAS | CN600241673 | RN105728497 | Tight fill fittings; spill containers, under dispenser sumps; automatic tank gauging; automatic line leak detectors; liquid fuel sensors installed between the double walls of tanks and pipes to monitor for leaks; the incremental difference in cost between three double-walled tanks and comparable single-walled tanks; and the incremental difference in cost between the concrete paving covering the underground tanks and pipes and the other paving at the facility calculated using the difference in cost per square foot. | The following property is used 100% for pollution control and is installed to meet or exceed federal or state regulations: Tight fill fittings; spill containers, under dispenser sumps; automatic tank gauging; automatic line leak detectors; liquid fuel sensors installed between the double walls of tanks and pipes to monitor for leaks; the incremental difference in cost between three double-walled tanks and comparable single-walled tanks; and the incremental difference in cost between the concrete paving covering the underground tanks and pipes and the other paving at the facility calculated using the difference in cost per square foot. | 2018-10-09 | 140371 | 100
21333 | T1 | QUIKTRIP CORPORATION | QUIKTRIP 918 | 5700 BRYANT IRVIN RD | FORT WORTH | TX | 76132 | TARRANT | CN600241673 | RN102947470 | Tight fill fittings; automatic leak detectors; automatic tank gauging; spill containers; under dispenser sumps; the incremental difference in cost between two double-walled tanks and comparable single-walled tanks; and the incremental difference in cost between the concrete paving covering the underground tanks and pipes and the other paving at the facility calculated using the difference in cost per square foot. | The following property is used 100% for pollution control and is installed to meet or exceed federal or state regulations: Tight fill fittings; automatic leak detectors; automatic tank gauging; spill containers; under dispenser sumps; the incremental difference in cost between two double-walled tanks and comparable single-walled tanks; and the incremental difference in cost between the concrete paving covering the underground tanks and pipes and the other paving at the facility calculated using the difference in cost per square foot. | 2018-10-09 | 253948 | 100
21334 | T1 | QUIKTRIP CORPORATION | QUIKTRIP 931 | 1900 LAKEVIEW PKWY | ROWLETT | TX | 75088 | DALLAS | CN600241673 | RN105020432 | Tight fill fittings; automatic leak detectors; automatic tank gauging; liquid fuel sensors installed between the double walls of tanks and pipes to monitor for leaks; spill containers; under dispenser sumps; the incremental difference in cost between three double-walled tanks and comparable single-walled tanks; and the incremental difference in cost between the concrete paving covering the underground tanks and pipes and the other paving at the facility calculated using the difference in cost per square foot. | The following property is used 100% for pollution control and is installed to meet or exceed federal or state regulations: Tight fill fittings; automatic leak detectors; automatic tank gauging; liquid fuel sensors installed between the double walls of tanks and pipes to monitor for leaks; spill containers; under dispenser sumps; the incremental difference in cost between three double-walled tanks and comparable single-walled tanks; and the incremental difference in cost between the concrete paving covering the underground tanks and pipes and the other paving at the facility calculated using the difference in cost per square foot. | 2018-10-11 | 134143 | 100
21335 | T1 | QUIKTRIP CORPORATION | QUIK TRIP 858 | 2905 E SOUTHLAKE BLVD | SOUTHLAKE | TX | 76092 | TARRANT | CN600241673 | RN102957297 | Tight fill fittings; automatic leak detectors; automatic tank gauging; liquid fuel sensors installed between the double walls of tanks and pipes to monitor for leaks; spill containers; the incremental difference in cost between two double-walled tanks and comparable single-walled tanks; and the incremental difference in cost between the concrete paving covering the underground tanks and pipes and the other paving at the facility calculated using the difference in cost per square foot. | The following property is used 100% for pollution control and is installed to meet or exceed federal or state regulations: Tight fill fittings; automatic leak detectors; automatic tank gauging; liquid fuel sensors installed between the double walls of tanks and pipes to monitor for leaks; spill containers; the incremental difference in cost between two double-walled tanks and comparable single-walled tanks; and the incremental difference in cost between the concrete paving covering the underground tanks and pipes and the other paving at the facility calculated using the difference in cost per square foot. | 2018-10-09 | 213672 | 100
21336 | T1 | QUIKTRIP CORPORATION | QUIKTRIP 951 | 1601 FM 157 | MANSFIELD | TX | 76063 | TARRANT | CN600241673 | RN105071971 | Tight fill fittings; automatic leak detectors; automatic tank gauging; liquid fuel sensors installed between the double walls of tanks and pipes to monitor for leaks; spill containers; under dispenser sumps; the incremental difference in cost between four double-walled tanks and comparable single-walled tanks; and the incremental difference in cost between the concrete paving covering the underground tanks and pipes and the other paving at the facility calculated using the difference in cost per square foot. | The following property is used 100% for pollution control and is installed to meet or exceed federal or state regulations: Tight fill fittings; automatic leak detectors; automatic tank gauging; liquid fuel sensors installed between the double walls of tanks and pipes to monitor for leaks; spill containers; under dispenser sumps; the incremental difference in cost between four double-walled tanks and comparable single-walled tanks; and the incremental difference in cost between the concrete paving covering the underground tanks and pipes and the other paving at the facility calculated using the difference in cost per square foot. | 2018-10-11 | 266306 | 100
21337 | T1 | QUIKTRIP CORPORATION | QUIK TRIP 947 | 2023 E LAMAR BLVD | ARLINGTON | TX | 76006 | TARRANT | CN600241673 | RN103002697 | Tight fill fittings; automatic leak detectors; automatic tank gauging; liquid fuel sensors installed between the double walls of tanks and pipes to monitor for leaks; spill containers; under dispenser sumps; the incremental difference in cost between one double-walled tank and comparable single-walled tank; and the incremental difference in cost between the concrete paving covering the underground tanks and pipes and the other paving at the facility calculated using the difference in cost per square foot. | The following property is used 100% for pollution control and is installed to meet or exceed federal or state regulations: Tight fill fittings; automatic leak detectors; automatic tank gauging; liquid fuel sensors installed between the double walls of tanks and pipes to monitor for leaks; spill containers; under dispenser sumps; the incremental difference in cost between one double-walled tank and comparable single-walled tank; and the incremental difference in cost between the concrete paving covering the underground tanks and pipes and the other paving at the facility calculated using the difference in cost per square foot. | 2018-10-11 | 182273 | 100
21338 | T1 | QUIKTRIP CORPORATION | QUIKTRIP STORE 916 | 1700 S MCDONALD ST | MCKINNEY | TX | 75069 | COLLIN | CN600241673 | RN105102958 | Tight fill fittings; automatic leak detectors; automatic tank gauging; liquid fuel sensors installed between the double walls of tanks and pipes to monitor for leaks; spill containers; under dispenser sumps; and the incremental difference in cost between four double-walled tanks and comparable single-walled tanks. | The following property is used 100% for pollution control and is installed to meet or exceed federal or state regulations: Tight fill fittings; automatic leak detectors; automatic tank gauging; liquid fuel sensors installed between the double walls of tanks and pipes to monitor for leaks; spill containers; under dispenser sumps; and the incremental difference in cost between four double-walled tanks and comparable single-walled tanks. | 2018-10-09 | 168088 | 100
21339 | T1 | QUIKTRIP CORPORATION | QUIKTRIP 871 | 1900 ALTAMESA BLVD | FORT WORTH | TX | 76134 | TARRANT | CN600241673 | RN103154571 | Tight fill fittings; automatic leak detectors; automatic tank gauging; liquid fuel sensors installed between the double walls of tanks and pipes to monitor for leaks; spill containers; under dispenser sumps; the incremental difference in cost between two double-walled tanks and comparable single-walled tanks; and the incremental difference in cost between the concrete paving covering the underground tanks and pipes and the other paving at the facility calculated using the difference in cost per square foot. | The following property is used 100% for pollution control and is installed to meet or exceed federal or state regulations: Tight fill fittings; automatic leak detectors; automatic tank gauging; liquid fuel sensors installed between the double walls of tanks and pipes to monitor for leaks; spill containers; under dispenser sumps; the incremental difference in cost between two double-walled tanks and comparable single-walled tanks; and the incremental difference in cost between the concrete paving covering the underground tanks and pipes and the other paving at the facility calculated using the difference in cost per square foot. | 2018-10-11 | 161713 | 100
21340 | T1 | QUIKTRIP CORPORATION | QUIK TRIP 924 | 102 E CAMP WISDOM RD | DUNCANVILLE | TX | 75116 | DALLAS | CN600241673 | RN105129035 | Tight fill fittings; automatic leak detectors; automatic tank gauging; liquid fuel sensors installed between the double walls of tanks and pipes to monitor for leaks; spill containers; under dispenser sumps; the incremental difference in cost between three double-walled tanks and comparable single-walled tanks; and the incremental difference in cost between the concrete paving covering the underground tanks and pipes and the other paving at the facility calculated using the difference in cost per square foot. | The following property is used 100% for pollution control and is installed to meet or exceed federal or state regulations: Tight fill fittings; automatic leak detectors; automatic tank gauging; liquid fuel sensors installed between the double walls of tanks and pipes to monitor for leaks; spill containers; under dispenser sumps; the incremental difference in cost between three double-walled tanks and comparable single-walled tanks; and the incremental difference in cost between the concrete paving covering the underground tanks and pipes and the other paving at the facility calculated using the difference in cost per square foot. | 2018-10-11 | 120127 | 100
21341 | T1 | QUIKTRIP CORPORATION | QUIKTRIP 857 | 2425 W DIVISION ST | ARLINGTON | TX | 76012 | TARRANT | CN600241673 | RN103740841 | Tight fill fittings; automatic leak detectors; automatic tank gauging; spill containers; the incremental difference in cost between one double-walled tank and comparable single-walled tank; and the incremental difference in cost between the concrete paving covering the underground tanks and pipes and the other paving at the facility calculated using the difference in cost per square foot. | The following property is used 100% for pollution control and is installed to meet or exceed federal or state regulations: Tight fill fittings; automatic leak detectors; automatic tank gauging; spill containers; the incremental difference in cost between one double-walled tank and comparable single-walled tank; and the incremental difference in cost between the concrete paving covering the underground tanks and pipes and the other paving at the facility calculated using the difference in cost per square foot. | 2018-10-11 | 187367 | 100
21342 | T1 | QUIKTRIP CORPORATION | QUIKTRIP 905 | 321 EAGLE DR | DENTON | TX | 76201 | DENTON | CN600241673 | RN103741120 | Tight fill fittings; automatic leak detectors; automatic tank gauging; spill containers; under dispenser sumps; the incremental difference in cost between three double-walled tanks and comparable single-walled tanks; and the incremental difference in cost between the concrete paving covering the underground tanks and pipes and the other paving at the facility calculated using the difference in cost per square foot. | The following property is used 100% for pollution control and is installed to meet or exceed federal or state regulations: Tight fill fittings; automatic leak detectors; automatic tank gauging; spill containers; under dispenser sumps; the incremental difference in cost between three double-walled tanks and comparable single-walled tanks; and the incremental difference in cost between the concrete paving covering the underground tanks and pipes and the other paving at the facility calculated using the difference in cost per square foot. | 2018-10-11 | 454498 | 100
21343 | T1 | QUIKTRIP CORPORATION | QUIKTRIP 877 | 324 CLIFFORD CENTER DR | FORT WORTH | TX | 76108 | TARRANT | CN600241673 | RN105365845 | Tight fill fittings; automatic leak detectors; automatic tank gauging; liquid fuel sensors installed between the double walls of tanks and pipes to monitor for leaks; spill containers; under dispenser sumps; the incremental difference in cost between double-walled tanks and comparable single-walled tanks; and the incremental difference in cost between the concrete paving covering the underground tanks and pipes and the other paving at the facility calculated using the difference in cost per square foot. | The following property is used 100% for pollution control and is installed to meet or exceed federal or state regulations: Tight fill fittings; automatic leak detectors; automatic tank gauging; liquid fuel sensors installed between the double walls of tanks and pipes to monitor for leaks; spill containers; under dispenser sumps; the incremental difference in cost between double-walled tanks and comparable single-walled tanks; and the incremental difference in cost between the concrete paving covering the underground tanks and pipes and the other paving at the facility calculated using the difference in cost per square foot. | 2018-10-09 | 153117 | 100
21344 | T1 | QUIKTRIP CORPORATION | QUIKTRIP 888 | 4601 DENTON HWY | HALTOM CITY | TX | 76117 | TARRANT | CN600241673 | RN105134084 | Tight fill fittings; automatic leak detectors; automatic tank gauging; liquid fuel sensors installed between the double walls of tanks and pipes to monitor for leaks; spill containers; under dispenser sumps; the incremental difference in cost between three double-walled tanks and comparable single-walled tanks; and the incremental difference in cost between the concrete paving covering the underground tanks and pipes and the other paving at the facility calculated using the difference in cost per square foot. | The following property is used 100% for pollution control and is installed to meet or exceed federal or state regulations: Tight fill fittings; automatic leak detectors; automatic tank gauging; liquid fuel sensors installed between the double walls of tanks and pipes to monitor for leaks; spill containers; under dispenser sumps; the incremental difference in cost between three double-walled tanks and comparable single-walled tanks; and the incremental difference in cost between the concrete paving covering the underground tanks and pipes and the other paving at the facility calculated using the difference in cost per square foot. | 2018-10-11 | 111878 | 100
21345 | T1 | QUIKTRIP CORPORATION | QUIK TRIP 889 | 2321 N BEACH ST | HALTOM CITY | TX | 76111 | TARRANT | CN600241673 | RN105161665 | Tight fill fittings; automatic leak detectors; automatic tank gauging; liquid fuel sensors installed between the double walls of tanks and pipes to monitor for leaks; spill containers; under dispenser sumps; the incremental difference in cost between three double-walled tanks and comparable single-walled tanks; and the incremental difference in cost between the concrete paving covering the underground tanks and pipes and the other paving at the facility calculated using the difference in cost per square foot. | The following property is used 100% for pollution control and is installed to meet or exceed federal or state regulations: Tight fill fittings; automatic leak detectors; automatic tank gauging; liquid fuel sensors installed between the double walls of tanks and pipes to monitor for leaks; spill containers; under dispenser sumps; the incremental difference in cost between three double-walled tanks and comparable single-walled tanks; and the incremental difference in cost between the concrete paving covering the underground tanks and pipes and the other paving at the facility calculated using the difference in cost per square foot. | 2018-10-09 | 175820 | 100
21346 | T1 | QUIKTRIP CORPORATION | QUIKTRIP 909 | 5825 BROADWAY BLVD | GARLAND | TX | 75043 | DALLAS | CN600241673 | RN105199129 | Tight fill fittings; automatic leak detectors; automatic tank gauging; liquid fuel sensors installed between the double walls of tanks and pipes to monitor for leaks; spill containers; under dispenser sumps; the incremental difference in cost between three double-walled tanks and comparable single-walled tanks; and the incremental difference in cost between the concrete paving covering the underground tanks and pipes and the other paving at the facility calculated using the difference in cost per square foot. | The following property is used 100% for pollution control and is installed to meet or exceed federal or state regulations: Tight fill fittings; automatic leak detectors; automatic tank gauging; liquid fuel sensors installed between the double walls of tanks and pipes to monitor for leaks; spill containers; under dispenser sumps; the incremental difference in cost between three double-walled tanks and comparable single-walled tanks; and the incremental difference in cost between the concrete paving covering the underground tanks and pipes and the other paving at the facility calculated using the difference in cost per square foot. | 2018-10-09 | 100202 | 100
21347 | T1 | QUIKTRIP CORPORATION | QUIKTRIP 911 | 3701 IH 35 S | DENTON | TX | 76210 | DENTON | CN600241673 | RN105203095 | Tight fill fittings; automatic leak detectors; automatic tank gauging; liquid fuel sensors installed between the double walls of tanks and pipes to monitor for leaks; spill containers; under dispenser sumps; the incremental difference in cost between four double-walled tanks and comparable single-walled tanks; and the incremental difference in cost between the concrete paving covering the underground tanks and pipes and the other paving at the facility calculated using the difference in cost per square foot. | The following property is used 100% for pollution control and is installed to meet or exceed federal or state regulations: Tight fill fittings; automatic leak detectors; automatic tank gauging; liquid fuel sensors installed between the double walls of tanks and pipes to monitor for leaks; spill containers; under dispenser sumps; the incremental difference in cost between four double-walled tanks and comparable single-walled tanks; and the incremental difference in cost between the concrete paving covering the underground tanks and pipes and the other paving at the facility calculated using the difference in cost per square foot. | 2018-10-09 | 333958 | 100
21348 | T1 | QUIKTRIP CORPORATION | QUIKTRIP 932 | 2929 FRANKFORD RD | DALLAS | TX | 75287 | DENTON | CN600241673 | RN104072780 | Tight fill fittings; automatic leak detectors; automatic tank gauging; spill containers; under dispenser sumps; the incremental difference in cost between one double-walled tank and comparable single-walled tank; and the incremental difference in cost between the concrete paving covering the underground tanks and pipes and the other paving at the facility calculated using the difference in cost per square foot. | The following property is used 100% for pollution control and is installed to meet or exceed federal or state regulations: Tight fill fittings; automatic leak detectors; automatic tank gauging; spill containers; under dispenser sumps; the incremental difference in cost between one double-walled tank and comparable single-walled tank; and the incremental difference in cost between the concrete paving covering the underground tanks and pipes and the other paving at the facility calculated using the difference in cost per square foot. | 2018-10-11 | 121392 | 100
21349 | T1 | QUIKTRIP CORPORATION | QUIKTRIP 913 | 4151 STACY RD | MCKINNEY | TX | 75070 | COLLIN | CN600241673 | RN105293161 | Tight fill fittings; automatic leak detectors; automatic tank gauging; liquid fuel sensors installed between the double walls of tanks and pipes to monitor for leaks; spill containers; under dispenser sumps; the incremental difference in cost between four double-walled tanks and comparable single-walled tanks; and the incremental difference in cost between the concrete paving covering the underground tanks and pipes and the other paving at the facility calculated using the difference in cost per square foot. | The following property is used 100% for pollution control and is installed to meet or exceed federal or state regulations: Tight fill fittings; automatic leak detectors; automatic tank gauging; liquid fuel sensors installed between the double walls of tanks and pipes to monitor for leaks; spill containers; under dispenser sumps; the incremental difference in cost between four double-walled tanks and comparable single-walled tanks; and the incremental difference in cost between the concrete paving covering the underground tanks and pipes and the other paving at the facility calculated using the difference in cost per square foot. | 2018-10-09 | 202175 | 100
21350 | T1 | QUIKTRIP CORPORATION | QUIKTRIP 903 | 2968 FOREST LN | DALLAS | TX | 75234 | DALLAS | CN600241673 | RN104073564 | Tight fill fittings; automatic leak detectors; automatic tank gauging; spill containers; the incremental difference in cost between one double-walled tank and comparable single-walled tank; and the incremental difference in cost between the concrete paving covering the underground tanks and pipes and the other paving at the facility calculated using the difference in cost per square foot. | The following property is used 100% for pollution control and is installed to meet or exceed federal or state regulations: Tight fill fittings; automatic leak detectors; automatic tank gauging; spill containers; the incremental difference in cost between one double-walled tank and comparable single-walled tank; and the incremental difference in cost between the concrete paving covering the underground tanks and pipes and the other paving at the facility calculated using the difference in cost per square foot. | 2018-10-11 | 127655 | 100
21351 | T1 | QUIKTRIP CORPORATION | QUICKTRIP 902 | 12100 E NORTHWEST HWY | DALLAS | TX | 75218 | DALLAS | CN600241673 | RN104092853 | Tight fill fittings; automatic leak detectors; automatic tank gauging; spill containers; under dispenser sumps; the incremental difference in cost between two double-walled tanks and comparable single-walled tanks; and the incremental difference in cost between the concrete paving covering the underground tanks and pipes and the other paving at the facility calculated using the difference in cost per square foot. | The following property is used 100% for pollution control and is installed to meet or exceed federal or state regulations: Tight fill fittings; automatic leak detectors; automatic tank gauging; spill containers; under dispenser sumps; the incremental difference in cost between two double-walled tanks and comparable single-walled tanks; and the incremental difference in cost between the concrete paving covering the underground tanks and pipes and the other paving at the facility calculated using the difference in cost per square foot. | 2018-10-11 | 360691 | 100
21352 | T1 | QUIKTRIP CORPORATION | QUIKTRIP 936 | 3230 W MOCKINGBIRD LN | DALLAS | TX | 75235 | DALLAS | CN600241673 | RN104093240 | Tight fill fittings; automatic leak detectors; automatic tank gauging; spill containers; under dispenser sumps; the incremental difference in cost between one double-walled tank and comparable single-walled tank; and the incremental difference in cost between the concrete paving covering the underground tanks and pipes and the other paving at the facility calculated using the difference in cost per square foot. | The following property is used 100% for pollution control and is installed to meet or exceed federal or state regulations: Tight fill fittings; automatic leak detectors; automatic tank gauging; spill containers; under dispenser sumps; the incremental difference in cost between one double-walled tank and comparable single-walled tank; and the incremental difference in cost between the concrete paving covering the underground tanks and pipes and the other paving at the facility calculated using the difference in cost per square foot. | 2018-10-11 | 126894 | 100
21353 | T1 | QUIKTRIP CORPORATION | QUIKTRIP 859 | 901 E DIVISION ST | ARLINGTON | TX | 76011 | TARRANT | CN600241673 | RN104102082 | Tight fill fittings; automatic leak detectors; automatic tank gauging; liquid fuel sensors installed between the double walls of tanks and pipes to monitor for leaks; spill containers; under dispenser sumps; the incremental difference in cost between three double-walled tanks and comparable single-walled tanks; and the incremental difference in cost between the concrete paving covering the underground tanks and pipes and the other paving at the facility calculated using the difference in cost per square foot. | The following property is used 100% for pollution control and is installed to meet or exceed federal or state regulations: Tight fill fittings; automatic leak detectors; automatic tank gauging; liquid fuel sensors installed between the double walls of tanks and pipes to monitor for leaks; spill containers; under dispenser sumps; the incremental difference in cost between three double-walled tanks and comparable single-walled tanks; and the incremental difference in cost between the concrete paving covering the underground tanks and pipes and the other paving at the facility calculated using the difference in cost per square foot. | 2018-10-11 | 119901 | 100
21354 | T1 | QUIKTRIP CORPORATION | QUIKTRIP 968 | 8836 DAVIS BLVD | KELLER | TX | 76248 | TARRANT | CN600241673 | RN105372296 | Tight fill fittings; automatic leak detectors; automatic tank gauging; liquid fuel sensors installed between the double walls of tanks and pipes to monitor for leaks; spill containers; under dispenser sumps; the incremental difference in cost between three double-walled tanks and comparable single-walled tanks; and the incremental difference in cost between the concrete paving covering the underground tanks and pipes and the other paving at the facility calculated using the difference in cost per square foot. | The following property is used 100% for pollution control and is installed to meet or exceed federal or state regulations: Tight fill fittings; automatic leak detectors; automatic tank gauging; liquid fuel sensors installed between the double walls of tanks and pipes to monitor for leaks; spill containers; under dispenser sumps; the incremental difference in cost between three double-walled tanks and comparable single-walled tanks; and the incremental difference in cost between the concrete paving covering the underground tanks and pipes and the other paving at the facility calculated using the difference in cost per square foot. | 2018-10-09 | 100152 | 100
21355 | T1 | QUIKTRIP CORPORATION | QUIKTRIP NO 873 | 101 W EVERMAN PKWY | FORT WORTH | TX | 76134 | TARRANT | CN600241673 | RN104112677 | Tight fill fittings; automatic leak detectors; automatic tank gauging; liquid fuel sensors installed between the double walls of tanks and pipes to monitor for leaks; spill containers; under dispenser sumps; the incremental difference in cost between three double-walled tanks and comparable single-walled tanks; and the incremental difference in cost between the concrete paving covering the underground tanks and pipes and the other paving at the facility calculated using the difference in cost per square foot. | The following property is used 100% for pollution control and is installed to meet or exceed federal or state regulations: Tight fill fittings; automatic leak detectors; automatic tank gauging; liquid fuel sensors installed between the double walls of tanks and pipes to monitor for leaks; spill containers; under dispenser sumps; the incremental difference in cost between three double-walled tanks and comparable single-walled tanks; and the incremental difference in cost between the concrete paving covering the underground tanks and pipes and the other paving at the facility calculated using the difference in cost per square foot. | 2018-10-11 | 203782 | 100
21356 | T1 | QUIKTRIP CORPORATION | QUIKTRIP 899 | 3300 E UNIVERSITY DR | DENTON | TX | 76208 | DENTON | CN600241673 | RN104212378 | Tight fill fittings; automatic leak detectors; automatic tank gauging; liquid fuel sensors installed between the double walls of tanks and pipes to monitor for leaks; spill containers; under dispenser sumps; the incremental difference in cost between two double-walled tanks and comparable single-walled tanks; and the incremental difference in cost between the concrete paving covering the underground tanks and pipes and the other paving at the facility calculated using the difference in cost per square foot. | The following property is used 100% for pollution control and is installed to meet or exceed federal or state regulations: Tight fill fittings; automatic leak detectors; automatic tank gauging; liquid fuel sensors installed between the double walls of tanks and pipes to monitor for leaks; spill containers; under dispenser sumps; the incremental difference in cost between two double-walled tanks and comparable single-walled tanks; and the incremental difference in cost between the concrete paving covering the underground tanks and pipes and the other paving at the facility calculated using the difference in cost per square foot. | 2018-10-11 | 302398 | 100
21357 | T1 | QUIKTRIP CORPORATION | QUIKTRIP 941 | 1035 W ROUND GROVE RD | LEWISVILLE | TX | 75067 | DENTON | CN600241673 | RN105463699 | Tight fill fittings; automatic leak detectors; automatic tank gauging; liquid fuel sensors installed between the double walls of tanks and pipes to monitor for leaks; spill containers; under dispenser sumps; the incremental difference in cost between three double-walled tanks and comparable single-walled tanks; and the incremental difference in cost between the concrete paving covering the underground tanks and pipes and the other paving at the facility calculated using the difference in cost per square foot. | The following property is used 100% for pollution control and is installed to meet or exceed federal or state regulations: Tight fill fittings; automatic leak detectors; automatic tank gauging; liquid fuel sensors installed between the double walls of tanks and pipes to monitor for leaks; spill containers; under dispenser sumps; the incremental difference in cost between three double-walled tanks and comparable single-walled tanks; and the incremental difference in cost between the concrete paving covering the underground tanks and pipes and the other paving at the facility calculated using the difference in cost per square foot. | 2018-10-11 | 139082 | 100
21358 | T1 | QUIKTRIP CORPORATION | QUIKTRIP 866 | 6301 WESTWORTH BLVD | WESTWORTH VILLAGE | TX | 76114 | TARRANT | CN600241673 | RN104267034 | Tight fill fittings; automatic leak detectors; automatic tank gauging; liquid fuel sensors installed between the double walls of tanks and pipes to monitor for leaks; spill containers; under dispenser sumps; the incremental difference in cost between four double-walled tanks and comparable single-walled tanks; and the incremental difference in cost between the concrete paving covering the underground tanks and pipes and the other paving at the facility calculated using the difference in cost per square foot. | The following property is used 100% for pollution control and is installed to meet or exceed federal or state regulations: Tight fill fittings; automatic leak detectors; automatic tank gauging; liquid fuel sensors installed between the double walls of tanks and pipes to monitor for leaks; spill containers; under dispenser sumps; the incremental difference in cost between four double-walled tanks and comparable single-walled tanks; and the incremental difference in cost between the concrete paving covering the underground tanks and pipes and the other paving at the facility calculated using the difference in cost per square foot. | 2018-10-11 | 193415 | 100
21359 | T1 | QUIKTRIP CORPORATION | QUIKTRIP 999 | 1600 LBJ FWY | FARMERS BRANCH | TX | 75234 | DALLAS | CN600241673 | RN109453621 | Tight fill fittings; under dispenser sumps; automatic tank gauging; automatic line leak detectors; the incremental difference in cost between four double-walled tanks and comparable single-walled tanks; and the incremental difference in cost between the concrete paving covering the underground tanks and pipes and the other paving at the facility calculated using the difference in cost per square foot. | The following property is used 100% for pollution control and is installed to meet or exceed federal or state regulations: Tight fill fittings; under dispenser sumps; automatic tank gauging; automatic line leak detectors; the incremental difference in cost between four double-walled tanks and comparable single-walled tanks; and the incremental difference in cost between the concrete paving covering the underground tanks and pipes and the other paving at the facility calculated using the difference in cost per square foot. | 2018-10-09 | 422875 | 100
21360 | T1 | QUIKTRIP CORPORATION | QUIK TRIP 855 | 6345 DAVIS BLVD | NORTH RICHLAND HILLS | TX | 76180 | TARRANT | CN600241673 | RN104270632 | Tight fill fittings; automatic leak detectors; automatic tank gauging; liquid fuel sensors installed between the double walls of tanks and pipes to monitor for leaks; spill containers; under dispenser sumps; the incremental difference in cost between 18 double-walled tanks and comparable single-walled tanks; and the incremental difference in cost between the concrete paving covering the underground tanks and pipes and the other paving at the facility calculated using the difference in cost per square foot. | The following property is used 100% for pollution control and is installed to meet or exceed federal or state regulations: Tight fill fittings; automatic leak detectors; automatic tank gauging; liquid fuel sensors installed between the double walls of tanks and pipes to monitor for leaks; spill containers; under dispenser sumps; the incremental difference in cost between 18 double-walled tanks and comparable single-walled tanks; and the incremental difference in cost between the concrete paving covering the underground tanks and pipes and the other paving at the facility calculated using the difference in cost per square foot. | 2018-10-11 | 247493 | 100
21361 | T1 | QUIKTRIP CORPORATION | QUIKTRIP 987 | 5500 S BUCKNER BLVD | MESQUITE | TX | 75149 | DALLAS | CN600241673 | RN109461558 | Tight fill fittings; under dispenser sumps; automatic tank gauging; automatic line leak detectors; the incremental difference in cost between four double-walled tanks and comparable single-walled tanks; and the incremental difference in cost between the concrete paving covering the underground tanks and pipes and the other paving at the facility calculated using the difference in cost per square foot. | The following property is used 100% for pollution control and is installed to meet or exceed federal or state regulations: Tight fill fittings; under dispenser sumps; automatic tank gauging; automatic line leak detectors; the incremental difference in cost between four double-walled tanks and comparable single-walled tanks; and the incremental difference in cost between the concrete paving covering the underground tanks and pipes and the other paving at the facility calculated using the difference in cost per square foot. | 2018-10-09 | 411682 | 100
21362 | T1 | QUIKTRIP CORPORATION | QUIKTRIP 917 | 4850 MAIN ST | THE COLONY | TX | 75056 | DENTON | CN600241673 | RN104334586 | Tight fill fittings; automatic leak detectors; automatic tank gauging; liquid fuel sensors installed between the double walls of tanks and pipes to monitor for leaks; spill containers; under dispenser sumps; the incremental difference in cost between three double-walled tanks and comparable single-walled tanks; and the incremental difference in cost between the concrete paving covering the underground tanks and pipes and the other paving at the facility calculated using the difference in cost per square foot. | The following property is used 100% for pollution control and is installed to meet or exceed federal or state regulations: Tight fill fittings; automatic leak detectors; automatic tank gauging; liquid fuel sensors installed between the double walls of tanks and pipes to monitor for leaks; spill containers; under dispenser sumps; the incremental difference in cost between three double-walled tanks and comparable single-walled tanks; and the incremental difference in cost between the concrete paving covering the underground tanks and pipes and the other paving at the facility calculated using the difference in cost per square foot. | 2018-10-11 | 143114 | 100
21363 | T1 | QUIKTRIP CORPORATION | QUIKTRIP 1900 | 6055 ALPHA RD | DALLAS | TX | 75240 | DALLAS | CN600241673 | RN109463117 | Tight fill fittings; under dispenser sumps; automatic tank gauging; automatic line leak detectors; the incremental difference in cost between four double-walled tanks and comparable single-walled tanks; and the incremental difference in cost between the concrete paving covering the underground tanks and pipes and the other paving at the facility calculated using the difference in cost per square foot. | The following property is used 100% for pollution control and is installed to meet or exceed federal or state regulations: Tight fill fittings; under dispenser sumps; automatic tank gauging; automatic line leak detectors; the incremental difference in cost between four double-walled tanks and comparable single-walled tanks; and the incremental difference in cost between the concrete paving covering the underground tanks and pipes and the other paving at the facility calculated using the difference in cost per square foot. | 2018-10-09 | 465158 | 100
21364 | T1 | QUIKTRIP CORPORATION | QUIKTRIP 1976 | 3311 W PLEASANT RUN RD | LANCASTER | TX | 75146 | DALLAS | CN600241673 | RN109539411 | Tight fill fittings; under dispenser sumps; automatic tank gauging; automatic line leak detectors; the incremental difference in cost between four double-walled tanks and comparable single-walled tanks; and the incremental difference in cost between the concrete paving covering the underground tanks and pipes and the other paving at the facility calculated using the difference in cost per square foot. | The following property is used 100% for pollution control and is installed to meet or exceed federal or state regulations: Tight fill fittings; under dispenser sumps; automatic tank gauging; automatic line leak detectors; the incremental difference in cost between four double-walled tanks and comparable single-walled tanks; and the incremental difference in cost between the concrete paving covering the underground tanks and pipes and the other paving at the facility calculated using the difference in cost per square foot. | 2018-10-09 | 500452 | 100
21365 | T1 | QUIKTRIP CORPORATION | QUIKTRIP 959 | 5300 MCCART AVE | FORT WORTH | TX | 76133 | TARRANT | CN600241673 | RN109671818 | Tight fill fittings; under dispenser sumps; automatic tank gauging; automatic line leak detectors; the incremental difference in cost between four double-walled tanks and comparable single-walled tanks; and the incremental difference in cost between the concrete paving covering the underground tanks and pipes and the other paving at the facility calculated using the difference in cost per square foot. | The following property is used 100% for pollution control and is installed to meet or exceed federal or state regulations: Tight fill fittings; under dispenser sumps; automatic tank gauging; automatic line leak detectors; the incremental difference in cost between four double-walled tanks and comparable single-walled tanks; and the incremental difference in cost between the concrete paving covering the underground tanks and pipes and the other paving at the facility calculated using the difference in cost per square foot. | 2018-10-09 | 390899 | 100
21366 | T1 | QUIKTRIP CORPORATION | QUIKTRIP DIVISION 8 | 1120 N INDUSTRIAL BLVD | EULESS | TX | 76039 | TARRANT | CN600241673 | RN110393774 | Automatic tank gauging and spill containers. | The following property is used 100% for pollution control and is installed to meet or exceed federal or state regulations: Automatic tank gauging and spill containers. | 2018-10-09 | 54367 | 100
21367 | T1 | QUIKTRIP CORPORATION | QUIKTRIP STORE 1871 | 4577 MARINE CREEK PKWY | FORT WORTH | TX | 76106 | TARRANT | CN600241673 | RN109682153 | Tight fill fittings; spill containers, under dispenser sumps; automatic tank gauging; automatic line leak detectors; the incremental difference in cost between four double-walled tanks and comparable single-walled tanks; and the incremental difference in cost between the concrete paving covering the underground tanks and pipes and the other paving at the facility calculated using the difference in cost per square foot. | The following property is used 100% for pollution control and is installed to meet or exceed federal or state regulations: Tight fill fittings; spill containers, under dispenser sumps; automatic tank gauging; automatic line leak detectors; the incremental difference in cost between four double-walled tanks and comparable single-walled tanks; and the incremental difference in cost between the concrete paving covering the underground tanks and pipes and the other paving at the facility calculated using the difference in cost per square foot. | 2018-10-09 | 464773 | 100
21368 | T1 | QUIKTRIP CORPORATION | QUIKTRIP 1883 | 926 W HIGHWAY 82 | GAINESVILLE | TX | 76240 | COOKE | CN600241673 | RN109767871 | Tight fill fittings; spill containers, under dispenser sumps; automatic tank gauging; automatic line leak detectors; liquid fuel sensors installed between the double walls of tanks and pipes to monitor for leaks; the incremental difference in cost between nine double-walled tanks and comparable single-walled tanks; and the incremental difference in cost between the concrete paving covering the underground tanks and pipes and the other paving at the facility calculated using the difference in cost per square foot. | The following property is used 100% for pollution control and is installed to meet or exceed federal or state regulations: Tight fill fittings; spill containers, under dispenser sumps; automatic tank gauging; automatic line leak detectors; liquid fuel sensors installed between the double walls of tanks and pipes to monitor for leaks; the incremental difference in cost between four double-walled tanks and comparable single-walled tanks; and the incremental difference in cost between the concrete paving covering the underground tanks and pipes and the other paving at the facility calculated using the difference in cost per square foot. | 2018-10-16 | 807813 | 100
21369 | T1 | QUIKTRIP CORPORATION | QUIK TRIP 852 | 2805 NE GREEN OAKS BLVD | GRAND PRAIRIE | TX | 75050 | TARRANT | CN600241673 | RN102219672 | Tight fill fittings; automatic leak detectors; automatic tank gauging; liquid fuel sensors installed between the double walls of tanks and pipes to monitor for leaks; spill containers; under dispenser sumps; the incremental difference in cost between two double-walled tanks and comparable single-walled tanks; and the incremental difference in cost between the concrete paving covering the underground tanks and pipes and the other paving at the facility calculated using the difference in cost per square foot. | The following property is used 100% for pollution control and is installed to meet or exceed federal or state regulations: Tight fill fittings; automatic leak detectors; automatic tank gauging; liquid fuel sensors installed between the double walls of tanks and pipes to monitor for leaks; spill containers; under dispenser sumps; the incremental difference in cost between two double-walled tanks and comparable single-walled tanks; and the incremental difference in cost between the concrete paving covering the underground tanks and pipes and the other paving at the facility calculated using the difference in cost per square foot. | 2018-10-09 | 147271 | 100
21370 | T1 | QUIKTRIP CORPORATION | QUIKTRIP 861 | 6601 BRENTWOOD STAIR RD | FORT WORTH | TX | 76112 | TARRANT | CN600241673 | RN101535250 | Tight fill fittings; automatic leak detectors; automatic tank gauging; liquid fuel sensors installed between the double walls of tanks and pipes to monitor for leaks; spill containers; under dispenser sumps; the incremental difference in cost between three double-walled tanks and comparable single-walled tanks; and the incremental difference in cost between the concrete paving covering the underground tanks and pipes and the other paving at the facility calculated using the difference in cost per square foot. | The following property is used 100% for pollution control and is installed to meet or exceed federal or state regulations: Tight fill fittings; automatic leak detectors; automatic tank gauging; liquid fuel sensors installed between the double walls of tanks and pipes to monitor for leaks; spill containers; under dispenser sumps; the incremental difference in cost between three double-walled tanks and comparable single-walled tanks; and the incremental difference in cost between the concrete paving covering the underground tanks and pipes and the other paving at the facility calculated using the difference in cost per square foot. | 2018-10-09 | 105980 | 100
21371 | T1 | QUIKTRIP CORPORATION | QUIK TRIP 892 | 1100 E SPRING CREEK PKWY | PLANO | TX | 75074 | COLLIN | CN600241673 | RN102220779 | Tight fill fittings; automatic leak detectors; automatic tank gauging; spill containers; and the incremental difference in cost between one double-walled tank and comparable single-walled tank. | The following property is used 100% for pollution control and is installed to meet or exceed federal or state regulations: Tight fill fittings; automatic leak detectors; automatic tank gauging; spill containers; and the incremental difference in cost between one double-walled tank and comparable single-walled tank. | 2018-10-09 | 249476 | 100
21372 | T1 | QUIKTRIP CORPORATION | QUIK TRIP 868 | 5400 N BEACH ST | HALTOM CITY | TX | 76137 | TARRANT | CN600241673 | RN102251170 | Tight fill fittings; automatic leak detectors; automatic tank gauging; spill containers; the incremental difference in cost between two double-walled tanks and comparable single-walled tanks; and the incremental difference in cost between the concrete paving covering the underground tanks and pipes and the other paving at the facility calculated using the difference in cost per square foot. | The following property is used 100% for pollution control and is installed to meet or exceed federal or state regulations: Tight fill fittings; automatic leak detectors; automatic tank gauging; spill containers; the incremental difference in cost between two double-walled tanks and comparable single-walled tanks; and the incremental difference in cost between the concrete paving covering the underground tanks and pipes and the other paving at the facility calculated using the difference in cost per square foot. | 2018-10-09 | 216106 | 100
21373 | T1 | QUIKTRIP CORPORATION | QUICKTRIP 956 | 213 NW RENFRO ST | BURLESON | TX | 76028 | JOHNSON | CN600241673 | RN105683130 | Tight fill fittings; spill containers, under dispenser sumps; automatic tank gauging; automatic line leak detectors; liquid fuel sensors installed between the double walls of tanks and pipes to monitor for leaks; the incremental difference in cost between four double-walled tanks and comparable single-walled tanks; and the incremental difference in cost between the concrete paving covering the underground tanks and pipes and the other paving at the facility calculated using the difference in cost per square foot. | The following property is used 100% for pollution control and is installed to meet or exceed federal or state regulations: Tight fill fittings; spill containers, under dispenser sumps; automatic tank gauging; automatic line leak detectors; liquid fuel sensors installed between the double walls of tanks and pipes to monitor for leaks; the incremental difference in cost between four double-walled tanks and comparable single-walled tanks; and the incremental difference in cost between the concrete paving covering the underground tanks and pipes and the other paving at the facility calculated using the difference in cost per square foot. | 2018-10-16 | 258432 | 100
21374 | T1 | QUIKTRIP CORPORATION | QUIK TRIP 897 | 6425 W PARK BLVD | PLANO | TX | 75093 | COLLIN | CN600241673 | RN102252202 | Tight fill fittings; automatic leak detectors; automatic tank gauging; spill containers; the incremental difference in cost between one double-walled tank and comparable single-walled tank; and the incremental difference in cost between the concrete paving covering the underground tanks and pipes and the other paving at the facility calculated using the difference in cost per square foot. | The following property is used 100% for pollution control and is installed to meet or exceed federal or state regulations: Tight fill fittings; automatic leak detectors; automatic tank gauging; spill containers; the incremental difference in cost between one double-walled tank and comparable single-walled tank; and the incremental difference in cost between the concrete paving covering the underground tanks and pipes and the other paving at the facility calculated using the difference in cost per square foot. | 2018-10-09 | 132274 | 100
21375 | T1 | QUIKTRIP CORPORATION | QUIKTRIP 989 | 100 NE INTERSTATE 45 SERVICE RD | ENNIS | TX | 75119 | ELLIS | CN600241673 | RN101562403 | Tight fill fittings; automatic leak detectors; automatic tank gauging; under dispenser sumps; the incremental difference in cost between four double-walled tanks and comparable single-walled tanks; and the incremental difference in cost between the concrete paving covering the underground tanks and pipes and the other paving at the facility calculated using the difference in cost per square foot. | The following property is used 100% for pollution control and is installed to meet or exceed federal or state regulations: Tight fill fittings; automatic leak detectors; automatic tank gauging; under dispenser sumps; the incremental difference in cost between four double-walled tanks and comparable single-walled tanks; and the incremental difference in cost between the concrete paving covering the underground tanks and pipes and the other paving at the facility calculated using the difference in cost per square foot. | 2018-10-09 | 378894 | 100
21376 | T1 | QUIKTRIP CORPORATION | QUIK TRIP 854 | 3532 MATLOCK RD | ARLINGTON | TX | 76015 | TARRANT | CN600241673 | RN102258043 | Tight fill fittings; automatic leak detectors; automatic tank gauging; spill containers; the incremental difference in cost between two double-walled tanks and comparable single-walled tanks; and the incremental difference in cost between the concrete paving covering the underground tanks and pipes and the other paving at the facility calculated using the difference in cost per square foot. | The following property is used 100% for pollution control and is installed to meet or exceed federal or state regulations: Tight fill fittings; automatic leak detectors; automatic tank gauging; spill containers; the incremental difference in cost between two double-walled tanks and comparable single-walled tanks; and the incremental difference in cost between the concrete paving covering the underground tanks and pipes and the other paving at the facility calculated using the difference in cost per square foot. | 2018-10-11 | 323441 | 100
21377 | T1 | QUIKTRIP CORPORATION | QUIKTRIP 1875 | 6549 WICHITA ST | FOREST HILL | TX | 76119 | TARRANT | CN600241673 | RN101625861 | Tight fill fittings; automatic leak detectors; automatic tank gauging; under dispenser sumps; the incremental difference in cost between four double-walled tanks and comparable single-walled tanks; and the incremental difference in cost between the concrete paving covering the underground tanks and pipes and the other paving at the facility calculated using the difference in cost per square foot. | The following property is used 100% for pollution control and is installed to meet or exceed federal or state regulations: Tight fill fittings; automatic leak detectors; automatic tank gauging; under dispenser sumps; the incremental difference in cost between four double-walled tanks and comparable single-walled tanks; and the incremental difference in cost between the concrete paving covering the underground tanks and pipes and the other paving at the facility calculated using the difference in cost per square foot. | 2018-10-09 | 393741 | 100
21378 | T1 | QUIKTRIP CORPORATION | QUIK TRIP 893 | 4608 W PLANO PKWY | PLANO | TX | 75093 | COLLIN | CN600241673 | RN102261567 | Tight fill fittings; automatic tank gauging; spill containers; and the incremental difference in cost between one double-walled tank and comparable single-walled tank. | The following property is used 100% for pollution control and is installed to meet or exceed federal or state regulations: Tight fill fittings; automatic tank gauging; spill containers; and the incremental difference in cost between one double-walled tank and comparable single-walled tank. | 2018-10-09 | 74591 | 100
21379 | T1 | QUIKTRIP CORPORATION | QUIK TRIP 862 | 700 S MAIN ST | KELLER | TX | 76248 | TARRANT | CN600241673 | RN102264249 | Tight fill fittings; automatic leak detectors; automatic tank gauging; spill containers; the incremental difference in cost between one double-walled tank and comparable single-walled tank; and the incremental difference in cost between the concrete paving covering the underground tanks and pipes and the other paving at the facility calculated using the difference in cost per square foot. | The following property is used 100% for pollution control and is installed to meet or exceed federal or state regulations: Tight fill fittings; automatic leak detectors; automatic tank gauging; spill containers; the incremental difference in cost between one double-walled tank and comparable single-walled tank; and the incremental difference in cost between the concrete paving covering the underground tanks and pipes and the other paving at the facility calculated using the difference in cost per square foot. | 2018-10-11 | 141776 | 100
21380 | T1 | QUIKTRIP CORPORATION | QUIK TRIP 896 | 900 JUPITER RD | PLANO | TX | 75074 | COLLIN | CN600241673 | RN102004686 | Tight fill fittings; automatic leak detectors; automatic tank gauging; spill containers; the incremental difference in cost between one double-walled tank and comparable single-walled tank; and the incremental difference in cost between the concrete paving covering the underground tanks and pipes and the other paving at the facility calculated using the difference in cost per square foot. | The following property is used 100% for pollution control and is installed to meet or exceed federal or state regulations: Tight fill fittings; automatic leak detectors; automatic tank gauging; spill containers; the incremental difference in cost between one double-walled tank and comparable single-walled tank; and the incremental difference in cost between the concrete paving covering the underground tanks and pipes and the other paving at the facility calculated using the difference in cost per square foot. | 2018-10-09 | 115534 | 100
21381 | T1 | QUIKTRIP CORPORATION | QUIKTRIP 930 | 1528 W HEBRON PKWY | CARROLLTON | TX | 75010 | DENTON | CN600241673 | RN102073293 | Tight fill fittings; automatic leak detectors; automatic tank gauging; spill containers; under dispenser sumps; the incremental difference in cost between one double-walled tank and comparable single-walled tank; and the incremental difference in cost between the concrete paving covering the underground tanks and pipes and the other paving at the facility calculated using the difference in cost per square foot. | The following property is used 100% for pollution control and is installed to meet or exceed federal or state regulations: Tight fill fittings; automatic leak detectors; automatic tank gauging; spill containers; under dispenser sumps; the incremental difference in cost between one double-walled tank and comparable single-walled tank; and the incremental difference in cost between the concrete paving covering the underground tanks and pipes and the other paving at the facility calculated using the difference in cost per square foot. | 2018-10-09 | 190590 | 100
21382 | T1 | QUIKTRIP CORPORATION | QUIK TRIP 879 | 6249 LAKE WORTH BLVD | LAKE WORTH | TX | 76135 | TARRANT | CN600241673 | RN102270212 | Tight fill fittings; automatic leak detectors; automatic tank gauging; spill containers; under dispenser sumps; the incremental difference in cost between six double-walled tanks and comparable single-walled tanks; and the incremental difference in cost between the concrete paving covering the underground tanks and pipes and the other paving at the facility calculated using the difference in cost per square foot. | The following property is used 100% for pollution control and is installed to meet or exceed federal or state regulations: Tight fill fittings; automatic leak detectors; automatic tank gauging; spill containers; under dispenser sumps; the incremental difference in cost between six double-walled tanks and comparable single-walled tanks; and the incremental difference in cost between the concrete paving covering the underground tanks and pipes and the other paving at the facility calculated using the difference in cost per square foot. | 2018-10-11 | 345277 | 100
21383 | T1 | QUIKTRIP CORPORATION | QUIKTRIP 898 | 650 K AVE | PLANO | TX | 75074 | COLLIN | CN600241673 | RN102278546 | Tight fill fittings; automatic leak detectors; automatic tank gauging; liquid fuel sensors installed between the double walls of tanks and pipes to monitor for leaks; spill containers; under dispenser sumps; the incremental difference in cost between four double-walled tanks and comparable single-walled tanks; and the incremental difference in cost between the concrete paving covering the underground tanks and pipes and the other paving at the facility calculated using the difference in cost per square foot. | The following property is used 100% for pollution control and is installed to meet or exceed federal or state regulations: Tight fill fittings; automatic leak detectors; automatic tank gauging; liquid fuel sensors installed between the double walls of tanks and pipes to monitor for leaks; spill containers; under dispenser sumps; the incremental difference in cost between four double-walled tanks and comparable single-walled tanks; and the incremental difference in cost between the concrete paving covering the underground tanks and pipes and the other paving at the facility calculated using the difference in cost per square foot. | 2018-10-09 | 272266 | 100
21384 | T1 | QUIKTRIP CORPORATION | QUIK TRIP NO 975 | 511 S ZANG BLVD | DALLAS | TX | 75208 | DALLAS | CN600241673 | RN102323649 | Tight fill fittings; automatic leak detectors; automatic tank gauging; liquid fuel sensors installed between the double walls of tanks and pipes to monitor for leaks; under dispenser sumps; the incremental difference in cost between four double-walled tanks and comparable single-walled tanks; and the incremental difference in cost between the concrete paving covering the underground tanks and pipes and the other paving at the facility calculated using the difference in cost per square foot. | The following property is used 100% for pollution control and is installed to meet or exceed federal or state regulations: Tight fill fittings; automatic leak detectors; automatic tank gauging; liquid fuel sensors installed between the double walls of tanks and pipes to monitor for leaks; under dispenser sumps; the incremental difference in cost between four double-walled tanks and comparable single-walled tanks; and the incremental difference in cost between the concrete paving covering the underground tanks and pipes and the other paving at the facility calculated using the difference in cost per square foot. | 2018-10-11 | 164863 | 100
21385 | T1 | QUIKTRIP CORPORATION | QUIK TRIP 864 | 7500 DENTON HWY | WATAUGA | TX | 76148 | TARRANT | CN600241673 | RN102281649 | Tight fill fittings; automatic leak detectors; automatic tank gauging; spill containers; and the incremental difference in cost between two double-walled tanks and comparable single-walled tanks. | The following property is used 100% for pollution control and is installed to meet or exceed federal or state regulations: Tight fill fittings; automatic leak detectors; automatic tank gauging; spill containers; and the incremental difference in cost between two double-walled tanks and comparable single-walled tanks. | 2018-10-11 | 293642 | 100
21386 | T1 | TAM INTERNATIONAL INC | TAM INTERNATIONAL | 6935 PINEMONT DR | HOUSTON | TX | 77092 | HARRIS | CN601169188 | RN106900905 | Storm water retention pond. | The following property is used 100% for pollution control and is installed to meet or exceed federal or state regulations: Storm water retention pond. | 2018-06-05 | 1319472 | 100
21387 | T1 | DNOW LP | DNOW | 7402 N ELDRIDGE PKWY | HOUSTON | TX | 77041 | HARRIS | CN601275381 | RN110394046 | Retention pond for storm water runoff. This pond reduces the amount of total suspended solids discharged by 85. The land size is 5.048 acres | No response received by 8/27/2018 | 2018-07-19 | 659736 | 100
21388 | T1 | GEOSPACE TECHNOLOGIES CORPORATION | GEOSPACE TECHNOLOGIES | 7007 PINEMONT DR | HOUSTON | TX | 77040 | HARRIS | CN605254036 | RN102314929 | Retention pond for storm water runoff. This pond captures storm water runoff and reduces the amount of total suspended solids discharge by 85 as the settle in the pond. The land size is .5543 acres | No response from applicant by 8/3/2018 | 2018-06-25 | 144872 | 100
21389 | T1 | AIR PRODUCTS LLC | AIR PRODUCTS BAYTOWN 3 FACILITY | 8500 W BAY RD | BAYTOWN | TX | 77523 | CHAMBERS | CN602299257 | RN108401332 | wastewater collection, monitoring and conveyance system consisting of process wastewater sumps, pumps, and spare pumps; oil/water separator; and process wastewater monitoring equipment including a pH meter and total organic compound analyzer. | The following property is used 100% for pollution control and is installed to meet or exceed federal or state regulations: wastewater collection, monitoring and conveyance system consisting of process wastewater sumps, pumps, and spare pumps; oil/water s | 2018-07-13 | 1834578.09 | 100
21390 | T1 | LONE STAR INDUSTRIES INC | MARYNEAL PLANT | 202 COUNTY ROAD 306 | MARYNEAL | TX | 79535 | NOLAN | CN600363683 | RN100220847 | Ten dust collectors. | The following property is used 100% for pollution control and is installed to meet or exceed federal or state regulations: Ten dust collectors. | 2018-08-30 | 4701790 | 100
21391 | T1 | LONE STAR INDUSTRIES INC | MARYNEAL PLANT | 202 COUNTY ROAD 306 | MARYNEAL | TX | 79535 | NOLAN | CN600363683 | RN100220847 | Preheater Gas Inlet THC, Mercury and Sulfur Dioxide Analyzer | The following property is used 100% for pollution control and is installed to meet or exceed federal or state regulations: Preheater Gas Inlet THC, Mercury and Sulfur Dioxide Analyzer | 2018-08-30 | 871873 | 100
21392 | T1 | 7-ELEVEN INC | 7-ELEVEN STORE 36586 | 9909 MANCHACA RD | AUSTIN | TX | 78748 | TRAVIS | CN600240329 | RN101619666 | Spill containers and liquid fuel sensors installed between the double walls of tanks and pipes to monitor for leaks | The following property is used 100% for pollution control and is installed to meet or exceed federal or state regulations: Spill containers and liquid fuel sensors installed between the double walls of tanks and pipes to monitor for leaks | 2018-10-02 | 9460 | 100
21393 | T1 | 7-ELEVEN INC | 7-ELEVEN 34648 | 820 N BEACH ST | FORT WORTH | TX | 76111 | TARRANT | CN600240329 | RN101624112 | Tight fill fittings and liquid fuel sensors installed between the double walls of tanks and pipes to monitor for leaks | The following property is used 100% for pollution control and is installed to meet or exceed federal or state regulations: Tight fill fittings and liquid fuel sensors installed between the double walls of tanks and pipes to monitor for leaks | 2018-10-02 | 1746 | 100
21394 | T1 | 7-ELEVEN INC | 7-ELEVEN STORE 36533 | 5602 S PADRE ISLAND DR | CORPUS CHRISTI | TX | 78412 | NUECES | CN600240329 | RN101626745 | Tight fill fittings; liquid fuel sensors installed between the double walls of tanks and pipes to monitor for leaks; spill containers; the incremental difference in cost between two double-walled tanks and comparable single-walled tanks; and the incremental difference in cost between the concrete paving covering the underground tanks and pipes and the other paving at the facility calculated using the difference in cost per square foot. | The following property is used 100% for pollution control and is installed to meet or exceed federal or state regulations: Tight fill fittings; liquid fuel sensors installed between the double walls of tanks and pipes to monitor for leaks; spill containers; the incremental difference in cost between two double-walled tanks and comparable single-walled tanks; and the incremental difference in cost between the concrete paving covering the underground tanks and pipes and the other paving at the facility calculated using the difference in cost per square foot. | 2018-09-25 | 295089 | 100
21395 | T1 | 7-ELEVEN INC | NACOGDOCHES EXXON SHOP - CALLAGHAN ROAD EXXON SHOP | 12210 NACOGDOCHES RD | SAN ANTONIO | TX | 78217 | BEXAR | CN600240329 | RN100582295 | Tight fill fittings, spill containers and liquid fuel sensors installed between the double walls of tanks and pipes to monitor for leaks | The following property is used 100% for pollution control and is installed to meet or exceed federal or state regulations: Tight fill fittings, spill containers and liquid fuel sensors installed between the double walls of tanks and pipes to monitor for leaks | 2018-09-18 | 128315 | 100
21396 | T1 | 7-ELEVEN INC | 7-ELEVEN STORE 36621 | 9061 RESEARCH BLVD | AUSTIN | TX | 78758 | TRAVIS | CN600240329 | RN101628907 | Tight fill fittings, under dispenser sumps and liquid fuel sensors installed between the double walls of tanks and pipes to monitor for leaks | The following property is used 100% for pollution control and is installed to meet or exceed federal or state regulations: Tight fill fittings, under dispenser sumps and liquid fuel sensors installed between the double walls of tanks and pipes to monitor for leaks | 2018-10-02 | 16270 | 100
21397 | T1 | 7-ELEVEN INC | 7-ELEVEN 35380 | 5940 W PARK BLVD | PLANO | TX | 75093 | COLLIN | CN600240329 | RN101630242 | Liquid fuel sensors installed between the double walls of tanks and pipes to monitor for leaks and the incremental difference in cost between three double-walled tanks and comparable single-walled tanks. | The following property is used 100% for pollution control and is installed to meet or exceed federal or state regulations: liquid fuel sensors installed between the double walls of tanks and pipes to monitor for leaks and the incremental difference in cost between three double-walled tanks and comparable single-walled tanks. | 2018-09-25 | 40376 | 100
21398 | T1 | 7-ELEVEN INC | 7-ELEVEN 36613 | 10110 SAN PEDRO AVE | SAN ANTONIO | TX | 78216 | BEXAR | CN600240329 | RN101641686 | Liquid fuel sensors installed between the double walls of tanks and pipes to monitor for leaks | The following property is used 100% for pollution control and is installed to meet or exceed federal or state regulations: Liquid fuel sensors installed between the double walls of tanks and pipes to monitor for leaks | 2018-09-25 | 1409 | 100
21399 | T1 | 7-ELEVEN INC | 7-ELEVEN STORE 36557 | 553 LOUIS HENNA BLVD | ROUND ROCK | TX | 78664 | WILLIAMSON | CN600240329 | RN101644698 | Tight fill fittings, under dispenser sumps and liquid fuel sensors installed between the double walls of tanks and pipes to monitor for leaks | The following property is used 100% for pollution control and is installed to meet or exceed federal or state regulations: Tight fill fittings, under dispenser sumps and liquid fuel sensors installed between the double walls of tanks and pipes to monitor for leaks | 2018-09-25 | 19306 | 100
21400 | T1 | 7-ELEVEN INC | 7-ELEVEN STORE 36623 | 802 SAN PEDRO AVE | SAN ANTONIO | TX | 78212 | BEXAR | CN600240329 | RN101648988 | Tight fill fittings and liquid fuel sensors installed between the double walls of tanks and pipes to monitor for leaks | The following property is used 100% for pollution control and is installed to meet or exceed federal or state regulations: Tight fill fittings and liquid fuel sensors installed between the double walls of tanks and pipes to monitor for leaks | 2018-09-25 | 44345 | 100
21401 | T1 | 7-ELEVEN INC | 7-ELEVEN STORE 26580 | 14200 TRINITY BLVD | FORT WORTH | TX | 76155 | TARRANT | CN600240329 | RN101682417 | Spill containers, automatic line leak detectors and liquid fuel sensors installed between the double walls of tanks and pipes to monitor for leaks | The following property is used 100% for pollution control and is installed to meet or exceed federal or state regulations: Spill containers, automatic line leak detectors and liquid fuel sensors installed between the double walls of tanks and pipes to monitor for leaks | 2018-09-25 | 3648 | 100
21402 | T1 | 7-ELEVEN INC | 7-ELEVEN STORE 36552 | 1900 N JACKSON RD | PHARR | TX | 78577 | HIDALGO | CN600240329 | RN101688646 | Tight fill fittings and liquid fuel sensors installed between the double walls of tanks and pipes to monitor for leaks | The following property is used 100% for pollution control and is installed to meet or exceed federal or state regulations: Tight fill fittings and liquid fuel sensors installed between the double walls of tanks and pipes to monitor for leaks | 2018-09-25 | 26190 | 100
21403 | T1 | 7-ELEVEN INC | EXXON RS 67764 | 8201 E THORTON FWY | DALLAS | TX | 75228 | DALLAS | CN600240329 | RN100594977 | Spill containers and liquid fuel sensors installed between the double walls of tanks and pipes to monitor for leaks | The following property is used 100% for pollution control and is installed to meet or exceed federal or state regulations: Spill containers and liquid fuel sensors installed between the double walls of tanks and pipes to monitor for leaks | 2018-09-18 | 6047 | 100
21404 | T1 | 7-ELEVEN INC | 7-ELEVEN STORE 18746 | 1622 HEMPHILL ST | FORT WORTH | TX | 76104 | TARRANT | CN600240329 | RN101689065 | The incremental difference in cost between the concrete paving covering the underground tanks and pipes and the other paving at the facility calculated using the difference in cost per square foot. | The following property is used 100% for pollution control and is installed to meet or exceed federal or state regulations: The incremental difference in cost between the concrete paving covering the underground tanks and pipes and the other paving at the facility calculated using the difference in cost per square foot. | 2018-09-25 | 2153 | 100
21405 | T1 | 7-ELEVEN INC | 7-ELEVEN STORE 36500 | 100 N E 28TH |  | TX | 76002 | TARRANT | CN600240329 | RN101689412 | Tight fill fittings, under dispenser sumps and liquid fuel sensors installed between the double walls of tanks and pipes to monitor for leaks | The following property is used 100% for pollution control and is installed to meet or exceed federal or state regulations: Tight fill fittings, under dispenser sumps and liquid fuel sensors installed between the double walls of tanks and pipes to monitor for leaks | 2018-10-16 | 34408 | 100
21406 | T1 | 7-ELEVEN INC | EXXON RS 63291 | 750 N RIVERFRONT BLVD | DALLAS | TX | 75207 | DALLAS | CN600240329 | RN100618214 | Liquid fuel sensors installed between the double walls of tanks and pipes to monitor for leaks | The following property is used 100% for pollution control and is installed to meet or exceed federal or state regulations: Liquid fuel sensors installed between the double walls of tanks and pipes to monitor for leaks | 2018-09-18 | 5979 | 100
21407 | T1 | 7-ELEVEN INC | 7-ELEVEN STORE 27575 | 3300 WESTERN CENTER BLVD |  | TX | 76002 | TARRANT | CN600240329 | RN101689917 | Spill containers | The following property is used 100% for pollution control and is installed to meet or exceed federal or state regulations: Spill containers | 2018-10-02 | 37577 | 100
21408 | T1 | 7-ELEVEN INC | 7-ELEVEN 36304 | 1185 N IH 35 | NEW BRAUNFELS | TX | 78130 | COMAL | CN600240329 | RN100621630 | Tight fill fittings, under dispenser sumps and liquid fuel sensors installed between the double walls of tanks and pipes to monitor for leaks | The following property is used 100% for pollution control and is installed to meet or exceed federal or state regulations: Tight fill fittings, under dispenser sumps and liquid fuel sensors installed between the double walls of tanks and pipes to monitor for leaks | 2018-09-18 | 14254 | 100
21409 | T1 | 7-ELEVEN INC | 7 ELEVEN STORE 30421 | 1428 OATES DR | MESQUITE | TX | 75150 | DALLAS | CN600240329 | RN100676055 | Tight fill fittings, spill containers and liquid fuel sensors installed between the double walls of tanks and pipes to monitor for leaks | The following property is used 100% for pollution control and is installed to meet or exceed federal or state regulations: Tight fill fittings, spill containers and liquid fuel sensors installed between the double walls of tanks and pipes to monitor for leaks | 2018-09-18 | 5111 | 100
21410 | T1 | 7-ELEVEN INC | 7-ELEVEN | 5712 SKILLMAN ST | DALLAS | TX | 75206 | DALLAS | CN600240329 | RN100695972 | Spill containers | The following property is used 100% for pollution control and is installed to meet or exceed federal or state regulations: Spill containers | 2018-09-18 | 24098 | 100
21411 | T1 | 7-ELEVEN INC | 7-ELEVEN 34725 | 901 NE GREEN OAKS BLVD | ARLINGTON | TX | 76006 | TARRANT | CN600240329 | RN100714138 | Spill containers and liquid fuel sensors installed between the double walls of tanks and pipes to monitor for leaks | The following property is used 100% for pollution control and is installed to meet or exceed federal or state regulations: Spill containers and liquid fuel sensors installed between the double walls of tanks and pipes to monitor for leaks | 2018-09-18 | 4135 | 100
21412 | T1 | 7-ELEVEN INC | 7-ELEVEN 29404 | 1001 FOX AVE | LEWISVILLE | TX | 75067 | DENTON | CN600240329 | RN100717305 | Tight fill fittings and liquid fuel sensors installed between the double walls of tanks and pipes to monitor for leaks | The following property is used 100% for pollution control and is installed to meet or exceed federal or state regulations: Tight fill fittings and liquid fuel sensors installed between the double walls of tanks and pipes to monitor for leaks | 2018-09-18 | 4254 | 100
21413 | T1 | 7-ELEVEN INC | 7 ELEVEN STORE 25853 | 1801 S MAYS ST | ROUND ROCK | TX | 78664 | WILLIAMSON | CN600240329 | RN100721885 | Liquid fuel sensors installed between the double walls of tanks and pipes to monitor for leaks | The following property is used 100% for pollution control and is installed to meet or exceed federal or state regulations: Liquid fuel sensors installed between the double walls of tanks and pipes to monitor for leaks | 2018-09-18 | 7442 | 100
21414 | T1 | 7-ELEVEN INC | CELINA SHELL FOOD MART | 1513 S PRESTON RD | CELINA | TX | 75009 | COLLIN | CN600240329 | RN100770411 | Tight fill fittings, spill containers and liquid fuel sensors installed between the double walls of tanks and pipes to monitor for leaks | The following property is used 100% for pollution control and is installed to meet or exceed federal or state regulations: Tight fill fittings, spill containers and liquid fuel sensors installed between the double walls of tanks and pipes to monitor for leaks | 2018-09-18 | 58809 | 100
21415 | T1 | 7-ELEVEN INC | 7-ELEVEN 36521 | 1501 PORT LAVACA DR | VICTORIA | TX | 77901 | VICTORIA | CN600240329 | RN101732550 | Tight fill fittings; under dispenser sumps; liquid fuel sensors installed between the double walls of tanks and pipes to monitor for leaks; spill containers; the incremental difference in cost between two double-walled tanks and comparable single-walled tanks; and the incremental difference in cost between the concrete paving covering the underground tanks and pipes and the other paving at the facility calculated using the difference in cost per square foot. | The following property is used 100% for pollution control and is installed to meet or exceed federal or state regulations: Tight fill fittings; under dispenser sumps; liquid fuel sensors installed between the double walls of tanks and pipes to monitor for leaks; spill containers; the incremental difference in cost between two double-walled tanks and comparable single-walled tanks; and the incremental difference in cost between the concrete paving covering the underground tanks and pipes and the other paving at the facility calculated using the difference in cost per square foot. | 2018-09-18 | 180052 | 100
21416 | T1 | 7-ELEVEN INC | 7-ELEVEN STORE 36512 | 3302 SAM HOUSTON DR | VICTORIA | TX | 77904 | VICTORIA | CN600240329 | RN101887040 | Under dispenser sumps and liquid fuel sensors installed between the double walls of tanks and pipes to monitor for leaks | The following property is used 100% for pollution control and is installed to meet or exceed federal or state regulations: Under dispenser sumps and liquid fuel sensors installed between the double walls of tanks and pipes to monitor for leaks | 2018-09-18 | 16539 | 100
21417 | T1 | 7-ELEVEN INC | 7-ELEVEN STORE 35379 | 5420 N MACARTHUR BLVD | IRVING | TX | 75038 | DALLAS | CN600240329 | RN101992501 | Tight fill fittings; liquid fuel sensors installed between the double walls of tanks and pipes to monitor for leaks; spill containers; under dispenser sumps; and the incremental difference in cost between two double-walled tanks and comparable single-walled tanks. | The following property is used 100% for pollution control and is installed to meet or exceed federal or state regulations: Tight fill fittings; liquid fuel sensors installed between the double walls of tanks and pipes to monitor for leaks; spill containers; under dispenser sumps; and the incremental difference in cost between two double-walled tanks and comparable single-walled tanks. | 2018-10-02 | 140355 | 100
21418 | T1 | 7-ELEVEN INC | 7 ELEVEN STORE 22654 | 3321 WALNUT HILL AT BELTLINE | Dallas County | TX | 75038 | DALLAS | CN600240329 | RN101992519 | Spill containers and under dispenser sumps | The following property is used 100% for pollution control and is installed to meet or exceed federal or state regulations: Spill containers and under dispenser sumps | 2018-09-18 | 39779 | 100
21419 | T1 | 7-ELEVEN INC | 7-ELEVEN 37084 | 915 FORT WORTH DR | DENTON | TX | 76205 | DENTON | CN600240329 | RN100790567 | Tight fill fittings; liquid fuel sensors installed between the double walls of tanks and pipes to monitor for leaks; spill containers; under dispenser sumps; and the incremental difference in cost between two double-walled tanks and comparable single-walled tanks. | The following property is used 100% for pollution control and is installed to meet or exceed federal or state regulations: Tight fill fittings; liquid fuel sensors installed between the double walls of tanks and pipes to monitor for leaks; spill containers; under dispenser sumps; and the incremental difference in cost between two double-walled tanks and comparable single-walled tanks. | 2018-09-25 | 93786 | 100
21420 | T1 | 7-ELEVEN INC | 7-ELEVEN 34098 | 6550 FOREST HILL DR | FOREST HILL | TX | 76140 | TARRANT | CN600240329 | RN101998284 | Tight fill fittings and liquid fuel sensors installed between the double walls of tanks and pipes to monitor for leaks | The following property is used 100% for pollution control and is installed to meet or exceed federal or state regulations: Tight fill fittings and liquid fuel sensors installed between the double walls of tanks and pipes to monitor for leaks | 2018-09-18 | 4570 | 100
21421 | T1 | 7-ELEVEN INC | 7 ELEVEN STORE 29347 | 100 NE 28TH ST | FORT WORTH | TX | 76164 | TARRANT | CN600240329 | RN102005329 | Tight fill fittings, spill containers and liquid fuel sensors installed between the double walls of tanks and pipes to monitor for leaks | The following property is used 100% for pollution control and is installed to meet or exceed federal or state regulations: Tight fill fittings, spill containers and liquid fuel sensors installed between the double walls of tanks and pipes to monitor for leaks | 2018-09-18 | 7967 | 100
21422 | T1 | 7-ELEVEN INC | 7 ELEVEN 34118 | 1501 N CENTRAL EXPY | PLANO | TX | 75075 | COLLIN | CN600240329 | RN102005535 | Spill containers | The following property is used 100% for pollution control and is installed to meet or exceed federal or state regulations: Spill containers | 2018-09-18 | 2273 | 100
21423 | T1 | 7-ELEVEN INC | 7-ELEVEN 37247 | 3155 SW MILITARY DR | SAN ANTONIO | TX | 78224 | BEXAR | CN600240329 | RN101377497 | Tight fill fittings; liquid fuel sensors installed between the double walls of tanks and pipes to monitor for leaks; under dispenser sumps, and the incremental difference in cost between two double-walled tanks and comparable single-walled tanks. | The following property is used 100% for pollution control and is installed to meet or exceed federal or state regulations: Tight fill fittings; liquid fuel sensors installed between the double walls of tanks and pipes to monitor for leaks; under dispenser sumps, and the incremental difference in cost between two double-walled tanks and comparable single-walled tanks. | 2018-09-25 | 134529 | 100
21424 | T1 | 7-ELEVEN INC | 7-ELEVEN 36461 | 5400 S HULEN ST | FORT WORTH | TX | 76132 | TARRANT | CN600240329 | RN101378214 | Spill containers | The following property is used 100% for pollution control and is installed to meet or exceed federal or state regulations: Spill containers | 2018-09-18 | 15479 | 100
21425 | T1 | 7-ELEVEN INC | 7-ELEVEN 36302 | 11390 INTERSTATE 35 S | VON ORMY | TX | 78073 | BEXAR | CN600240329 | RN101433175 | Liquid fuel sensors installed between the double walls of tanks and pipes to monitor for leaks | The following property is used 100% for pollution control and is installed to meet or exceed federal or state regulations: Liquid fuel sensors installed between the double walls of tanks and pipes to monitor for leaks | 2018-10-16 | 8312 | 100
21426 | T1 | 7-ELEVEN INC | 7-ELEVEN 39048 | 7401 N BEACH ST | FORT WORTH | TX | 76137 | TARRANT | CN600240329 | RN101434942 | Gas station | The following property is used 100% for pollution control and is installed to meet or exceed federal or state regulations: Spill containers | 2018-09-18 | 1744 | 100
21427 | T1 | 7-ELEVEN INC | 7-ELEVEN 37118 | 1516 E MCKINNEY ST | DENTON | TX | 76209 | DENTON | CN600240329 | RN101435006 | Tight fill fittings, under dispenser sumps, spill containers and liquid fuel sensors installed between the double walls of tanks and pipes to monitor for leaks | The following property is used 100% for pollution control and is installed to meet or exceed federal or state regulations: Tight fill fittings, under dispenser sumps, spill containers and liquid fuel sensors installed between the double walls of tanks and pipes to monitor for leaks | 2018-09-25 | 46163 | 100
21428 | T1 | 7-ELEVEN INC | 7-ELEVEN 32379 | 1545 W HEBRON PKWY | CARROLLTON | TX | 75010 | DENTON | CN600240329 | RN101435071 | Under dispenser sumps and liquid fuel sensors installed between the double walls of tanks and pipes to monitor for leaks | The following property is used 100% for pollution control and is installed to meet or exceed federal or state regulations: Under dispenser sumps and liquid fuel sensors installed between the double walls of tanks and pipes to monitor for leaks | 2018-09-25 | 7519 | 100
21429 | T1 | 7-ELEVEN INC | 7-ELEVEN 32812 | 101 S LOOP 288 | DENTON | TX | 76209 | DENTON | CN600240329 | RN101435303 | Spill containers | The following property is used 100% for pollution control and is installed to meet or exceed federal or state regulations: Spill containers | 2018-09-25 | 39013 | 100
21430 | T1 | 7-ELEVEN INC | 7-ELEVEN 36801 | 4645 HEDGCOXE RD | PLANO | TX | 75024 | COLLIN | CN600240329 | RN101435345 | Tight fill fittings; liquid fuel sensors installed between the double walls of tanks and pipes to monitor for leaks; spill containers; under dispenser sumps; and the incremental difference in cost between one double-walled tank and comparable single-walled tank. | The following property is used 100% for pollution control and is installed to meet or exceed federal or state regulations: Tight fill fittings; liquid fuel sensors installed between the double walls of tanks and pipes to monitor for leaks; spill containers; under dispenser sumps; and the incremental difference in cost between one double-walled tank and comparable single-walled tank. | 2018-10-16 | 111448 | 100
21431 | T1 | 7-ELEVEN INC | 7 ELEVEN STORE 27239 | 1101 E STATE HIGHWAY 114 | SOUTHLAKE | TX | 76092 | TARRANT | CN600240329 | RN102005915 | Tight fill fittings and spill containers | The following property is used 100% for pollution control and is installed to meet or exceed federal or state regulations: Tight fill fittings and spill containers | 2018-09-18 | 10210 | 100
21432 | T1 | 7-ELEVEN INC | 7 ELEVEN STORE 23379 | 7037 LAKE JUNE AND JIM MILLER |  | TX | 75217 | DALLAS | CN600240329 | RN102005964 | Tight fill fittings; liquid fuel sensors installed between the double walls of tanks and pipes to monitor for leaks; spill containers; under dispenser sumps; the incremental difference in cost between two double-walled tanks and comparable single-walled tanks; and the incremental difference in cost between the concrete paving covering the underground tanks and pipes and the other paving at the facility calculated using the difference in cost per square foot. | The following property is used 100% for pollution control and is installed to meet or exceed federal or state regulations: Tight fill fittings; liquid fuel sensors installed between the double walls of tanks and pipes to monitor for leaks; spill containers; under dispenser sumps; the incremental difference in cost between two double-walled tanks and comparable single-walled tanks; and the incremental difference in cost between the concrete paving covering the underground tanks and pipes and the other paving at the facility calculated using the difference in cost per square foot. | 2018-10-02 | 236013 | 100
21433 | T1 | 7-ELEVEN INC | 7 ELEVEN STORE 16559 | 104 W KAUFMAN ST | ROCKWALL | TX | 75087 | ROCKWALL | CN600240329 | RN102007044 | Tight fill fittings and liquid fuel sensors installed between the double walls of tanks and pipes to monitor for leaks | The following property is used 100% for pollution control and is installed to meet or exceed federal or state regulations: Tight fill fittings and liquid fuel sensors installed between the double walls of tanks and pipes to monitor for leaks | 2018-09-18 | 8457 | 100
21434 | T1 | 7-ELEVEN INC | 7-ELEVEN 16802 | 2190 E BUSINESS 190 | COPPERAS COVE | TX | 76522 | CORYELL | CN600240329 | RN102042884 | Tight fill fittings and spill containers | The following property is used 100% for pollution control and is installed to meet or exceed federal or state regulations: Tight fill fittings and spill containers | 2018-10-16 | 21094 | 100
21435 | T1 | 7-ELEVEN INC | 7 ELEVEN STORE 22557 | 1041 N TOWN EAST BLVD | MESQUITE | TX | 75150 | DALLAS | CN600240329 | RN102007143 | Tight fill fittings; liquid fuel sensors installed between the double walls of tanks and pipes to monitor for leaks; spill containers; under dispenser sumps; and the incremental difference in cost between two double-walled tanks and comparable single-walled tanks. | The following property is used 100% for pollution control and is installed to meet or exceed federal or state regulations: Tight fill fittings; liquid fuel sensors installed between the double walls of tanks and pipes to monitor for leaks; spill containers; under dispenser sumps; and the incremental difference in cost between two double-walled tanks and comparable single-walled tanks. | 2018-10-02 | 328210 | 100
21436 | T1 | 7-ELEVEN INC | 7 ELEVEN STORE 26890 | 7001 RUFE SNOW DR | WATAUGA | TX | 76148 | TARRANT | CN600240329 | RN102007903 | Tight fill fittings, spill containers and liquid fuel sensors installed between the double walls of tanks and pipes to monitor for leaks | The following property is used 100% for pollution control and is installed to meet or exceed federal or state regulations: Tight fill fittings, spill containers and liquid fuel sensors installed between the double walls of tanks and pipes to monitor for leaks | 2018-09-18 | 19048 | 100
21437 | T1 | 7-ELEVEN INC | 7-ELEVEN 18450 | 501 N 1ST ST | COPPERAS COVE | TX | 76522 | CORYELL | CN600240329 | RN102043601 | Tight fill fittings and spill containers | The following property is used 100% for pollution control and is installed to meet or exceed federal or state regulations: Tight fill fittings and spill containers | 2018-10-02 | 32966 | 100
21438 | T1 | 7-ELEVEN INC | 7 ELEVEN STORE 25445 | 8900 N LAMAR BLVD | AUSTIN | TX | 78753 | TRAVIS | CN600240329 | RN102008117 | Tight fill fittings, under dispenser sumps, spill containers and liquid fuel sensors installed between the double walls of tanks and pipes to monitor for leaks | The following property is used 100% for pollution control and is installed to meet or exceed federal or state regulations: Tight fill fittings, under dispenser sumps, spill containers and liquid fuel sensors installed between the double walls of tanks and pipes to monitor for leaks | 2018-10-16 | 9731 | 100
21439 | T1 | 7-ELEVEN INC | 7-ELEVEN 20994 | 2120 E ABRAM ST | ARLINGTON | TX | 76010 | TARRANT | CN600240329 | RN102046406 | Tight fill fittings, spill containers and liquid fuel sensors installed between the double walls of tanks and pipes to monitor for leaks | The following property is used 100% for pollution control and is installed to meet or exceed federal or state regulations: Tight fill fittings, spill containers and liquid fuel sensors installed between the double walls of tanks and pipes to monitor for leaks | 2018-10-02 | 23793 | 100
21440 | T1 | 7-ELEVEN INC | 7 ELEVEN STORE 12475 | 2536 E LANCASTER AVE | FORT WORTH | TX | 76103 | TARRANT | CN600240329 | RN102008125 | Tight fill fittings, under dispenser sumps, spill containers and liquid fuel sensors installed between the double walls of tanks and pipes to monitor for leaks | The following property is used 100% for pollution control and is installed to meet or exceed federal or state regulations: Tight fill fittings, under dispenser sumps, spill containers and liquid fuel sensors installed between the double walls of tanks and pipes to monitor for leaks | 2018-09-18 | 11305 | 100
21441 | T1 | 7-ELEVEN INC | 7-ELEVEN 25762 | 4500 SYCAMORE SCHOOL RD | FORT WORTH | TX | 76133 | TARRANT | CN600240329 | RN102048436 | Liquid fuel sensors installed between the double walls of tanks and pipes to monitor for leaks | The following property is used 100% for pollution control and is installed to meet or exceed federal or state regulations: Liquid fuel sensors installed between the double walls of tanks and pipes to monitor for leaks | 2018-10-02 | 2967 | 100
21442 | T1 | 7-ELEVEN INC | 7 ELEVEN 21972 | 8902 GARLAND RD | DALLAS | TX | 75218 | DALLAS | CN600240329 | RN102008240 | Tight fill fittings and liquid fuel sensors installed between the double walls of tanks and pipes to monitor for leaks | The following property is used 100% for pollution control and is installed to meet or exceed federal or state regulations: Tight fill fittings and liquid fuel sensors installed between the double walls of tanks and pipes to monitor for leaks | 2018-09-18 | 1999 | 100
21443 | T1 | 7-ELEVEN INC | 7-ELEVEN 27427 | 3602 S LANCASTER RD | DALLAS | TX | 75216 | DALLAS | CN600240329 | RN102049475 | Tight fill fittings, under dispenser sumps, spill containers and liquid fuel sensors installed between the double walls of tanks and pipes to monitor for leaks | The following property is used 100% for pollution control and is installed to meet or exceed federal or state regulations: Tight fill fittings, under dispenser sumps, spill containers and liquid fuel sensors installed between the double walls of tanks and pipes to monitor for leaks | 2018-10-02 | 11899 | 100
21444 | T1 | 7-ELEVEN INC | 7 ELEVEN STORE 21444 | 3801 N TOWN EAST BLVD | MESQUITE | TX | 75150 | DALLAS | CN600240329 | RN102009230 | Spill containers | The following property is used 100% for pollution control and is installed to meet or exceed federal or state regulations: Spill containers | 2018-10-02 | 4099 | 100
21445 | T1 | 7-ELEVEN INC | 7-ELEVEN 29234 | 2101 W 15TH ST | PLANO | TX | 75075 | COLLIN | CN600240329 | RN102049566 | Tight fill fittings, spill containers and liquid fuel sensors installed between the double walls of tanks and pipes to monitor for leaks | The following property is used 100% for pollution control and is installed to meet or exceed federal or state regulations: Tight fill fittings, spill containers and liquid fuel sensors installed between the double walls of tanks and pipes to monitor for leaks | 2018-10-02 | 33142 | 100
21446 | T1 | 7-ELEVEN INC | 7 ELEVEN 25758 | 1600 E STATE HIGHWAY 356 | IRVING | TX | 75060 | DALLAS | CN600240329 | RN102009990 | Tight fill fittings, spill containers and liquid fuel sensors installed between the double walls of tanks and pipes to monitor for leaks | The following property is used 100% for pollution control and is installed to meet or exceed federal or state regulations: Tight fill fittings, spill containers and liquid fuel sensors installed between the double walls of tanks and pipes to monitor for leaks | 2018-10-02 | 13546 | 100
21447 | T1 | 7-ELEVEN INC | 7 ELEVEN STORE 18555 | 2801 E PARK ROW DR | ARLINGTON | TX | 76010 | TARRANT | CN600240329 | RN102049715 | Tight fill fittings; under dispenser sumps; automatic line leak detectors; liquid fuel sensors installed between the double walls of tanks and pipes to monitor for leaks; spill containers; the incremental difference in cost between two double-walled tanks and comparable single-walled tanks; and the incremental difference in cost between the concrete paving covering the underground tanks and pipes and the other paving at the facility calculated using the difference in cost per square foot. | The following property is used 100% for pollution control and is installed to meet or exceed federal or state regulations: Tight fill fittings; under dispenser sumps; automatic line leak detectors; liquid fuel sensors installed between the double walls of tanks and pipes to monitor for leaks; spill containers; the incremental difference in cost between two double-walled tanks and comparable single-walled tanks; and the incremental difference in cost between the concrete paving covering the underground tanks and pipes and the other paving at the facility calculated using the difference in cost per square foot. | 2018-09-18 | 201602 | 100
21448 | T1 | 7-ELEVEN INC | 7-ELEVEN 26815 | 1713 N MAYS ST | ROUND ROCK | TX | 78664 | WILLIAMSON | CN600240329 | RN102053378 | Under dispenser sumps; liquid fuel sensors installed between the double walls of tanks and pipes to monitor for leaks; and the incremental difference in cost between one double-walled tank and comparable single-walled tank. | The following property is used 100% for pollution control and is installed to meet or exceed federal or state regulations: Under dispenser sumps; liquid fuel sensors installed between the double walls of tanks and pipes to monitor for leaks; and the incremental difference in cost between one double-walled tank and comparable single-walled tank. | 2018-09-18 | 19051 | 100
21449 | T1 | 7-ELEVEN INC | 7 ELEVEN STORE 20947 | 4901 GUS THOMASSON RD | MESQUITE | TX | 75150 | DALLAS | CN600240329 | RN102010238 | Tight fill fittings; liquid fuel sensors installed between the double walls of tanks and pipes to monitor for leaks; spill containers; under dispenser sumps; the incremental difference in cost between two double-walled tanks and comparable single-walled tanks; and the incremental difference in cost between the concrete paving covering the underground tanks and pipes and the other paving at the facility calculated using the difference in cost per square foot. | The following property is used 100% for pollution control and is installed to meet or exceed federal or state regulations: Tight fill fittings; liquid fuel sensors installed between the double walls of tanks and pipes to monitor for leaks; spill containers; under dispenser sumps; the incremental difference in cost between two double-walled tanks and comparable single-walled tanks; and the incremental difference in cost between the concrete paving covering the underground tanks and pipes and the other paving at the facility calculated using the difference in cost per square foot. | 2018-10-02 | 333984 | 100
21450 | T1 | 7-ELEVEN INC | 7-ELEVEN 32804 | 8509 LAKEVIEW PKWY | ROWLETT | TX | 75088 | DALLAS | CN600240329 | RN102053501 | Tight fill fittings, under dispenser sumps and liquid fuel sensors installed between the double walls of tanks and pipes to monitor for leaks | The following property is used 100% for pollution control and is installed to meet or exceed federal or state regulations: Tight fill fittings, under dispenser sumps and liquid fuel sensors installed between the double walls of tanks and pipes to monitor for leaks | 2018-10-02 | 2797 | 100
21451 | T1 | 7-ELEVEN INC | 7-ELEVEN 17436 | 8000 FM 2147 W | MARBLE FALLS | TX | 78654 | LLANO | CN600240329 | RN102054178 | Tight fill fittings and spill containers | The following property is used 100% for pollution control and is installed to meet or exceed federal or state regulations: Tight fill fittings and spill containers | 2018-10-02 | 22809 | 100
21452 | T1 | 7-ELEVEN INC | 7-ELEVEN 25157 | 2620 LAKE AUSTIN BLVD | AUSTIN | TX | 78703 | TRAVIS | CN600240329 | RN102055167 | Automatic line leak detectors and liquid fuel sensors installed between the double walls of tanks and pipes to monitor for leaks | The following property is used 100% for pollution control and is installed to meet or exceed federal or state regulations: Automatic line leak detectors and liquid fuel sensors installed between the double walls of tanks and pipes to monitor for leaks | 2018-10-02 | 6483 | 100
21453 | T1 | 7-ELEVEN INC | 7-ELEVEN 12301 | 2911 E LEDBETTER DR | DALLAS | TX | 75216 | DALLAS | CN600240329 | RN102056298 | Liquid fuel sensors installed between the double walls of tanks and pipes to monitor for leaks | The following property is used 100% for pollution control and is installed to meet or exceed federal or state regulations: Liquid fuel sensors installed between the double walls of tanks and pipes to monitor for leaks | 2018-10-02 | 1449 | 100
21454 | T1 | 7-ELEVEN INC | 7-ELEVEN 32914 | 6122 BROADWAY BLVD | GARLAND | TX | 75043 | DALLAS | CN600240329 | RN102057007 | Liquid fuel sensors installed between the double walls of tanks and pipes to monitor for leaks | The following property is used 100% for pollution control and is installed to meet or exceed federal or state regulations: Liquid fuel sensors installed between the double walls of tanks and pipes to monitor for leaks | 2018-10-02 | 3622 | 100
21455 | T1 | 7-ELEVEN INC | 7-ELEVEN 19097 | 1705 S LAKESHORE BLVD | AUSTIN | TX | 78741 | TRAVIS | CN600240329 | RN102057189 | Spill containers and liquid fuel sensors installed between the double walls of tanks and pipes to monitor for leaks | The following property is used 100% for pollution control and is installed to meet or exceed federal or state regulations: Spill containers and liquid fuel sensors installed between the double walls of tanks and pipes to monitor for leaks | 2018-10-02 | 17710 | 100
21456 | T1 | 7-ELEVEN INC | 7-ELEVEN 22245 | 2103 S CONGRESS AVE | AUSTIN | TX | 78704 | TRAVIS | CN600240329 | RN102057890 | Liquid fuel sensors installed between the double walls of tanks and pipes to monitor for leaks; spill containers; under dispenser sumps; and the incremental difference in cost between one double-walled tank and comparable single-walled tank. | The following property is used 100% for pollution control and is installed to meet or exceed federal or state regulations: Liquid fuel sensors installed between the double walls of tanks and pipes to monitor for leaks; spill containers; under dispenser sumps; and the incremental difference in cost between one double-walled tank and comparable single-walled tank. | 2018-10-02 | 14904 | 100
21457 | T1 | 7-ELEVEN INC | 7-ELEVEN 32329 | 100 W SPRING CREEK PKWY | PLANO | TX | 75023 | COLLIN | CN600240329 | RN102058385 | Spill containers and liquid fuel sensors installed between the double walls of tanks and pipes to monitor for leaks | The following property is used 100% for pollution control and is installed to meet or exceed federal or state regulations: Spill containers and liquid fuel sensors installed between the double walls of tanks and pipes to monitor for leaks | 2018-10-02 | 9037 | 100
21458 | T1 | 7-ELEVEN INC | 7-ELEVEN 26560 | 2500 FOREST PARK BLVD | FORT WORTH | TX | 76110 | TARRANT | CN600240329 | RN102059128 | Tight fill fittings, spill containers and liquid fuel sensors installed between the double walls of tanks and pipes to monitor for leaks | The following property is used 100% for pollution control and is installed to meet or exceed federal or state regulations: Tight fill fittings, spill containers and liquid fuel sensors installed between the double walls of tanks and pipes to monitor for leaks | 2018-10-02 | 15887 | 100
21459 | T1 | 7-ELEVEN INC | 7-ELEVEN 23807 | 6306 MANCHACA RD | AUSTIN | TX | 78745 | TRAVIS | CN600240329 | RN102059904 | Liquid fuel sensors installed between the double walls of tanks and pipes to monitor for leaks | The following property is used 100% for pollution control and is installed to meet or exceed federal or state regulations: Liquid fuel sensors installed between the double walls of tanks and pipes to monitor for leaks | 2018-10-02 | 7785 | 100
21460 | T1 | 7-ELEVEN INC | 7-ELEVEN 32921 | 2101 E HIGHWAY 114 | TROPHY CLUB | TX | 76262 | TARRANT | CN600240329 | RN102061603 | Tight fill fittings and spill containers | The following property is used 100% for pollution control and is installed to meet or exceed federal or state regulations: Tight fill fittings and spill containers | 2018-10-16 | 116085 | 100
21461 | T1 | 7-ELEVEN INC | 7-ELEVEN 25764 | 10690 WALNUT HILL LN | DALLAS | TX | 75238 | DALLAS | CN600240329 | RN102061801 | Tight fill fittings and liquid fuel sensors installed between the double walls of tanks and pipes to monitor for leaks | The following property is used 100% for pollution control and is installed to meet or exceed federal or state regulations: Tight fill fittings and liquid fuel sensors installed between the double walls of tanks and pipes to monitor for leaks | 2018-10-02 | 2143 | 100
21462 | T1 | 7-ELEVEN INC | 7 ELEVEN 20769 | 10340 FOREST LN | DALLAS | TX | 75243 | DALLAS | CN600240329 | RN102011095 | Under dispenser sumps, spill containers and liquid fuel sensors installed between the double walls of tanks and pipes to monitor for leaks | The following property is used 100% for pollution control and is installed to meet or exceed federal or state regulations: Under dispenser sumps, spill containers and liquid fuel sensors installed between the double walls of tanks and pipes to monitor for leaks | 2018-10-02 | 7944 | 100
21463 | T1 | 7-ELEVEN INC | 7 ELEVEN STORE 25274 | 4118 W AIRPORT FWY | IRVING | TX | 75062 | DALLAS | CN600240329 | RN102011996 | Tight fill fittings and spill containers | The following property is used 100% for pollution control and is installed to meet or exceed federal or state regulations: Tight fill fittings and spill containers | 2018-10-02 | 10505 | 100
21464 | T1 | 7-ELEVEN INC | 7-ELEVEN 25391 | 1118 E PALM VALLEY BLVD | ROUND ROCK | TX | 78664 | WILLIAMSON | CN600240329 | RN102064342 | Tight fill fittings, under dispenser sumps and liquid fuel sensors installed between the double walls of tanks and pipes to monitor for leaks | The following property is used 100% for pollution control and is installed to meet or exceed federal or state regulations: Tight fill fittings, under dispenser sumps and liquid fuel sensors installed between the double walls of tanks and pipes to monitor for leaks | 2018-10-02 | 22299 | 100
21465 | T1 | 7-ELEVEN INC | 7 ELEVEN STORE 24634 | 4163 W NORTHGATE DR | IRVING | TX | 75062 | DALLAS | CN600240329 | RN102013869 | Tight fill fittings, under dispenser sumps, spill containers and liquid fuel sensors installed between the double walls of tanks and pipes to monitor for leaks | The following property is used 100% for pollution control and is installed to meet or exceed federal or state regulations: Tight fill fittings, under dispenser sumps, spill containers and liquid fuel sensors installed between the double walls of tanks and pipes to monitor for leaks | 2018-09-25 | 14030 | 100
21466 | T1 | 7-ELEVEN INC | 7-ELEVEN 21359 | 600 MCNEIL RD | ROUND ROCK | TX | 78681 | WILLIAMSON | CN600240329 | RN102064920 | Tight fill fittings, under dispenser sumps and liquid fuel sensors installed between the double walls of tanks and pipes to monitor for leaks | The following property is used 100% for pollution control and is installed to meet or exceed federal or state regulations: Tight fill fittings, under dispenser sumps and liquid fuel sensors installed between the double walls of tanks and pipes to monitor for leaks | 2018-10-02 | 15220 | 100
21467 | T1 | 7-ELEVEN INC | 7 ELEVEN STORE 18765 | 111 N CARROLL AVE | DALLAS | TX | 75226 | DALLAS | CN600240329 | RN102013927 | Tight fill fittings and liquid fuel sensors installed between the double walls of tanks and pipes to monitor for leaks | The following property is used 100% for pollution control and is installed to meet or exceed federal or state regulations: Tight fill fittings and liquid fuel sensors installed between the double walls of tanks and pipes to monitor for leaks | 2018-09-25 | 4839 | 100
21468 | T1 | 7-ELEVEN INC | 7-ELEVEN 34093 | 4600 SW LOOP 820 | FORT WORTH | TX | 76109 | TARRANT | CN600240329 | RN102065620 | Spill containers and liquid fuel sensors installed between the double walls of tanks and pipes to monitor for leaks | The following property is used 100% for pollution control and is installed to meet or exceed federal or state regulations: Spill containers and liquid fuel sensors installed between the double walls of tanks and pipes to monitor for leaks | 2018-10-02 | 98366 | 100
21469 | T1 | 7-ELEVEN INC | 7-ELEVEN STORE 35437 | 100 N BURLESON BLVD | BURLESON | TX | 76028 | JOHNSON | CN600240329 | RN102014610 | Spill containers | The following property is used 100% for pollution control and is installed to meet or exceed federal or state regulations: Spill containers | 2018-09-25 | 3830 | 100
21470 | T1 | 7-ELEVEN INC | 7-ELEVEN 34099 | 4401 W GREEN OAKS BLVD | ARLINGTON | TX | 76016 | TARRANT | CN600240329 | RN102073525 | Tight fill fittings and liquid fuel sensors installed between the double walls of tanks and pipes to monitor for leaks | The following property is used 100% for pollution control and is installed to meet or exceed federal or state regulations: Tight fill fittings and liquid fuel sensors installed between the double walls of tanks and pipes to monitor for leaks | 2018-10-02 | 5300 | 100
21471 | T1 | 7-ELEVEN INC | 7 ELEVEN STORE 24008 | 5101 N LAMAR BLVD | AUSTIN | TX | 78751 | TRAVIS | CN600240329 | RN102015401 | Automatic line leak detectors | The following property is used 100% for pollution control and is installed to meet or exceed federal or state regulations: Automatic line leak detectors | 2018-09-25 | 1026 | 100
21472 | T1 | 7-ELEVEN INC | 7-ELEVEN 12205 | 5123 W LOVERS LN | DALLAS | TX | 75209 | DALLAS | CN600240329 | RN102093150 | Tight fill fittings, spill containers and liquid fuel sensors installed between the double walls of tanks and pipes to monitor for leaks | The following property is used 100% for pollution control and is installed to meet or exceed federal or state regulations: Tight fill fittings, spill containers and liquid fuel sensors installed between the double walls of tanks and pipes to monitor for leaks | 2018-10-02 | 8073 | 100
21473 | T1 | 7-ELEVEN INC | 7 ELEVEN STORE 26657 | 2390 FULLER WISER RD | EULESS | TX | 76039 | TARRANT | CN600240329 | RN102016516 | Tight fill fittings and liquid fuel sensors installed between the double walls of tanks and pipes to monitor for leaks | The following property is used 100% for pollution control and is installed to meet or exceed federal or state regulations: Tight fill fittings and liquid fuel sensors installed between the double walls of tanks and pipes to monitor for leaks | 2018-09-25 | 5301 | 100
21474 | T1 | 7-ELEVEN INC | 7-ELEVEN 34253 | 15010 FM 1825 | PFLUGERVILLE | TX | 78660 | TRAVIS | CN600240329 | RN102130614 | Tight fill fittings, spill containers and liquid fuel sensors installed between the double walls of tanks and pipes to monitor for leaks | The following property is used 100% for pollution control and is installed to meet or exceed federal or state regulations: Tight fill fittings, spill containers and liquid fuel sensors installed between the double walls of tanks and pipes to monitor for leaks | 2018-10-02 | 35684 | 100
21475 | T1 | 7-ELEVEN INC | 7 ELEVEN STORE 17718 | 4104 GASTON AVE | DALLAS | TX | 75246 | DALLAS | CN600240329 | RN102016649 | Liquid fuel sensors installed between the double walls of tanks and pipes to monitor for leaks | The following property is used 100% for pollution control and is installed to meet or exceed federal or state regulations: Liquid fuel sensors installed between the double walls of tanks and pipes to monitor for leaks | 2018-10-16 | 2376 | 100
21476 | T1 | 7-ELEVEN INC | 7-ELEVEN STORE 36588 | 1100 W PARMER LN | AUSTIN | TX | 78727 | TRAVIS | CN600240329 | RN102137015 | Tight fill fittings and liquid fuel sensors installed between the double walls of tanks and pipes to monitor for leaks | The following property is used 100% for pollution control and is installed to meet or exceed federal or state regulations: Tight fill fittings and liquid fuel sensors installed between the double walls of tanks and pipes to monitor for leaks | 2018-10-02 | 17419 | 100
21477 | T1 | 7-ELEVEN INC | 7 ELEVEN STORE 23295 | 1814 GUADALUPE ST | AUSTIN | TX | 78701 | TRAVIS | CN600240329 | RN102018819 | Tight fill fittings; under dispenser sumps; liquid fuel sensors installed between the double walls of tanks and pipes to monitor for leaks; spill containers; the incremental difference in cost between one double-walled tank and comparable single-walled tank; and the incremental difference in cost between the concrete paving covering the underground tank and pipes and the other paving at the facility calculated using the difference in cost per square foot. | The following property is used 100% for pollution control and is installed to meet or exceed federal or state regulations: Tight fill fittings; under dispenser sumps; liquid fuel sensors installed between the double walls of tanks and pipes to monitor for leaks; spill containers; the incremental difference in cost between one double-walled tank and comparable single-walled tank; and the incremental difference in cost between the concrete paving covering the underground tank and pipes and the other paving at the facility calculated using the difference in cost per square foot. | 2018-09-18 | 199426 | 100
21478 | T1 | 7-ELEVEN INC | 7-ELEVEN 36589 | 10207 LAKE CREEK PKWY | AUSTIN | TX | 78729 | WILLIAMSON | CN600240329 | RN102137148 | Spill containers and liquid fuel sensors installed between the double walls of tanks and pipes to monitor for leaks | The following property is used 100% for pollution control and is installed to meet or exceed federal or state regulations: Spill containers and liquid fuel sensors installed between the double walls of tanks and pipes to monitor for leaks | 2018-09-18 | 9400 | 100
21479 | T1 | 7-ELEVEN INC | 7-ELEVEN 36610 | 2616 W BRAKER LN | AUSTIN | TX | 78758 | TRAVIS | CN600240329 | RN102138393 | Tight fill fittings and liquid fuel sensors installed between the double walls of tanks and pipes to monitor for leaks | The following property is used 100% for pollution control and is installed to meet or exceed federal or state regulations: Tight fill fittings and liquid fuel sensors installed between the double walls of tanks and pipes to monitor for leaks | 2018-09-18 | 3719 | 100
21480 | T1 | 7-ELEVEN INC | 7-ELEVEN 26702 | 3637 FOREST LN | DALLAS | TX | 75234 | DALLAS | CN600240329 | RN102143914 | Liquid fuel sensors installed between the double walls of tanks and pipes to monitor for leaks | The following property is used 100% for pollution control and is installed to meet or exceed federal or state regulations: Liquid fuel sensors installed between the double walls of tanks and pipes to monitor for leaks | 2018-09-18 | 2203 | 100
21481 | T1 | 7-ELEVEN INC | 7-ELEVEN 35469 | 100 E MAIN ST | CROWLEY | TX | 76036 | TARRANT | CN600240329 | RN101569382 | Tight fill fittings | The following property is used 100% for pollution control and is installed to meet or exceed federal or state regulations: Tight fill fittings | 2018-09-25 | 1033 | 100
21482 | T1 | 7-ELEVEN INC | 7-ELEVEN 34111 | 14801 COIT RD | DALLAS | TX | 75248 | DALLAS | CN600240329 | RN102145059 | Tight fill fittings, under dispenser sumps, spill containers and liquid fuel sensors installed between the double walls of tanks and pipes to monitor for leaks | The following property is used 100% for pollution control and is installed to meet or exceed federal or state regulations: Tight fill fittings, under dispenser sumps, spill containers and liquid fuel sensors installed between the double walls of tanks and pipes to monitor for leaks | 2018-10-02 | 11719 | 100
21483 | T1 | 7-ELEVEN INC | 7-ELEVEN 34236 | 1101 W AIRPORT FWY | IRVING | TX | 75062 | DALLAS | CN600240329 | RN102147154 | Tight fill fittings, under dispenser sumps and spill containers | The following property is used 100% for pollution control and is installed to meet or exceed federal or state regulations: Tight fill fittings, under dispenser sumps and spill containers | 2018-10-02 | 54257 | 100
21484 | T1 | 7-ELEVEN INC | 7-ELEVEN 35412 | 2242 S ZANG BLVD | DALLAS | TX | 75224 | DALLAS | CN600240329 | RN102147717 | Liquid fuel sensors installed between the double walls of tanks and pipes to monitor for leaks and the incremental difference in cost between three double-walled tanks and comparable single-walled tanks. | The following property is used 100% for pollution control and is installed to meet or exceed federal or state regulations: Liquid fuel sensors installed between the double walls of tanks and pipes to monitor for leaks and the incremental difference in cost between three double-walled tanks and comparable single-walled tanks. | 2018-10-02 | 54997 | 100
21485 | T1 | 7-ELEVEN INC | 7-ELEVEN 34115 | 106 E HIGHWAY 80 | MESQUITE | TX | 75149 | DALLAS | CN600240329 | RN102153368 | Tight fill fittings and spill containers | The following property is used 100% for pollution control and is installed to meet or exceed federal or state regulations: Tight fill fittings and spill containers | 2018-10-02 | 18580 | 100
21486 | T1 | 7-ELEVEN INC | 7-ELEVEN 34110 | 6925 INDEPENDENCE PKWY | PLANO | TX | 75023 | COLLIN | CN600240329 | RN102154341 | Tight fill fittings, spill containers and liquid fuel sensors installed between the double walls of tanks and pipes to monitor for leaks | The following property is used 100% for pollution control and is installed to meet or exceed federal or state regulations: Tight fill fittings, spill containers and liquid fuel sensors installed between the double walls of tanks and pipes to monitor for leaks | 2018-10-02 | 18512 | 100
21487 | T1 | 7-ELEVEN INC | 7-ELEVEN 34097 | 1401 EASTCHASE PKWY | FORT WORTH | TX | 76120 | TARRANT | CN600240329 | RN102158920 | Tight fill fittings and under dispenser sumps | The following property is used 100% for pollution control and is installed to meet or exceed federal or state regulations: Tight fill fittings and under dispenser sumps | 2018-10-16 | 14916 | 100
21488 | T1 | 7-ELEVEN INC | 7-ELEVEN 34107 | 1223 MCCORMICK ST | DENTON | TX | 76201 | DENTON | CN600240329 | RN102161601 | Spill containers and liquid fuel sensors installed between the double walls of tanks and pipes to monitor for leaks | The following property is used 100% for pollution control and is installed to meet or exceed federal or state regulations: Spill containers and liquid fuel sensors installed between the double walls of tanks and pipes to monitor for leaks | 2018-10-02 | 82937 | 100
21489 | T1 | 7-ELEVEN INC | 7-ELEVEN 36633 | 9401 N IH 35 | AUSTIN | TX | 78753 | TRAVIS | CN600240329 | RN102163540 | Liquid fuel sensors installed between the double walls of tanks and pipes to monitor for leaks | The following property is used 100% for pollution control and is installed to meet or exceed federal or state regulations: Liquid fuel sensors installed between the double walls of tanks and pipes to monitor for leaks | 2018-10-02 | 5317 | 100
21490 | T1 | 7-ELEVEN INC | 7-ELEVEN 34112 | 4747 GREENVILLE AVE | DALLAS | TX | 75206 | DALLAS | CN600240329 | RN102163771 | Spill containers and liquid fuel sensors installed between the double walls of tanks and pipes to monitor for leaks | The following property is used 100% for pollution control and is installed to meet or exceed federal or state regulations: Spill containers and liquid fuel sensors installed between the double walls of tanks and pipes to monitor for leaks | 2018-10-02 | 81251 | 100
21491 | T1 | 7-ELEVEN INC | 7-ELEVEN 36511 | 527 HIGHWAY 87 S | WEST ORANGE | TX | 77630 | ORANGE | CN600240329 | RN102173341 | Liquid fuel sensors installed between the double walls of tanks and pipes to monitor for leaks. | The following property is used 100% for pollution control and is installed to meet or exceed federal or state regulations: Liquid fuel sensors installed between the double walls of tanks and pipes to monitor for leaks. | 2018-10-16 | 5486 | 100
21492 | T1 | GCC PERMIAN LLC | ODESSA CEMENT PLANT | 16501 W MURPHY ST | ODESSA | TX | 79763 | ECTOR | CN605260686 | RN100213305 | 2014 International Vacuum Truck CAM600MCRUS (VIN XXXXXXXXXXXXXXXXX) and 2008 CAT 772 Water Truck (Serial Number XXXXXXXX) used exclusively to control particulate matter on plant roads. | The following property is used 100% for pollution control and is installed to meet or exceed federal or state regulations: 2014 International Vacuum Truck CAM600MCRUS (VIN XXXXXXXXXXXXXXXXX) and 2008 CAT 772 Water Truck (Serial NumberXXXXXXXX) used exclusively to control particulate matter on plant roads. | 2018-06-22 | 1024157 | 100
21493 | T1 | 7-ELEVEN INC | 7 ELEVEN 24415 | 10468 GARLAND RD | DALLAS | TX | 75218 | DALLAS | CN600240329 | RN102211281 | Under dispenser sumps, spill containers and liquid fuel sensors installed between the double walls of tanks and pipes to monitor for leaks | The following property is used 100% for pollution control and is installed to meet or exceed federal or state regulations: Under dispenser sumps, spill containers and liquid fuel sensors installed between the double walls of tanks and pipes to monitor for leaks | 2018-10-02 | 41648 | 100
21494 | T1 | 7-ELEVEN INC | 7-ELEVEN 36949 | 5101 HALTOM RD | HALTOM CITY | TX | 76117 | TARRANT | CN600240329 | RN101435709 | Spill containers | The following property is used 100% for pollution control and is installed to meet or exceed federal or state regulations: Spill containers | 2018-09-18 | 5823 | 100
21495 | T1 | 7-ELEVEN INC | 7-ELEVEN 37015 | 2400 W LEDBETTER DR | DALLAS | TX | 75233 | DALLAS | CN600240329 | RN101443158 | Tight fill fittings; liquid fuel sensors installed between the double walls of tanks and pipes to monitor for leaks; spill containers; under dispenser sumps; and the incremental difference in cost between two double-walled tanks and comparable single-walled tanks. | The following property is used 100% for pollution control and is installed to meet or exceed federal or state regulations: Tight fill fittings; liquid fuel sensors installed between the double walls of tanks and pipes to monitor for leaks; spill containers; under dispenser sumps; and the incremental difference in cost between two double-walled tanks and comparable single-walled tanks. | 2018-10-02 | 194337 | 100
21496 | T1 | 7-ELEVEN INC | 7 ELEVEN STORE 39165 | 6311 HILLCREST RD | FRISCO | TX | 75035 | COLLIN | CN600240329 | RN101443430 | Tight fill fittings, automatic leak detectors and liquid fuel sensors installed between the double walls of tanks and pipes to monitor for leaks | The following property is used 100% for pollution control and is installed to meet or exceed federal or state regulations: Tight fill fittings, automatic leak detectors and liquid fuel sensors installed between the double walls of tanks and pipes to monitor for leaks | 2018-09-18 | 25140 | 100
21497 | T1 | 7-ELEVEN INC | 7-ELEVEN STORE 36536 | 5175 IH 37 | CORPUS CHRISTI | TX | 78408 | NUECES | CN600240329 | RN101447175 | Tight fill fittings; liquid fuel sensors installed between the double walls of tanks and pipes to monitor for leaks; spill containers; under dispenser sumps; the incremental difference in cost between two double-walled tanks and comparable single-walled tanks; and the incremental difference in cost between the concrete paving covering the underground tanks and pipes and the other paving at the facility calculated using the difference in cost per square foot. | The following property is used 100% for pollution control and is installed to meet or exceed federal or state regulations: Tight fill fittings; liquid fuel sensors installed between the double walls of tanks and pipes to monitor for leaks; spill containers; under dispenser sumps; the incremental difference in cost between two double-walled tanks and comparable single-walled tanks; and the incremental difference in cost between the concrete paving covering the underground tanks and pipes and the other paving at the facility calculated using the difference in cost per square foot. | 2018-09-25 | 312188 | 100
21498 | T1 | 7-ELEVEN INC | 7-ELEVEN STORE 36605 | 2102 SW MILITARY DR | SAN ANTONIO | TX | 78224 | BEXAR | CN600240329 | RN101473031 | Tight fill fittings and liquid fuel sensors installed between the double walls of tanks and pipes to monitor for leaks | The following property is used 100% for pollution control and is installed to meet or exceed federal or state regulations: Tight fill fittings and liquid fuel sensors installed between the double walls of tanks and pipes to monitor for leaks | 2018-09-18 | 32705 | 100
21499 | T1 | 7-ELEVEN INC | 7-ELEVEN 36331 | 1920 N COLLINS ST | ARLINGTON | TX | 76011 | TARRANT | CN600240329 | RN101473213 | Tight fill fittings; liquid fuel sensors installed between the double walls of tanks and pipes to monitor for leaks; spill containers; under dispenser sumps; the incremental difference in cost between two double-walled tanks and comparable single-walled tanks; and the incremental difference in cost between the concrete paving covering the underground tanks and pipes and the other paving at the facility calculated using the difference in cost per square foot. | The following property is used 100% for pollution control and is installed to meet or exceed federal or state regulations: Tight fill fittings; liquid fuel sensors installed between the double walls of tanks and pipes to monitor for leaks; spill containers; under dispenser sumps; the incremental difference in cost between two double-walled tanks and comparable single-walled tanks; and the incremental difference in cost between the concrete paving covering the underground tanks and pipes and the other paving at the facility calculated using the difference in cost per square foot. | 2018-09-25 | 211149 | 100
21500 | T1 | 7-ELEVEN INC | 7-ELEVEN STORE 36558 | 200A HWY 290 E | ELGIN | TX | 78621 | BASTROP | CN600240329 | RN101493211 | Tight fill fittings, under dispenser sumps and liquid fuel sensors installed between the double walls of tanks and pipes to monitor for leaks | The following property is used 100% for pollution control and is installed to meet or exceed federal or state regulations: Tight fill fittings, under dispenser sumps and liquid fuel sensors installed between the double walls of tanks and pipes to monitor for leaks | 2018-09-25 | 5386 | 100
21501 | T1 | 7-ELEVEN INC | 7 ELEVEN STORE 32248 | 14016 FM 620 N | AUSTIN | TX | 78717 | WILLIAMSON | CN600240329 | RN101499150 | Tight fill fittings and liquid fuel sensors installed between the double walls of tanks and pipes to monitor for leaks | The following property is used 100% for pollution control and is installed to meet or exceed federal or state regulations: Tight fill fittings and liquid fuel sensors installed between the double walls of tanks and pipes to monitor for leaks | 2018-09-25 | 6933 | 100
21502 | T1 | 7-ELEVEN INC | 7-ELEVEN STORE 36562 | 6422 LOCKHART HWY # 183S | AUSTIN | TX | 78744 | TRAVIS | CN600240329 | RN101499267 | Liquid fuel sensors installed between the double walls of tanks and pipes to monitor for leaks | The following property is used 100% for pollution control and is installed to meet or exceed federal or state regulations: Liquid fuel sensors installed between the double walls of tanks and pipes to monitor for leaks | 2018-09-25 | 7362 | 100
21503 | T1 | 7-ELEVEN INC | 7-ELEVEN STORE 36577 | 3625 BEE CAVES RD | WEST LAKE HILLS | TX | 78746 | TRAVIS | CN600240329 | RN101499374 | Tight fill fittings, under dispenser sumps and liquid fuel sensors installed between the double walls of tanks and pipes to monitor for leaks | The following property is used 100% for pollution control and is installed to meet or exceed federal or state regulations: Tight fill fittings, under dispenser sumps and liquid fuel sensors installed between the double walls of tanks and pipes to monitor for leaks | 2018-09-25 | 34653 | 100
21504 | T1 | 7-ELEVEN INC | 7-ELEVEN STORE 36575 | 15829 IH 35 | PFLUGERVILLE | TX | 78660 | TRAVIS | CN600240329 | RN101499440 | Tight fill fittings; liquid fuel sensors installed between the double walls of tanks and pipes to monitor for leaks; under dispenser sumps; the incremental difference in cost between four double-walled tanks and comparable single-walled tanks; and the incremental difference in cost between the concrete paving covering the underground tanks and pipes and the other paving at the facility calculated using the difference in cost per square foot. | The following property is used 100% for pollution control and is installed to meet or exceed federal or state regulations: Tight fill fittings; liquid fuel sensors installed between the double walls of tanks and pipes to monitor for leaks; under dispenser sumps; the incremental difference in cost between four double-walled tanks and comparable single-walled tanks; and the incremental difference in cost between the concrete paving covering the underground tanks and pipes and the other paving at the facility calculated using the difference in cost per square foot. | 2018-09-25 | 383588 | 100
21505 | T1 | 7-ELEVEN INC | 7-ELEVEN STORE 36565 | 6111 BEE CAVES RD | AUSTIN | TX | 78746 | TRAVIS | CN600240329 | RN101499507 | Tight fill fittings, under dispenser sumps and liquid fuel sensors installed between the double walls of tanks and pipes to monitor for leaks | The following property is used 100% for pollution control and is installed to meet or exceed federal or state regulations: Tight fill fittings, under dispenser sumps and liquid fuel sensors installed between the double walls of tanks and pipes to monitor for leaks | 2018-09-25 | 13675 | 100
21506 | T1 | 7-ELEVEN INC | 7-ELEVEN STORE 36561 | 1822 RUTLAND DR | AUSTIN | TX | 78758 | TRAVIS | CN600240329 | RN101499630 | Tight fill fittings, spill containers and liquid fuel sensors installed between the double walls of tanks and pipes to monitor for leaks | The following property is used 100% for pollution control and is installed to meet or exceed federal or state regulations: Tight fill fittings, spill containers and liquid fuel sensors installed between the double walls of tanks and pipes to monitor for leaks | 2018-09-25 | 9154 | 100
21507 | T1 | 7-ELEVEN INC | 7-ELEVEN STORE 36559 | 3636 RANCH ROAD 620 N | AUSTIN | TX | 78734 | TRAVIS | CN600240329 | RN101499648 | Tight fill fittings, under dispenser sumps and liquid fuel sensors installed between the double walls of tanks and pipes to monitor for leaks | The following property is used 100% for pollution control and is installed to meet or exceed federal or state regulations: Tight fill fittings, under dispenser sumps and liquid fuel sensors installed between the double walls of tanks and pipes to monitor for leaks | 2018-09-25 | 38519 | 100
21508 | T1 | 7-ELEVEN INC | 7-ELEVEN 36563 | 11643 RESEARCH BLVD | AUSTIN | TX | 78759 | TRAVIS | CN600240329 | RN101499671 | Tight fill fittings, under dispenser sumps, spill containers and liquid fuel sensors installed between the double walls of tanks and pipes to monitor for leaks | The following property is used 100% for pollution control and is installed to meet or exceed federal or state regulations: Tight fill fittings, under dispenser sumps, spill containers and liquid fuel sensors installed between the double walls of tanks and pipes to monitor for leaks | 2018-09-25 | 17542 | 100
21509 | T1 | 7-ELEVEN INC | 7-ELEVEN 36551 | 6490 FM 236 | VICTORIA | TX | 77905 | VICTORIA | CN600240329 | RN101500031 | Tight fill fittings; liquid fuel sensors installed between the double walls of tanks and pipes to monitor for leaks; spill containers; under dispenser sumps; and the incremental difference in cost between two double-walled tanks and comparable single-walled tanks. | The following property is used 100% for pollution control and is installed to meet or exceed federal or state regulations: Tight fill fittings; liquid fuel sensors installed between the double walls of tanks and pipes to monitor for leaks; spill containers; under dispenser sumps; and the incremental difference in cost between two double-walled tanks and comparable single-walled tanks. | 2018-09-25 | 239142 | 100
21510 | T1 | 7-ELEVEN INC | 7-ELEVEN 36056 | 900 W WHITESTONE BLVD | CEDAR PARK | TX | 78613 | TRAVIS | CN600240329 | RN101519791 | Spill containers. | The following property is used 100% for pollution control and is installed to meet or exceed federal or state regulations: Spill containers. | 2018-10-16 | 22340 | 100
21511 | T1 | 7-ELEVEN INC | 7-ELEVEN 32723 | 4001 W SPRING CREEK PKWY | PLANO | TX | 75024 | COLLIN | CN600240329 | RN101532968 | Tight fill fittings and liquid fuel sensors installed between the double walls of tanks and pipes to monitor for leaks | The following property is used 100% for pollution control and is installed to meet or exceed federal or state regulations: Tight fill fittings and liquid fuel sensors installed between the double walls of tanks and pipes to monitor for leaks | 2018-09-25 | 4769 | 100
21512 | T1 | 7-ELEVEN INC | 7-ELEVEN 33494 | 18008 PRESTON RD | DALLAS | TX | 75252 | COLLIN | CN600240329 | RN101535755 | Tight fill fittings, under dispenser sumps, spill containers and liquid fuel sensors installed between the double walls of tanks and pipes to monitor for leaks | The following property is used 100% for pollution control and is installed to meet or exceed federal or state regulations: Tight fill fittings, under dispenser sumps, spill containers and liquid fuel sensors installed between the double walls of tanks and pipes to monitor for leaks | 2018-09-25 | 13400 | 100
21513 | T1 | 7-ELEVEN INC | 7-ELEVEN 35362 | 898 NE ALSBURY BLVD | BURLESON | TX | 76028 | TARRANT | CN600240329 | RN101540383 | Spill containers | The following property is used 100% for pollution control and is installed to meet or exceed federal or state regulations: Spill containers | 2018-09-25 | 12634 | 100
21514 | T1 | 7-ELEVEN INC | 7-ELEVEN 33282 | 8101 MATLOCK RD | ARLINGTON | TX | 76002 | TARRANT | CN600240329 | RN101549285 | Tight fill fittings and liquid fuel sensors installed between the double walls of tanks and pipes to monitor for leaks | The following property is used 100% for pollution control and is installed to meet or exceed federal or state regulations: Tight fill fittings and liquid fuel sensors installed between the double walls of tanks and pipes to monitor for leaks | 2018-09-25 | 9711 | 100
21515 | T1 | 7-ELEVEN INC | 7-ELEVEN 33123 | 502 CLAY MATHIS RD | MESQUITE | TX | 75181 | DALLAS | CN600240329 | RN101550770 | Tight fill fittings and liquid fuel sensors installed between the double walls of tanks and pipes to monitor for leaks | The following property is used 100% for pollution control and is installed to meet or exceed federal or state regulations: Tight fill fittings and liquid fuel sensors installed between the double walls of tanks and pipes to monitor for leaks | 2018-09-25 | 4021 | 100
21516 | T1 | 7-ELEVEN INC | 7-ELEVEN 37930 | 8601 OHIO DR | PLANO | TX | 75024 | COLLIN | CN600240329 | RN101560951 | Tight fill fittings; liquid fuel sensors installed between the double walls of tanks and pipes to monitor for leaks; under dispenser sumps; and the incremental difference in cost between two double-walled tanks and comparable single-walled tanks. | The following property is used 100% for pollution control and is installed to meet or exceed federal or state regulations: Tight fill fittings; liquid fuel sensors installed between the double walls of tanks and pipes to monitor for leaks; under dispenser sumps; and the incremental difference in cost between two double-walled tanks and comparable single-walled tanks. | 2018-09-25 | 91077 | 100
21517 | T1 | 7-ELEVEN INC | 7-ELEVEN 35679 | 1112 N GREENVILLE AVE | ALLEN | TX | 75002 | COLLIN | CN600240329 | RN101561009 | Tight fill fittings and liquid fuel sensors installed between the double walls of tanks and pipes to monitor for leaks | The following property is used 100% for pollution control and is installed to meet or exceed federal or state regulations: Tight fill fittings and liquid fuel sensors installed between the double walls of tanks and pipes to monitor for leaks | 2018-09-25 | 7657 | 100
21518 | T1 | 7-ELEVEN INC | 7-ELEVEN 33274 | 1401 W 7TH ST | FORT WORTH | TX | 76102 | TARRANT | CN600240329 | RN101570596 | Tight fill fittings, spill containers and liquid fuel sensors installed between the double walls of tanks and pipes to monitor for leaks | The following property is used 100% for pollution control and is installed to meet or exceed federal or state regulations: Tight fill fittings, spill containers and liquid fuel sensors installed between the double walls of tanks and pipes to monitor for leaks | 2018-09-25 | 9116 | 100
21519 | T1 | 7-ELEVEN INC | 7-ELEVEN 35758 | 1065 CROSS TIMBERS RD | FLOWER MOUND | TX | 75028 | DENTON | CN600240329 | RN101572766 | Tight fill fittings and liquid fuel sensors installed between the double walls of tanks and pipes to monitor for leaks | The following property is used 100% for pollution control and is installed to meet or exceed federal or state regulations: Tight fill fittings and liquid fuel sensors installed between the double walls of tanks and pipes to monitor for leaks | 2018-09-25 | 4796 | 100
21520 | T1 | 7-ELEVEN INC | 7 ELEVEN STORE 24409 | 3001 N BELT LINE RD | IRVING | TX | 75062 | DALLAS | CN600240329 | RN102019221 | Tight fill fittings; liquid fuel sensors installed between the double walls of tanks and pipes to monitor for leaks; under dispenser sumps; and the incremental difference in cost between one double-walled tank and comparable single-walled tank. | The following property is used 100% for pollution control and is installed to meet or exceed federal or state regulations: Tight fill fittings; liquid fuel sensors installed between the double walls of tanks and pipes to monitor for leaks; under dispenser sumps; and the incremental difference in cost between one double-walled tank and comparable single-walled tank. | 2018-10-02 | 162810 | 100
21521 | T1 | 7-ELEVEN INC | 7 ELEVEN STORE 33119 | 4609 COIT RD | FRISCO | TX | 75035 | COLLIN | CN600240329 | RN102019288 | Tight fill fittings, automatic line leak detectors and liquid fuel sensors installed between the double walls of tanks and pipes to monitor for leaks | The following property is used 100% for pollution control and is installed to meet or exceed federal or state regulations: Tight fill fittings, automatic line leak detectors and liquid fuel sensors installed between the double walls of tanks and pipes to monitor for leaks | 2018-09-25 | 5001 | 100
21522 | T1 | 7-ELEVEN INC | 7 ELEVEN STORE 21884 | 917 N LAMAR BLVD | AUSTIN | TX | 78703 | TRAVIS | CN600240329 | RN102019692 | Spill containers | The following property is used 100% for pollution control and is installed to meet or exceed federal or state regulations: Spill containers | 2018-09-25 | 3147 | 100
21523 | T1 | 7-ELEVEN INC | 7 ELEVEN 32870 | 1004 W MCDERMOTT DR | ALLEN | TX | 75013 | COLLIN | CN600240329 | RN102019841 | Tight fill fittings, spill containers and liquid fuel sensors installed between the double walls of tanks and pipes to monitor for leaks | The following property is used 100% for pollution control and is installed to meet or exceed federal or state regulations: Tight fill fittings, spill containers and liquid fuel sensors installed between the double walls of tanks and pipes to monitor for leaks | 2018-10-02 | 10463 | 100
21524 | T1 | 7-ELEVEN INC | 7 ELEVEN 27529 | 18101 COIT RD | DALLAS | TX | 75252 | COLLIN | CN600240329 | RN102020039 | Tight fill fittings and liquid fuel sensors installed between the double walls of tanks and pipes to monitor for leaks. | The following property is used 100% for pollution control and is installed to meet or exceed federal or state regulations: Tight fill fittings and liquid fuel sensors installed between the double walls of tanks and pipes to monitor for leaks. | 2018-10-16 | 5305 | 100
21525 | T1 | 7-ELEVEN INC | 7 ELEVEN STORE 16996 | 2600 GUADALUPE ST | AUSTIN | TX | 78705 | TRAVIS | CN600240329 | RN102020625 | Spill containers | The following property is used 100% for pollution control and is installed to meet or exceed federal or state regulations: Spill containers | 2018-10-02 | 11370 | 100
21526 | T1 | 7-ELEVEN INC | 7-ELEVEN 35382 | 3710 BELT LINE RD | ADDISON | TX | 75001 | DALLAS | CN600240329 | RN102220274 | Tight fill fittings, spill containers and liquid fuel sensors installed between the double walls of tanks and pipes to monitor for leaks | The following property is used 100% for pollution control and is installed to meet or exceed federal or state regulations: Tight fill fittings, spill containers and liquid fuel sensors installed between the double walls of tanks and pipes to monitor for leaks | 2018-10-02 | 11269 | 100
21527 | T1 | 7-ELEVEN INC | 7-ELEVEN 36614 | 12351 N INTERSTATE 35 | SAN ANTONIO | TX | 78233 | BEXAR | CN600240329 | RN102222171 | Tight fill fittings, under dispenser sumps, spill containers and liquid fuel sensors installed between the double walls of tanks and pipes to monitor for leaks | The following property is used 100% for pollution control and is installed to meet or exceed federal or state regulations: Tight fill fittings, under dispenser sumps, spill containers and liquid fuel sensors installed between the double walls of tanks and pipes to monitor for leaks | 2018-10-02 | 13358 | 100
21528 | T1 | 7-ELEVEN INC | 7-ELEVEN 36609 | 10800 RESEARCH BLVD | AUSTIN | TX | 78759 | TRAVIS | CN600240329 | RN102223146 | Tight fill fittings and liquid fuel sensors installed between the double walls of tanks and pipes to monitor for leaks | The following property is used 100% for pollution control and is installed to meet or exceed federal or state regulations: Tight fill fittings and liquid fuel sensors installed between the double walls of tanks and pipes to monitor for leaks | 2018-10-02 | 7308 | 100
21529 | T1 | 7-ELEVEN INC | 7-ELEVEN 35397 | 1700 WILLIAM D TATE AVE | GRAPEVINE | TX | 76051 | TARRANT | CN600240329 | RN102225018 | Tight fill fittings and liquid fuel sensors installed between the double walls of tanks and pipes to monitor for leaks | The following property is used 100% for pollution control and is installed to meet or exceed federal or state regulations: Tight fill fittings and liquid fuel sensors installed between the double walls of tanks and pipes to monitor for leaks | 2018-10-02 | 9878 | 100
21530 | T1 | 7-ELEVEN INC | 7-ELEVEN 35477 | 6001 AIRPORT FWY | HALTOM CITY | TX | 76117 | TARRANT | CN600240329 | RN102226784 | Spill containers | The following property is used 100% for pollution control and is installed to meet or exceed federal or state regulations: Spill containers | 2018-10-02 | 9188 | 100
21531 | T1 | 7-ELEVEN INC | 7-ELEVEN 34114 | 11405 LBJ FWY | GARLAND | TX | 75041 | DALLAS | CN600240329 | RN102226875 | Spill containers and liquid fuel sensors installed between the double walls of tanks and pipes to monitor for leaks | The following property is used 100% for pollution control and is installed to meet or exceed federal or state regulations: Spill containers and liquid fuel sensors installed between the double walls of tanks and pipes to monitor for leaks | 2018-10-02 | 81626 | 100
21532 | T1 | 7-ELEVEN INC | 7-ELEVEN 34102 | 2061 FORT WORTH AVE | DALLAS | TX | 75208 | DALLAS | CN600240329 | RN102227931 | Tight fill fittings, spill containers and liquid fuel sensors installed between the double walls of tanks and pipes to monitor for leaks | The following property is used 100% for pollution control and is installed to meet or exceed federal or state regulations: Tight fill fittings, spill containers and liquid fuel sensors installed between the double walls of tanks and pipes to monitor for leaks | 2018-10-02 | 11273 | 100
21533 | T1 | 7-ELEVEN INC | 7-ELEVEN 34091 | 2026 S CHERRY LN | WHITE SETTLEMENT | TX | 76108 | TARRANT | CN600240329 | RN102229929 | Tight fill fittings and liquid fuel sensors installed between the double walls of tanks and pipes to monitor for leaks. | The following property is used 100% for pollution control and is installed to meet or exceed federal or state regulations: Tight fill fittings and liquid fuel sensors installed between the double walls of tanks and pipes to monitor for leaks. | 2018-09-18 | 18129 | 100
21534 | T1 | 7-ELEVEN INC | 7-ELEVEN 27206 | 13601 C F HAWN FWY | DALLAS | TX | 75253 | DALLAS | CN600240329 | RN102230182 | Tight fill fittings; liquid fuel sensors installed between the double walls of tanks and pipes to monitor for leaks; and spill containers. | The following property is used 100% for pollution control and is installed to meet or exceed federal or state regulations: Tight fill fittings; liquid fuel sensors installed between the double walls of tanks and pipes to monitor for leaks; and spill containers. | 2018-09-18 | 8772 | 100
21535 | T1 | 7-ELEVEN INC | 7-ELEVEN 33113 | 529 E HWY 121 | LEWISVILLE | TX | 75057 | DENTON | CN600240329 | RN102230240 | Tight fill fittings and spill containers. | The following property is used 100% for pollution control and is installed to meet or exceed federal or state regulations: Tight fill fittings and spill containers. | 2018-09-18 | 14857 | 100
21536 | T1 | 7-ELEVEN INC | 7-ELEVEN 24092 | 9750 WALNUT HILL LN | DALLAS | TX | 75238 | DALLAS | CN600240329 | RN102230257 | Tight fill fittings; liquid fuel sensors installed between the double walls of tanks and pipes to monitor for leaks; spill containers; under dispenser sumps; and the incremental difference in cost between two double-walled tanks and comparable single-walled tanks. | The following property is used 100% for pollution control and is installed to meet or exceed federal or state regulations: Tight fill fittings; liquid fuel sensors installed between the double walls of tanks and pipes to monitor for leaks; spill containers; under dispenser sumps; and the incremental difference in cost between two double-walled tanks and comparable single-walled tanks. | 2018-10-16 | 132722 | 100
21537 | T1 | 7-ELEVEN INC | 7-ELEVEN 27334 | 826 E HIGHWAY 67 | DUNCANVILLE | TX | 75137 | DALLAS | CN600240329 | RN102231172 | Tight fill fittings; liquid fuel sensors installed between the double walls of tanks and pipes to monitor for leaks; spill containers; under dispenser sumps; and the incremental difference in cost between two double-walled tanks and comparable single-walled tanks. | The following property is used 100% for pollution control and is installed to meet or exceed federal or state regulations: Tight fill fittings; liquid fuel sensors installed between the double walls of tanks and pipes to monitor for leaks; spill containers; under dispenser sumps; and the incremental difference in cost between two double-walled tanks and comparable single-walled tanks. | 2018-10-02 | 294593 | 100
21538 | T1 | 7-ELEVEN INC | 7-ELEVEN 36507 | 2207 STATE HIGHWAY 35 N | PORT LAVACA | TX | 77979 | VICTORIA | CN600240329 | RN102231610 | Liquid fuel sensors installed between the double walls of tanks and pipes to monitor for leaks. | The following property is used 100% for pollution control and is installed to meet or exceed federal or state regulations: Liquid fuel sensors installed between the double walls of tanks and pipes to monitor for leaks. | 2018-10-16 | 16070 | 100
21539 | T1 | 7-ELEVEN INC | 7-ELEVEN 25250 | 5550 E GRAND AVE | DALLAS | TX | 75223 | DALLAS | CN600240329 | RN102232105 | Tight fill fittings; liquid fuel sensors installed between the double walls of tanks and pipes to monitor for leaks; and spill containers. | The following property is used 100% for pollution control and is installed to meet or exceed federal or state regulations: Tight fill fittings; liquid fuel sensors installed between the double walls of tanks and pipes to monitor for leaks; and spill containers. | 2018-09-18 | 14072 | 100
21540 | T1 | 7-ELEVEN INC | 7-ELEVEN 24466 | 10100 BRUTON RD | DALLAS | TX | 75217 | DALLAS | CN600240329 | RN102232808 | Liquid fuel sensors installed between the double walls of tanks and pipes to monitor for leaks and spill containers. | The following property is used 100% for pollution control and is installed to meet or exceed federal or state regulations: Liquid fuel sensors installed between the double walls of tanks and pipes to monitor for leaks and spill containers. | 2018-09-18 | 4493 | 100
21541 | T1 | 7-ELEVEN INC | 7-ELEVEN 25511 | 9820 WALNUT ST | DALLAS | TX | 75243 | DALLAS | CN600240329 | RN102232972 | Tight fill fittings and spill containers. | The following property is used 100% for pollution control and is installed to meet or exceed federal or state regulations: Tight fill fittings and spill containers. | 2018-09-18 | 6336 | 100
21542 | T1 | 7-ELEVEN INC | 7-ELEVEN 12132 | 2129 ABRAMS RD | DALLAS | TX | 75214 | DALLAS | CN600240329 | RN102020914 | Tight fill fittings and spill containers | The following property is used 100% for pollution control and is installed to meet or exceed federal or state regulations: Tight fill fittings and spill containers | 2018-10-02 | 22900 | 100
21543 | T1 | 7-ELEVEN INC | 7-ELEVEN 26776 | 757 E BELT LINE RD | DESOTO | TX | 75115 | DALLAS | CN600240329 | RN102021961 | Tight fill fittings, under dispenser sumps, spill containers and liquid fuel sensors installed between the double walls of tanks and pipes to monitor for leaks | The following property is used 100% for pollution control and is installed to meet or exceed federal or state regulations: Tight fill fittings, under dispenser sumps, spill containers and liquid fuel sensors installed between the double walls of tanks and pipes to monitor for leaks | 2018-10-02 | 8520 | 100
21544 | T1 | 7-ELEVEN INC | 7-ELEVEN 35466 | 501 RENFRO ST | CROWLEY | TX | 76036 | TARRANT | CN600240329 | RN102023876 | Spill containers and liquid fuel sensors installed between the double walls of tanks and pipes to monitor for leaks | The following property is used 100% for pollution control and is installed to meet or exceed federal or state regulations: Spill containers and liquid fuel sensors installed between the double walls of tanks and pipes to monitor for leaks | 2018-10-02 | 16817 | 100
21545 | T1 | 7-ELEVEN INC | 7-ELEVEN 33126 | 7801 N BELT LINE RD | IRVING | TX | 75063 | DALLAS | CN600240329 | RN102025095 | Tight fill fittings and liquid fuel sensors installed between the double walls of tanks and pipes to monitor for leaks | The following property is used 100% for pollution control and is installed to meet or exceed federal or state regulations: Tight fill fittings and liquid fuel sensors installed between the double walls of tanks and pipes to monitor for leaks | 2018-10-02 | 52885 | 100
21546 | T1 | 7-ELEVEN INC | 7-ELEVEN 12529 | 4301 CAMP BOWIE BLVD | FORT WORTH | TX | 76107 | TARRANT | CN600240329 | RN102026044 | Spill containers | The following property is used 100% for pollution control and is installed to meet or exceed federal or state regulations: Spill containers | 2018-10-02 | 5658 | 100
21547 | T1 | 7-ELEVEN INC | 7-ELEVEN 27496 | 620 S FORT HOOD ST STE A | KILLEEN | TX | 76541 | BELL | CN600240329 | RN102026424 | Tight fill fittings, under dispenser sumps and liquid fuel sensors installed between the double walls of tanks and pipes to monitor for leaks | The following property is used 100% for pollution control and is installed to meet or exceed federal or state regulations: Tight fill fittings, under dispenser sumps and liquid fuel sensors installed between the double walls of tanks and pipes to monitor for leaks | 2018-10-02 | 5629 | 100
21549 | T1 | 7-ELEVEN INC | 7-ELEVEN 19358 | 14440 MARSH LN | ADDISON | TX | 75001 | DALLAS | CN600240329 | RN102027026 | Tight fill fittings and liquid fuel sensors installed between the double walls of tanks and pipes to monitor for leaks | The following property is used 100% for pollution control and is installed to meet or exceed federal or state regulations: Tight fill fittings and liquid fuel sensors installed between the double walls of tanks and pipes to monitor for leaks | 2018-10-16 | 41997 | 100
21550 | T1 | 7-ELEVEN INC | 7-ELEVEN 32242 | 7225 PRESTON RD | FRISCO | TX | 75034 | COLLIN | CN600240329 | RN102027745 | Tight fill fittings, spill containers and liquid fuel sensors installed between the double walls of tanks and pipes to monitor for leaks | The following property is used 100% for pollution control and is installed to meet or exceed federal or state regulations: Tight fill fittings, spill containers and liquid fuel sensors installed between the double walls of tanks and pipes to monitor for leaks | 2018-10-02 | 10257 | 100
21551 | T1 | 7-ELEVEN INC | 7-ELEVEN 27441 | 1803 N GALLOWAY AVE | MESQUITE | TX | 75149 | DALLAS | CN600240329 | RN102028933 | Under dispenser sumps | The following property is used 100% for pollution control and is installed to meet or exceed federal or state regulations: Under dispenser sumps | 2018-10-02 | 2478 | 100
21552 | T1 | 7-ELEVEN INC | 7-ELEVEN 27644 | 801 N BELT LINE RD | IRVING | TX | 75061 | DALLAS | CN600240329 | RN102029857 | Tight fill fittings and liquid fuel sensors installed between the double walls of tanks and pipes to monitor for leaks | The following property is used 100% for pollution control and is installed to meet or exceed federal or state regulations: Tight fill fittings and liquid fuel sensors installed between the double walls of tanks and pipes to monitor for leaks | 2018-10-02 | 2775 | 100
21553 | T1 | 7-ELEVEN INC | 7-ELEVEN 27646 | 1102 W KIEST BLVD | DALLAS | TX | 75224 | DALLAS | CN600240329 | RN102030608 | Tight fill fittings, under dispenser sumps, spill containers and liquid fuel sensors installed between the double walls of tanks and pipes to monitor for leaks | The following property is used 100% for pollution control and is installed to meet or exceed federal or state regulations: Tight fill fittings, under dispenser sumps, spill containers and liquid fuel sensors installed between the double walls of tanks and pipes to monitor for leaks | 2018-10-02 | 210153 | 100
21554 | T1 | 7-ELEVEN INC | 7 ELEVEN STORE 32805 | 2610 N STATE HIGHWAY 360 | GRAND PRAIRIE | TX | 75050 | TARRANT | CN600240329 | RN102031044 | Tight fill fittings, spill containers and liquid fuel sensors installed between the double walls of tanks and pipes to monitor for leaks | The following property is used 100% for pollution control and is installed to meet or exceed federal or state regulations: Tight fill fittings, spill containers and liquid fuel sensors installed between the double walls of tanks and pipes to monitor for leaks | 2018-10-02 | 7312 | 100
21555 | T1 | 7-ELEVEN INC | 7-ELEVEN 26906 | 225 E COLORADO BLVD | DALLAS | TX | 75203 | DALLAS | CN600240329 | RN102031515 | Automatic leak detectors; liquid fuel sensors installed between the double walls of tanks and pipes to monitor for leaks; spill containers; under dispenser sumps; and the incremental difference in cost between two double-walled tanks and comparable single-walled tanks. | The following property is used 100% for pollution control and is installed to meet or exceed federal or state regulations: Automatic leak detectors; liquid fuel sensors installed between the double walls of tanks and pipes to monitor for leaks; spill containers; under dispenser sumps; and the incremental difference in cost between two double-walled tanks and comparable single-walled tanks. | 2018-10-02 | 265982 | 100
21556 | T1 | 7-ELEVEN INC | 7-ELEVEN 24843 | 428 BEDFORD RD | BEDFORD | TX | 76022 | TARRANT | CN600240329 | RN102035128 | Under dispenser sumps | The following property is used 100% for pollution control and is installed to meet or exceed federal or state regulations: Under dispenser sumps | 2018-10-02 | 5431 | 100
21557 | T1 | 7-ELEVEN INC | 7-ELEVEN 36569 | 10430 FM 2673 | CANYON LAKE | TX | 78133 | COMAL | CN600240329 | RN102035847 | Tight fill fittings, under dispenser sumps, spill containers and liquid fuel sensors installed between the double walls of tanks and pipes to monitor for leaks | The following property is used 100% for pollution control and is installed to meet or exceed federal or state regulations: Tight fill fittings, under dispenser sumps, spill containers and liquid fuel sensors installed between the double walls of tanks and pipes to monitor for leaks | 2018-10-16 | 22479 | 100
21558 | T1 | 7-ELEVEN INC | 7-ELEVEN 33276 | 421 STACY RD | FAIRVIEW | TX | 75069 | COLLIN | CN600240329 | RN102036688 | Spill containers | The following property is used 100% for pollution control and is installed to meet or exceed federal or state regulations: Spill containers | 2018-10-02 | 1566 | 100
21559 | T1 | 7-ELEVEN INC | 7-ELEVEN 23864 | 1302 W MAIN ST | LEWISVILLE | TX | 75067 | DENTON | CN600240329 | RN102037090 | Tight fill fittings; under dispenser sumps; liquid fuel sensors installed between the double walls of tanks and pipes to monitor for leaks; the incremental difference in cost between two double-walled tank and comparable single-walled tanks; and the incremental difference in cost between the concrete paving covering the underground tanks and pipes and the other paving at the facility calculated using the difference in cost per square foot. | The following property is used 100% for pollution control and is installed to meet or exceed federal or state regulations: Tight fill fittings; under dispenser sumps; liquid fuel sensors installed between the double walls of tanks and pipes to monitor for leaks; the incremental difference in cost between two double-walled tank and comparable single-walled tanks; and the incremental difference in cost between the concrete paving covering the underground tanks and pipes and the other paving at the facility calculated using the difference in cost per square foot. | 2018-09-18 | 206725 | 100
21560 | T1 | 7-ELEVEN INC | 7-ELEVEN 21368 | 2120 GREENVILLE AVE | DALLAS | TX | 75206 | DALLAS | CN600240329 | RN102038023 | Tight fill fittings and liquid fuel sensors installed between the double walls of tanks and pipes to monitor for leaks | The following property is used 100% for pollution control and is installed to meet or exceed federal or state regulations: Tight fill fittings and liquid fuel sensors installed between the double walls of tanks and pipes to monitor for leaks | 2018-10-02 | 2341 | 100
21561 | T1 | 7-ELEVEN INC | 7-ELEVEN 32922 | 1600 W SOUTHLAKE BLVD | SOUTHLAKE | TX | 76092 | TARRANT | CN600240329 | RN102038809 | Tight fill fittings and liquid fuel sensors installed between the double walls of tanks and pipes to monitor for leaks | The following property is used 100% for pollution control and is installed to meet or exceed federal or state regulations: Tight fill fittings and liquid fuel sensors installed between the double walls of tanks and pipes to monitor for leaks | 2018-10-02 | 24646 | 100
21562 | T1 | 7-ELEVEN INC | 7-ELEVEN 37279 | 4415 W MOCKINGBIRD LN | DALLAS | TX | 75209 | DALLAS | CN600240329 | RN102039054 | Tight fill fittings; liquid fuel sensors installed between the double walls of tanks and pipes to monitor for leaks; and the incremental difference in cost between two double-walled tanks and comparable single-walled tanks. | The following property is used 100% for pollution control and is installed to meet or exceed federal or state regulations: Tight fill fittings; liquid fuel sensors installed between the double walls of tanks and pipes to monitor for leaks; and the incremental difference in cost between two double-walled tanks and comparable single-walled tanks. | 2018-10-02 | 223069 | 100
21563 | T1 | 7-ELEVEN INC | 7-ELEVEN 21287 | 1602 N PLANO RD | RICHARDSON | TX | 75081 | DALLAS | CN600240329 | RN102039526 | Under dispenser sumps | The following property is used 100% for pollution control and is installed to meet or exceed federal or state regulations: Under dispenser sumps | 2018-10-02 | 12144 | 100
21564 | T1 | 7-ELEVEN INC | 7-ELEVEN 23989 | 11803 PRESTON RD | DALLAS | TX | 75230 | DALLAS | CN600240329 | RN102039567 | Spill containers | The following property is used 100% for pollution control and is installed to meet or exceed federal or state regulations: Spill containers | 2018-10-02 | 1356 | 100
21565 | T1 | 7-ELEVEN INC | 7-ELEVEN 25945 | 1909 HERMITAGE DR | ROUND ROCK | TX | 78681 | WILLIAMSON | CN600240329 | RN102040243 | Under dispenser sumps, spill containers and liquid fuel sensors installed between the double walls of tanks and pipes to monitor for leaks | The following property is used 100% for pollution control and is installed to meet or exceed federal or state regulations: Under dispenser sumps, spill containers and liquid fuel sensors installed between the double walls of tanks and pipes to monitor for leaks | 2018-10-02 | 35754 | 100
21566 | T1 | 7-ELEVEN INC | 7-ELEVEN 26353 | 601 W BEN WHITE BLVD | AUSTIN | TX | 78704 | TRAVIS | CN600240329 | RN102041019 | Spill containers | The following property is used 100% for pollution control and is installed to meet or exceed federal or state regulations: Spill containers | 2018-10-02 | 29047 | 100
21567 | T1 | 7-ELEVEN INC | 7-ELEVEN 16466 | 2012 W AVENUE B | COPPERAS COVE | TX | 76522 | CORYELL | CN600240329 | RN102042199 | Tight fill fittings and spill containers | The following property is used 100% for pollution control and is installed to meet or exceed federal or state regulations: Tight fill fittings and spill containers | 2018-10-02 | 19568 | 100
21568 | T1 | 7-ELEVEN INC | 7-ELEVEN 27528 | 2145 N JOSEY LN STE 100 | CARROLLTON | TX | 75006 | DALLAS | CN600240329 | RN102258670 | Tight fill fittings and liquid fuel sensors installed between the double walls of tanks and pipes to monitor for leaks | The following property is used 100% for pollution control and is installed to meet or exceed federal or state regulations: Tight fill fittings and liquid fuel sensors installed between the double walls of tanks and pipes to monitor for leaks | 2018-09-25 | 16288 | 100
21569 | T1 | 7-ELEVEN INC | 7-ELEVEN 24584 | 4201 TRAVIS ST | DALLAS | TX | 75205 | DALLAS | CN600240329 | RN102259769 | Tight fill fittings and under dispenser sumps | The following property is used 100% for pollution control and is installed to meet or exceed federal or state regulations: Tight fill fittings and under dispenser sumps | 2018-09-18 | 11506 | 100
21570 | T1 | 7-ELEVEN INC | 7-ELEVEN 24579 | 3733 W NORTHWEST HWY | DALLAS | TX | 75220 | DALLAS | CN600240329 | RN102260908 | Tight fill fittings and spill containers | The following property is used 100% for pollution control and is installed to meet or exceed federal or state regulations: Tight fill fittings and spill containers | 2018-09-18 | 5714 | 100
21571 | T1 | 7-ELEVEN INC | 7-ELEVEN 21495 | 1415 W OAK ST | DENTON | TX | 76201 | DENTON | CN600240329 | RN102261971 | Spill containers | The following property is used 100% for pollution control and is installed to meet or exceed federal or state regulations: Spill containers | 2018-09-18 | 5492 | 100
21572 | T1 | 7-ELEVEN INC | 7-ELEVEN 34250 | 2995 WILLIAMS DR | GEORGETOWN | TX | 78628 | WILLIAMSON | CN600240329 | RN102263100 | Spill containers | The following property is used 100% for pollution control and is installed to meet or exceed federal or state regulations: Spill containers | 2018-09-18 | 2370 | 100
21573 | T1 | 7-ELEVEN INC | 7-ELEVEN 12214 | 13608 PRESTON RD | DALLAS | TX | 75240 | DALLAS | CN600240329 | RN102266327 | Under dispenser sumps | The following property is used 100% for pollution control and is installed to meet or exceed federal or state regulations: Under dispenser sumps | 2018-09-18 | 2728 | 100
21574 | T1 | 7-ELEVEN INC | 7-ELEVEN 25416 | 3400 S COLLINS ST | ARLINGTON | TX | 76014 | TARRANT | CN600240329 | RN102266848 | Tight fill fittings, spill containers and under dispenser sumps | The following property is used 100% for pollution control and is installed to meet or exceed federal or state regulations: Tight fill fittings, spill containers and under dispenser sumps | 2018-09-18 | 26291 | 100
21575 | T1 | 7-ELEVEN INC | 7-ELEVEN 26264 | 100 N GREENVILLE AVE | ALLEN | TX | 75002 | COLLIN | CN600240329 | RN102267275 | Tight fill fittings; liquid fuel sensors installed between the double walls of tanks and pipes to monitor for leaks; and under dispenser sumps. | The following property is used 100% for pollution control and is installed to meet or exceed federal or state regulations: Tight fill fittings; liquid fuel sensors installed between the double walls of tanks and pipes to monitor for leaks; and under dispenser sumps. | 2018-09-18 | 21666 | 100
21576 | T1 | 7-ELEVEN INC | 7-ELEVEN 25268 | 966 S MILL ST | LEWISVILLE | TX | 75057 | DENTON | CN600240329 | RN102267317 | Tight fill fittings; liquid fuel sensors installed between the double walls of tanks and pipes to monitor for leaks; and under dispenser sumps. | The following property is used 100% for pollution control and is installed to meet or exceed federal or state regulations: The following property is used 100% for pollution control and is installed to meet or exceed federal or state regulations: | 2018-09-18 | 17828 | 100
21577 | T1 | 7-ELEVEN INC | 7-ELEVEN 26349 | 2300 W GREEN OAKS BLVD | ARLINGTON | TX | 76016 | TARRANT | CN600240329 | RN102269743 | Tight fill fittings; liquid fuel sensors installed between the double walls of tanks and pipes to monitor for leaks and spill containers. | The following property is used 100% for pollution control and is installed to meet or exceed federal or state regulations: Tight fill fittings; liquid fuel sensors installed between the double walls of tanks and pipes to monitor for leaks and spill containers. | 2018-09-18 | 20094 | 100
21578 | T1 | 7-ELEVEN INC | 7-ELEVEN 30418 | 996 W PARKER RD | PLANO | TX | 75075 | COLLIN | CN600240329 | RN102271236 | Tight fill fittings; liquid fuel sensors installed between the double walls of tanks and pipes to monitor for leaks and spill containers. | The following property is used 100% for pollution control and is installed to meet or exceed federal or state regulations: Tight fill fittings; liquid fuel sensors installed between the double walls of tanks and pipes to monitor for leaks and spill containers. | 2018-09-18 | 9056 | 100
21579 | T1 | 7-ELEVEN INC | 7-ELEVEN 26376 | 3401 N STORY RD | IRVING | TX | 75062 | DALLAS | CN600240329 | RN102272283 | Tight fill fittings; liquid fuel sensors installed between the double walls of tanks and pipes to monitor for leaks and spill containers. | The following property is used 100% for pollution control and is installed to meet or exceed federal or state regulations: Tight fill fittings; liquid fuel sensors installed between the double walls of tanks and pipes to monitor for leaks; and spill containers. | 2018-09-18 | 17089 | 100
21580 | T1 | 7-ELEVEN INC | 7-ELEVEN 34252 | 1403 S LAMAR BLVD | AUSTIN | TX | 78704 | TRAVIS | CN600240329 | RN102272408 | Liquid fuel sensors installed between the double walls of tanks and pipes to monitor for leaks and spill containers. | The following property is used 100% for pollution control and is installed to meet or exceed federal or state regulations: Liquid fuel sensors installed between the double walls of tanks and pipes to monitor for leaks and spill containers. | 2018-09-18 | 7898 | 100
21581 | T1 | 7-ELEVEN INC | 7-ELEVEN 27372 | 2635 WILLOWBROOK RD | DALLAS | TX | 75220 | DALLAS | CN600240329 | RN102274149 | Liquid fuel sensors installed between the double walls of tanks and pipes to monitor for leaks. | The following property is used 100% for pollution control and is installed to meet or exceed federal or state regulations: Liquid fuel sensors installed between the double walls of tanks and pipes to monitor for leaks. | 2018-09-18 | 1713 | 100
21582 | T1 | 7-ELEVEN INC | 7-ELEVEN 26771 | 18118 MIDWAY RD | DALLAS | TX | 75287 | COLLIN | CN600240329 | RN102274990 | Tight fill fittings and liquid fuel sensors installed between the double walls of tanks and pipes to monitor for leaks. | The following property is used 100% for pollution control and is installed to meet or exceed federal or state regulations: Tight fill fittings and liquid fuel sensors installed between the double walls of tanks and pipes to monitor for leaks. | 2018-10-16 | 4434 | 100
21583 | T1 | 7-ELEVEN INC | 7-ELEVEN 27367 | 4901 LITTLE RD | ARLINGTON | TX | 76017 | TARRANT | CN600240329 | RN102277779 | Liquid fuel sensors installed between the double walls of tanks and pipes to monitor for leaks. | The following property is used 100% for pollution control and is installed to meet or exceed federal or state regulations: Liquid fuel sensors installed between the double walls of tanks and pipes to monitor for leaks. | 2018-09-18 | 2236 | 100
21584 | T1 | 7-ELEVEN INC | 7-ELEVEN 34254 | 2411 E BUSINESS 190 | COPPERAS COVE | TX | 76522 | CORYELL | CN600240329 | RN102278462 | Tight fill fittings; liquid fuel sensors installed between the double walls of tanks and pipes to monitor for leaks; and under dispenser sumps. | The following property is used 100% for pollution control and is installed to meet or exceed federal or state regulations: Tight fill fittings; liquid fuel sensors installed between the double walls of tanks and pipes to monitor for leaks; and under dispenser sumps. | 2018-09-18 | 4278 | 100
21585 | T1 | 7-ELEVEN INC | 7-ELEVEN 36954 | 3125 IRA E WOODS AVE | GRAPEVINE | TX | 76051 | TARRANT | CN600240329 | RN102280229 | Spill containers. | The following property is used 100% for pollution control and is installed to meet or exceed federal or state regulations: Spill containers. | 2018-09-18 | 6526 | 100
21586 | T1 | 7-ELEVEN INC | 7-ELEVEN 34251 | 9200 BURNET RD | AUSTIN | TX | 78758 | TRAVIS | CN600240329 | RN102281797 | Tight fill fittings; automatic leak detectors; liquid fuel sensors installed between the double walls of tanks and pipes to monitor for leaks; spill containers; under dispenser sumps; and the incremental difference in cost between three double-walled tanks and comparable single-walled tanks. | The following property is used 100% for pollution control and is installed to meet or exceed federal or state regulations: Tight fill fittings; automatic leak detectors; liquid fuel sensors installed between the double walls of tanks and pipes to monitor for leaks; spill containers; under dispenser sumps; and the incremental difference in cost between three double-walled tanks and comparable single-walled tanks. | 2018-10-02 | 207401 | 100
21587 | T1 | 7-ELEVEN INC | 7-ELEVEN 26575 | 1610 TEASLEY LN | DENTON | TX | 76205 | DENTON | CN600240329 | RN102282415 | Tight fill fittings; liquid fuel sensors installed between the double walls of tanks and pipes to monitor for leaks; and spill containers. | The following property is used 100% for pollution control and is installed to meet or exceed federal or state regulations: Tight fill fittings; liquid fuel sensors installed between the double walls of tanks and pipes to monitor for leaks; and spill containers. | 2018-09-18 | 5028 | 100
21588 | T1 | 7-ELEVEN INC | 7-ELEVEN 36002 | 9998 MARSH LN | DALLAS | TX | 75220 | DALLAS | CN600240329 | RN102287281 | Tight fill fittings and liquid fuel sensors installed between the double walls of tanks and pipes to monitor for leaks. | The following property is used 100% for pollution control and is installed to meet or exceed federal or state regulations: Tight fill fittings and liquid fuel sensors installed between the double walls of tanks and pipes to monitor for leaks. | 2018-09-25 | 2504 | 100
21589 | T1 | 7-ELEVEN INC | 7-ELEVEN 36323 | 9401 WHITE SETTLEMENT RD | FORT WORTH | TX | 76108 | TARRANT | CN600240329 | RN102288446 | Liquid fuel sensors installed between the double walls of tanks and pipes to monitor for leaks and spill containers. | The following property is used 100% for pollution control and is installed to meet or exceed federal or state regulations: Liquid fuel sensors installed between the double walls of tanks and pipes to monitor for leaks and spill containers. | 2018-09-18 | 19668 | 100
21590 | T1 | 7-ELEVEN INC | 7-ELEVEN 36318 | 3915 S GREAT SOUTHWEST PKWY | GRAND PRAIRIE | TX | 75052 | DALLAS | CN600240329 | RN102320421 | Tight fill fittings; liquid fuel sensors installed between the double walls of tanks and pipes to monitor for leaks; spill containers; under dispenser sumps; and the incremental difference in cost between two double-walled tanks and comparable single-walled tanks. | The following property is used 100% for pollution control and is installed to meet or exceed federal or state regulations: Tight fill fittings; liquid fuel sensors installed between the double walls of tanks and pipes to monitor for leaks; spill containers; under dispenser sumps; and the incremental difference in cost between two double-walled tanks and comparable single-walled tanks. | 2018-10-16 | 208344 | 100
21591 | T1 | 7-ELEVEN INC | 7-ELEVEN 36375 | 3700 INTERSTATE 30 | MESQUITE | TX | 75150 | DALLAS | CN600240329 | RN102330222 | Tight fill fittings; liquid fuel sensors installed between the double walls of tanks and pipes to monitor for leaks; spill containers; under dispenser sumps; the incremental difference in cost between two double-walled tanks and comparable single-walled tanks; and the incremental difference in cost between the concrete paving covering the underground tanks and pipes and the other paving at the facility calculated using the difference in cost per square foot. | The following property is used 100% for pollution control and is installed to meet or exceed federal or state regulations: Tight fill fittings; liquid fuel sensors installed between the double walls of tanks and pipes to monitor for leaks; spill containers; under dispenser sumps; the incremental difference in cost between two double-walled tanks and comparable single-walled tanks; and the incremental difference in cost between the concrete paving covering the underground tanks and pipes and the other paving at the facility calculated using the difference in cost per square foot. | 2018-10-02 | 263572 | 100
21592 | T1 | 7-ELEVEN INC | 7-ELEVEN 22788 | 5365 SPRING VALLEY RD | DALLAS | TX | 75254 | DALLAS | CN600240329 | RN102353455 | Spill containers. | The following property is used 100% for pollution control and is installed to meet or exceed federal or state regulations: Spill containers. | 2018-09-18 | 1720 | 100
21593 | T1 | 7-ELEVEN INC | 7-ELEVEN 34103 | 2607 N STEMMONS FWY | DALLAS | TX | 75207 | DALLAS | CN600240329 | RN102355401 | Tight fill fittings; liquid fuel sensors installed between the double walls of tanks and pipes to monitor for leaks; and the incremental difference in cost between one double-walled tank and comparable single-walled tank. | The following property is used 100% for pollution control and is installed to meet or exceed federal or state regulations: Tight fill fittings; liquid fuel sensors installed between the double walls of tanks and pipes to monitor for leaks; and the incremental difference in cost between one double-walled tank and comparable single-walled tank. | 2018-10-02 | 9875 | 100
21594 | T1 | 7-ELEVEN INC | 7-ELEVEN 34117 | 12103 WEBB CHAPEL RD | FARMERS BRANCH | TX | 75234 | DALLAS | CN600240329 | RN102356656 | Spill containers. | The following property is used 100% for pollution control and is installed to meet or exceed federal or state regulations: Spill containers. | 2018-09-18 | 49184 | 100
21595 | T1 | 7-ELEVEN INC | 7-ELEVEN 34197 | 1301 PRESTON RD | PLANO | TX | 75093 | COLLIN | CN600240329 | RN102358850 | Tight fill fittings. | The following property is used 100% for pollution control and is installed to meet or exceed federal or state regulations: Tight fill fittings. | 2018-09-18 | 2696 | 100
21596 | T1 | 7-ELEVEN INC | 7-ELEVEN 35761 | 1426 BELT LINE RD | GARLAND | TX | 75044 | DALLAS | CN600240329 | RN102365590 | Spill containers. | The following property is used 100% for pollution control and is installed to meet or exceed federal or state regulations: Spill containers. | 2018-09-18 | 7159 | 100
21597 | T1 | 7-ELEVEN INC | 7-ELEVEN 37332 | 8309 BANDERA RD | SAN ANTONIO | TX | 78250 | BEXAR | CN600240329 | RN102373958 | Tight fill fittings; liquid fuel sensors installed between the double walls of tanks and pipes to monitor for leaks; spill containers; under dispenser sumps; and the incremental difference in cost between two double-walled tanks and comparable single-walled tanks. | The following property is used 100% for pollution control and is installed to meet or exceed federal or state regulations: Tight fill fittings; liquid fuel sensors installed between the double walls of tanks and pipes to monitor for leaks; spill containers; under dispenser sumps; and the incremental difference in cost between two double-walled tanks and comparable single-walled tanks. | 2018-10-02 | 208035 | 100
21598 | T1 | 7-ELEVEN INC | 7-ELEVEN 38081 | 13340 JUDSON RD | SAN ANTONIO | TX | 78233 | BEXAR | CN600240329 | RN102374154 | Tight fill fittings; liquid fuel sensors installed between the double walls of tanks and pipes to monitor for leaks; spill containers; under dispenser sumps; and the incremental difference in cost between two double-walled tanks and comparable single-walled tanks. | The following property is used 100% for pollution control and is installed to meet or exceed federal or state regulations: Tight fill fittings; liquid fuel sensors installed between the double walls of tanks and pipes to monitor for leaks; spill containers; under dispenser sumps; and the incremental difference in cost between two double-walled tanks and comparable single-walled tanks. | 2018-10-02 | 207841 | 100
21599 | T1 | 7-ELEVEN INC | 7-ELEVEN 38054 | 11800 METRIC BLVD | AUSTIN | TX | 78758 | TRAVIS | CN600240329 | RN102376357 | Tight fill fittings; liquid fuel sensors installed between the double walls of tanks and pipes to monitor for leaks; under dispenser sumps; and the incremental difference in cost between two double-walled tanks and comparable single-walled tanks. | The following property is used 100% for pollution control and is installed to meet or exceed federal or state regulations: Tight fill fittings; liquid fuel sensors installed between the double walls of tanks and pipes to monitor for leaks; under dispenser sumps; and the incremental difference in cost between two double-walled tanks and comparable single-walled tanks. | 2018-10-02 | 117490 | 100
21600 | T1 | 7-ELEVEN INC | 7-ELEVEN 37326 | 2401 US HIGHWAY 380 | CROSSROADS | TX | 76227 | TARRANT | CN600240329 | RN102380490 | Tight fill fittings; liquid fuel sensors installed between the double walls of tanks and pipes to monitor for leaks; under dispenser sumps; and the incremental difference in cost between two double-walled tanks and comparable single-walled tanks. | The following property is used 100% for pollution control and is installed to meet or exceed federal or state regulations: Tight fill fittings; liquid fuel sensors installed between the double walls of tanks and pipes to monitor for leaks; under dispenser sumps; and the incremental difference in cost between two double-walled tanks and comparable single-walled tanks. | 2018-10-16 | 160690 | 100
21601 | T1 | 7-ELEVEN INC | 7-ELEVEN 35789 | 2701 S IH 35 | BELTON | TX | 76513 | BELL | CN600240329 | RN102381290 | Spill containers. | The following property is used 100% for pollution control and is installed to meet or exceed federal or state regulations: Spill containers. | 2018-09-18 | 3189 | 100
21602 | T1 | 7-ELEVEN INC | 7-ELEVEN 36504 | 3601 JOHN STOCKBAUER DR | VICTORIA | TX | 77904 | VICTORIA | CN600240329 | RN102381357 | Tight fill fittings; liquid fuel sensors installed between the double walls of tanks and pipes to monitor for leaks; spill containers; under dispenser sumps; and the incremental difference in cost between two double-walled tanks and comparable single-walled tanks. | The following property is used 100% for pollution control and is installed to meet or exceed federal or state regulations: Tight fill fittings; liquid fuel sensors installed between the double walls of tanks and pipes to monitor for leaks; spill containers; under dispenser sumps; and the incremental difference in cost between two double-walled tanks and comparable single-walled tanks. | 2018-10-02 | 249215 | 100
21603 | T1 | 7-ELEVEN INC | 7-ELEVEN 36549 | 6313 N 23RD ST | MCALLEN | TX | 78504 | HIDALGO | CN600240329 | RN102381381 | Liquid fuel sensors installed between the double walls of tanks and pipes to monitor for leaks and under dispenser sumps. | The following property is used 100% for pollution control and is installed to meet or exceed federal or state regulations: Liquid fuel sensors installed between the double walls of tanks and pipes to monitor for leaks and under dispenser sumps. | 2018-09-18 | 19027 | 100
21604 | T1 | 7-ELEVEN INC | 7-ELEVEN 36532 | 201 S 14TH ST | KINGSVILLE | TX | 78363 | KLEBERG | CN600240329 | RN102381530 | Tight fill fittings; liquid fuel sensors installed between the double walls of tanks and pipes to monitor for leaks; and under dispenser sumps. | The following property is used 100% for pollution control and is installed to meet or exceed federal or state regulations: Tight fill fittings; liquid fuel sensors installed between the double walls of tanks and pipes to monitor for leaks; and under dispenser sumps. | 2018-09-18 | 12501 | 100
21605 | T1 | 7-ELEVEN INC | 7-ELEVEN STORE 36564 | 7004 RR 620 N | AUSTIN | TX | 78732 | TRAVIS | CN600240329 | RN102382074 | Tight fill fittings and liquid fuel sensors installed between the double walls of tanks and pipes to monitor for leaks. | The following property is used 100% for pollution control and is installed to meet or exceed federal or state regulations: Tight fill fittings and liquid fuel sensors installed between the double walls of tanks and pipes to monitor for leaks. | 2018-09-18 | 44085 | 100
21606 | T1 | 7-ELEVEN INC | 7-ELEVEN 36524 | 300 E EXPRESSWAY 83 | MERCEDES | TX | 78570 | HIDALGO | CN600240329 | RN102382363 | Tight fill fittings; liquid fuel sensors installed between the double walls of tanks and pipes to monitor for leaks; and under dispenser sumps. | The following property is used 100% for pollution control and is installed to meet or exceed federal or state regulations: Tight fill fittings; liquid fuel sensors installed between the double walls of tanks and pipes to monitor for leaks; and under dispenser sumps. | 2018-09-18 | 93927 | 100
21607 | T1 | 7-ELEVEN INC | 7-ELEVEN 36506 | 5866 HIGHWAY 35 N | ROCKPORT | TX | 78382 | ARANSAS | CN600240329 | RN102382603 | Tight fill fittings; liquid fuel sensors installed between the double walls of tanks and pipes to monitor for leaks; and under dispenser sumps. | The following property is used 100% for pollution control and is installed to meet or exceed federal or state regulations: Tight fill fittings; liquid fuel sensors installed between the double walls of tanks and pipes to monitor for leaks; and under dispenser sumps. | 2018-09-18 | 7381 | 100
21608 | T1 | 7-ELEVEN INC | 7-ELEVEN 36522 | 2480 S BYPASS 35 | ALVIN | TX | 77511 | BRAZORIA | CN600240329 | RN102383676 | Tight fill fittings; liquid fuel sensors installed between the double walls of tanks and pipes to monitor for leaks; spill containers; and under dispenser sumps. | The following property is used 100% for pollution control and is installed to meet or exceed federal or state regulations: Tight fill fittings; liquid fuel sensors installed between the double walls of tanks and pipes to monitor for leaks; spill containers; and under dispenser sumps. | 2018-09-18 | 36063 | 100
21609 | T1 | 7-ELEVEN INC | 7-ELEVEN 36531 | 6302 SARATOGA BLVD | CORPUS CHRISTI | TX | 78414 | NUECES | CN600240329 | RN102383999 | Tight fill fittings; liquid fuel sensors installed between the double walls of tanks and pipes to monitor for leaks; and under dispenser sumps. | The following property is used 100% for pollution control and is installed to meet or exceed federal or state regulations: Tight fill fittings; liquid fuel sensors installed between the double walls of tanks and pipes to monitor for leaks; and under dispenser sumps. | 2018-09-18 | 39072 | 100
21610 | T1 | 7-ELEVEN INC | 7 ELEVEN 36523 | 5700 NEW TERRITORY BLVD | SUGAR LAND | TX | 77479 | FORT BEND | CN600240329 | RN102388956 | Tight fill fittings; liquid fuel sensors installed between the double walls of tanks and pipes to monitor for leaks; under dispenser sumps; and spill containers. | The following property is used 100% for pollution control and is installed to meet or exceed federal or state regulations: Tight fill fittings; liquid fuel sensors installed between the double walls of tanks and pipes to monitor for leaks; under dispenser sumps; and spill containers. | 2018-09-18 | 42748 | 100
21611 | T1 | 7-ELEVEN INC | 7-ELEVEN 36530 | 1110 HENDERSON ST | PALACIOS | TX | 77465 | MATAGORDA | CN600240329 | RN102389905 | Tight fill fittings; liquid fuel sensors installed between the double walls of tanks and pipes to monitor for leaks; and under dispenser sumps. | The following property is used 100% for pollution control and is installed to meet or exceed federal or state regulations: Tight fill fittings; liquid fuel sensors installed between the double walls of tanks and pipes to monitor for leaks; and under dispenser sumps. | 2018-09-18 | 21950 | 100
21612 | T1 | 7-ELEVEN INC | 7-ELEVEN 36546 | 7615 MCPHERSON RD | LAREDO | TX | 78041 | WEBB | CN600240329 | RN102390150 | Under dispenser sumps and liquid fuel sensors installed between the double walls of tanks and pipes to monitor for leaks. | The following property is used 100% for pollution control and is installed to meet or exceed federal or state regulations: Under dispenser sumps and liquid fuel sensors installed between the double walls of tanks and pipes to monitor for leaks. | 2018-09-18 | 12275 | 100
21613 | T1 | 7-ELEVEN INC | SPEEDY STOP 27 | 1600 S 23RD ST | MCALLEN | TX | 78503 | HIDALGO | CN600240329 | RN102391356 | Under dispenser sumps and liquid fuel sensors installed between the double walls of tanks and pipes to monitor for leaks. | The following property is used 100% for pollution control and is installed to meet or exceed federal or state regulations: Under dispenser sumps and liquid fuel sensors installed between the double walls of tanks and pipes to monitor for leaks. | 2018-09-18 | 24949 | 100
21614 | T1 | 7-ELEVEN INC | 7-ELEVEN 34109 | 1302 W MCDERMOTT DR | ALLEN | TX | 75013 | COLLIN | CN600240329 | RN102235066 | Tight fill fittings and liquid fuel sensors installed between the double walls of tanks and pipes to monitor for leaks. | The following property is used 100% for pollution control and is installed to meet or exceed federal or state regulations: Tight fill fittings and liquid fuel sensors installed between the double walls of tanks and pipes to monitor for leaks. | 2018-09-18 | 5214 | 100
21615 | T1 | 7-ELEVEN INC | 7-ELEVEN 25842 | 3640 GUS THOMASSON RD | MESQUITE | TX | 75150 | DALLAS | CN600240329 | RN102235629 | Spill containers | The following property is used 100% for pollution control and is installed to meet or exceed federal or state regulations: Spill containers | 2018-09-18 | 5193 | 100
21616 | T1 | 7-ELEVEN INC | 7-ELEVEN 34255 | 1219 S FORT HOOD ST | KILLEEN | TX | 76542 | BELL | CN600240329 | RN102236171 | Tight fill fittings and liquid fuel sensors installed between the double walls of tanks and pipes to monitor for leaks | The following property is used 100% for pollution control and is installed to meet or exceed federal or state regulations: Tight fill fittings and liquid fuel sensors installed between the double walls of tanks and pipes to monitor for leaks | 2018-09-18 | 15668 | 100
21617 | T1 | 7-ELEVEN INC | 7-ELEVEN 26235 | 2318 N GALLOWAY AVE | MESQUITE | TX | 75150 | DALLAS | CN600240329 | RN102236767 | Tight fill fittings; liquid fuel sensors installed between the double walls of tanks and pipes to monitor for leaks; spill containers; under dispenser sumps; the incremental difference in cost between two double-walled tanks and comparable single-walled tanks; and the incremental difference in cost between the concrete paving covering the underground tanks and pipes and the other paving at the facility calculated using the difference in cost per square foot. | The following property is used 100% for pollution control and is installed to meet or exceed federal or state regulations: Tight fill fittings; liquid fuel sensors installed between the double walls of tanks and pipes to monitor for leaks; spill containers; under dispenser sumps; the incremental difference in cost between two double-walled tanks and comparable single-walled tanks; and the incremental difference in cost between the concrete paving covering the underground tanks and pipes and the other paving at the facility calculated using the difference in cost per square foot. | 2018-10-02 | 279944 | 100
21618 | T1 | 7-ELEVEN INC | 7-ELEVEN 30424 | 1717 NORTHWEST HWY | GARLAND | TX | 75041 | DALLAS | CN600240329 | RN102238474 | Tight fill fittings; liquid fuel sensors installed between the double walls of tanks and pipes to monitor for leaks; spill containers; and the incremental difference in cost between two double-walled tanks and comparable single-walled tanks. | The following property is used 100% for pollution control and is installed to meet or exceed federal or state regulations: Tight fill fittings; liquid fuel sensors installed between the double walls of tanks and pipes to monitor for leaks; spill containers; and the incremental difference in cost between two double-walled tanks and comparable single-walled tanks. | 2018-10-02 | 106390 | 100
21619 | T1 | 7-ELEVEN INC | 7-ELEVEN 33120 | 724 HEBRON PKWY | LEWISVILLE | TX | 75057 | DENTON | CN600240329 | RN102238821 | Tight fill fittings, spill containers and liquid fuel sensors installed between the double walls of tanks and pipes to monitor for leaks | The following property is used 100% for pollution control and is installed to meet or exceed federal or state regulations: Tight fill fittings, spill containers and liquid fuel sensors installed between the double walls of tanks and pipes to monitor for leaks | 2018-09-18 | 28625 | 100
21620 | T1 | 7-ELEVEN INC | 7-ELEVEN 12292 | 302 N MARSALIS AVE | DALLAS | TX | 75203 | DALLAS | CN600240329 | RN102240553 | Liquid fuel sensors installed between the double walls of tanks and pipes to monitor for leaks; spill containers; under dispenser sumps; the incremental difference in cost between two double-walled tanks and comparable single-walled tanks; and the incremental difference in cost between the concrete paving covering the underground tanks and pipes and the other paving at the facility calculated using the difference in cost per square foot. | The following property is used 100% for pollution control and is installed to meet or exceed federal or state regulations: Liquid fuel sensors installed between the double walls of tanks and pipes to monitor for leaks; spill containers; under dispenser sumps; the incremental difference in cost between two double-walled tanks and comparable single-walled tanks; and the incremental difference in cost between the concrete paving covering the underground tanks and pipes and the other paving at the facility calculated using the difference in cost per square foot. | 2018-10-02 | 249273 | 100
21621 | T1 | 7-ELEVEN INC | 7-ELEVEN 23621 | 2820 S LAMAR BLVD | AUSTIN | TX | 78704 | TRAVIS | CN600240329 | RN102243714 | Spill containers | The following property is used 100% for pollution control and is installed to meet or exceed federal or state regulations: Spill containers | 2018-09-18 | 4548 | 100
21622 | T1 | 7-ELEVEN INC | 7 ELEVEN 36296 | 7139 US HIGHWAY 87 E | SAN ANTONIO | TX | 78263 | BEXAR | CN600240329 | RN102243839 | Tight fill fittings and under dispenser sumps | The following property is used 100% for pollution control and is installed to meet or exceed federal or state regulations: Tight fill fittings and under dispenser sumps | 2018-10-16 | 8206 | 100
21623 | T1 | 7-ELEVEN INC | 7 ELEVEN 36303 | 19849 SOMERSET RD | SOMERSET | TX | 78069 | BEXAR | CN600240329 | RN102244449 | Spill containers and liquid fuel sensors installed between the double walls of tanks and pipes to monitor for leaks | The following property is used 100% for pollution control and is installed to meet or exceed federal or state regulations: Spill containers and liquid fuel sensors installed between the double walls of tanks and pipes to monitor for leaks | 2018-09-18 | 20911 | 100
21624 | T1 | 7-ELEVEN INC | 7-ELEVEN 22598 | 14300 MONTFORT DR | DALLAS | TX | 75254 | DALLAS | CN600240329 | RN102244563 | Tight fill fittings; liquid fuel sensors installed between the double walls of tanks and pipes to monitor for leaks; spill containers; under dispenser sumps; the incremental difference in cost between one double-walled tank and comparable single-walled tank; and the incremental difference in cost between the concrete paving covering the underground tanks and pipes and the other paving at the facility calculated using the difference in cost per square foot. | The following property is used 100% for pollution control and is installed to meet or exceed federal or state regulations: Tight fill fittings; liquid fuel sensors installed between the double walls of tanks and pipes to monitor for leaks; spill containers; under dispenser sumps; the incremental difference in cost between one double-walled tank and comparable single-walled tank; and the incremental difference in cost between the concrete paving covering the underground tanks and pipes and the other paving at the facility calculated using the difference in cost per square foot. | 2018-10-02 | 274547 | 100
21625 | T1 | 7-ELEVEN INC | 7-ELEVEN 25576 | 2025 W SPRING CREEK PKWY | PLANO | TX | 75023 | COLLIN | CN600240329 | RN102245529 | Spill containers | The following property is used 100% for pollution control and is installed to meet or exceed federal or state regulations: Spill containers | 2018-09-18 | 5384 | 100
21626 | T1 | 7-ELEVEN INC | 7-ELEVEN18717 | 2223 S BECKLEY AVE | DALLAS | TX | 75224 | DALLAS | CN600240329 | RN102245537 | Tight fill fittings and liquid fuel sensors installed between the double walls of tanks and pipes to monitor for leaks | The following property is used 100% for pollution control and is installed to meet or exceed federal or state regulations: Tight fill fittings and liquid fuel sensors installed between the double walls of tanks and pipes to monitor for leaks | 2018-09-18 | 15031 | 100
21627 | T1 | 7-ELEVEN INC | 7-ELEVEN 39444 | 501 E INTERSTATE 30 | GARLAND | TX | 75043 | DALLAS | CN600240329 | RN102250784 | Tight fill fittings; liquid fuel sensors installed between the double walls of tanks and pipes to monitor for leaks; spill containers; under dispenser sumps; the incremental difference in cost between two double-walled tanks and comparable single-walled tanks; and the incremental difference in cost between the concrete paving covering the underground tanks and pipes and the other paving at the facility calculated using the difference in cost per square foot. | The following property is used 100% for pollution control and is installed to meet or exceed federal or state regulations: Tight fill fittings; liquid fuel sensors installed between the double walls of tanks and pipes to monitor for leaks; spill containers; under dispenser sumps; the incremental difference in cost between two double-walled tanks and comparable single-walled tanks; and the incremental difference in cost between the concrete paving covering the underground tanks and pipes and the other paving at the facility calculated using the difference in cost per square foot. | 2018-10-02 | 126169 | 100
21628 | T1 | 7-ELEVEN INC | 7-ELEVEN 33964 | 8421 BOAT CLUB RD | FORT WORTH | TX | 76179 | TARRANT | CN600240329 | RN102251477 | Tight fill fittings and spill containers | The following property is used 100% for pollution control and is installed to meet or exceed federal or state regulations: Tight fill fittings and spill containers | 2018-10-16 | 5409 | 100
21629 | T1 | 7-ELEVEN INC | 7-ELEVEN 39069 | 6607 CIRCLE S RD | AUSTIN | TX | 78745 | TRAVIS | CN600240329 | RN102253127 | Tight fill fittings, spill containers and liquid fuel sensors installed between the double walls of tanks and pipes to monitor for leaks | The following property is used 100% for pollution control and is installed to meet or exceed federal or state regulations: Tight fill fittings, spill containers and liquid fuel sensors installed between the double walls of tanks and pipes to monitor for leaks | 2018-09-25 | 28895 | 100
21630 | T1 | 7-ELEVEN INC | 7-ELEVEN 29380 | 1501 N INTERSTATE 35 E | DESOTO | TX | 75115 | DALLAS | CN600240329 | RN102253630 | Spill containers | The following property is used 100% for pollution control and is installed to meet or exceed federal or state regulations: Spill containers | 2018-09-25 | 4976 | 100
21631 | T1 | 7-ELEVEN INC | 7-ELEVEN 26634 | 1100 HIGHWAY 287 N | MANSFIELD | TX | 76063 | TARRANT | CN600240329 | RN102254604 | Tight fill fittings, under dispenser sumps and liquid fuel sensors installed between the double walls of tanks and pipes to monitor for leaks | The following property is used 100% for pollution control and is installed to meet or exceed federal or state regulations: Tight fill fittings, under dispenser sumps and liquid fuel sensors installed between the double walls of tanks and pipes to monitor for leaks | 2018-09-25 | 10971 | 100
21632 | T1 | 7-ELEVEN INC | 7-ELEVEN 32811 | 3100 ELDORADO PKWY | MCKINNEY | TX | 75070 | COLLIN | CN600240329 | RN102257623 | Tight fill fittings, spill containers and liquid fuel sensors installed between the double walls of tanks and pipes to monitor for leaks | The following property is used 100% for pollution control and is installed to meet or exceed federal or state regulations: Tight fill fittings, spill containers and liquid fuel sensors installed between the double walls of tanks and pipes to monitor for leaks | 2018-09-25 | 6199 | 100
21633 | T1 | 7-ELEVEN INC | 7-ELEVEN 26151 | 1410 E ILLINOIS AVE | DALLAS | TX | 75216 | DALLAS | CN600240329 | RN102257813 | Tight fill fittings and liquid fuel sensors installed between the double walls of tanks and pipes to monitor for leaks | The following property is used 100% for pollution control and is installed to meet or exceed federal or state regulations: Tight fill fittings and liquid fuel sensors installed between the double walls of tanks and pipes to monitor for leaks | 2018-09-25 | 2147 | 100
21634 | T1 | 7-ELEVEN INC | 7 ELEVEN 36627 | 1063 SE MILITARY DR | SAN ANTONIO | TX | 78214 | BEXAR | CN600240329 | RN102145638 | Tight fill fittings and liquid fuel sensors installed between the double walls of tanks and pipes to monitor for leaks | The following property is used 100% for pollution control and is installed to meet or exceed federal or state regulations: Tight fill fittings and liquid fuel sensors installed between the double walls of tanks and pipes to monitor for leaks | 2018-10-02 | 5957 | 100
21635 | T1 | 7-ELEVEN INC | 7-ELEVEN 37183 | 909 W HILDEBRAND AVE | SAN ANTONIO | TX | 78201 | BEXAR | CN600240329 | RN101473759 | Tight fill fittings, under dispenser sumps, spill containers and liquid fuel sensors installed between the double walls of tanks and pipes to monitor for leaks | The following property is used 100% for pollution control and is installed to meet or exceed federal or state regulations: Tight fill fittings, under dispenser sumps, spill containers and liquid fuel sensors installed between the double walls of tanks and pipes to monitor for leaks | 2018-10-02 | 47351 | 100
21636 | T1 | 7-ELEVEN INC | 7-ELEVEN 37243 | 5300 SYCAMORE SCHOOL RD | FORT WORTH | TX | 76123 | TARRANT | CN600240329 | RN108757972 | Spill containers. | The following property is used 100% for pollution control and is installed to meet or exceed federal or state regulations: Spill containers. | 2018-09-25 | 3969 | 100
21637 | T1 | 7-ELEVEN INC | 7-ELEVEN 37205 | 4456 HERITAGE TRACE PKWY | FORT WORTH | TX | 76244 | TARRANT | CN600240329 | RN109112425 | Tight fill fittings; liquid fuel sensors installed between the double walls of tanks and pipes to monitor for leaks; under dispenser sumps; and the incremental difference in cost between two double-walled tanks and comparable single-walled tanks. | The following property is used 100% for pollution control and is installed to meet or exceed federal or state regulations: Tight fill fittings; liquid fuel sensors installed between the double walls of tanks and pipes to monitor for leaks; under dispenser sumps; and the incremental difference in cost between two double-walled tanks and comparable single-walled tanks. | 2018-09-25 | 184780 | 100
21638 | T1 | 7-ELEVEN INC | 7-ELEVEN 37704 | 7325 NORTH FWY | FORT WORTH | TX | 76131 | TARRANT | CN600240329 | RN109278671 | Tight fill fittings; liquid fuel sensors installed between the double walls of tanks and pipes to monitor for leaks; spill containers; under dispenser sumps; the incremental difference in cost between two double-walled tanks and comparable single-walled tanks; and the incremental difference in cost between the concrete paving covering the underground tanks and pipes and the other paving at the facility calculated using the difference in cost per square foot. | The following property is used 100% for pollution control and is installed to meet or exceed federal or state regulations: Tight fill fittings; liquid fuel sensors installed between the double walls of tanks and pipes to monitor for leaks; spill containers; under dispenser sumps; the incremental difference in cost between two double-walled tanks and comparable single-walled tanks; and the incremental difference in cost between the concrete paving covering the underground tanks and pipes and the other paving at the facility calculated using the difference in cost per square foot. | 2018-09-25 | 180349 | 100
21639 | T1 | 7-ELEVEN INC | 7 ELEVEN 35992 | 2500 SE GREEN OAKS BLVD | ARLINGTON | TX | 76018 | TARRANT | CN600240329 | RN101435113 | Tight fill fittings; liquid fuel sensors installed between the double walls of tanks and pipes to monitor for leaks; spill containers; and the incremental difference in cost between one double-walled tank and comparable single-walled tank. | The following property is used 100% for pollution control and is installed to meet or exceed federal or state regulations: Tight fill fittings; liquid fuel sensors installed between the double walls of tanks and pipes to monitor for leaks; spill containers; and the incremental difference in cost between one double-walled tank and comparable single-walled tank. | 2018-09-18 | 85990 | 100
21640 | T1 | 7-ELEVEN INC | 7-ELEVEN 36885 | 6501 MCCART AVE | FORT WORTH | TX | 76133 | TARRANT | CN600240329 | RN107272940 | Tight fill fittings; liquid fuel sensors installed between the double walls of tanks and pipes to monitor for leaks; spill containers; under dispenser sumps; and the incremental difference in cost between two double-walled tanks and comparable single-walled tanks. | The following property is used 100% for pollution control and is installed to meet or exceed federal or state regulations: Tight fill fittings; liquid fuel sensors installed between the double walls of tanks and pipes to monitor for leaks; spill containers; under dispenser sumps; and the incremental difference in cost between two double-walled tanks and comparable single-walled tanks. | 2018-09-25 | 97095 | 100
21641 | T1 | 7-ELEVEN INC | 7-ELEVEN 37535 | 5000 ROSS AVE | DALLAS | TX | 75206 | DALLAS | CN600240329 | RN105769558 | Tight fill fittings; liquid fuel sensors installed between the double walls of tanks and pipes to monitor for leaks; under dispenser sumps; and the incremental difference in cost between two double-walled tanks and comparable single-walled tanks. | The following property is used 100% for pollution control and is installed to meet or exceed federal or state regulations: Tight fill fittings; liquid fuel sensors installed between the double walls of tanks and pipes to monitor for leaks; under dispenser sumps; and the incremental difference in cost between two double-walled tanks and comparable single-walled tanks. | 2018-10-02 | 123445 | 100
21642 | T1 | 7-ELEVEN INC | 7-ELEVEN 37692 | 1885 JOHN WEST RD | DALLAS | TX | 75228 | DALLAS | CN600240329 | RN102659596 | Tight fill fittings; liquid fuel sensors installed between the double walls of tanks and pipes to monitor for leaks; spill containers; under dispenser sumps; and the incremental difference in cost between two double-walled tanks and comparable single-walled tanks. | The following property is used 100% for pollution control and is installed to meet or exceed federal or state regulations: Tight fill fittings; liquid fuel sensors installed between the double walls of tanks and pipes to monitor for leaks; spill containers; under dispenser sumps; and the incremental difference in cost between two double-walled tanks and comparable single-walled tanks. | 2018-10-02 | 195365 | 100
21643 | T1 | 7-ELEVEN INC | 7-ELEVEN 38059 | 7526 BANDERA RD | SAN ANTONIO | TX | 78238 | BEXAR | CN600240329 | RN102991635 | Tight fill fittings; liquid fuel sensors installed between the double walls of tanks and pipes to monitor for leaks; spill containers; under dispenser sumps; the incremental difference in cost between two double-walled tanks and comparable single-walled tanks; and the incremental difference in cost between the concrete paving covering the underground tanks and pipes and the other paving at the facility calculated using the difference in cost per square foot. | The following property is used 100% for pollution control and is installed to meet or exceed federal or state regulations: Tight fill fittings; liquid fuel sensors installed between the double walls of tanks and pipes to monitor for leaks; spill containers; under dispenser sumps; the incremental difference in cost between two double-walled tanks and comparable single-walled tanks; and the incremental difference in cost between the concrete paving covering the underground tanks and pipes and the other paving at the facility calculated using the difference in cost per square foot. | 2018-10-02 | 160654 | 100
21644 | T1 | 7-ELEVEN INC | 7-ELEVEN 38060 | 7979 FREDERICKSBURG RD | SAN ANTONIO | TX | 78229 | BEXAR | CN600240329 | RN102365905 | Tight fill fittings; liquid fuel sensors installed between the double walls of tanks and pipes to monitor for leaks; spill containers; under dispenser sumps; and the incremental difference in cost between two double-walled tanks and comparable single-walled tanks. | The following property is used 100% for pollution control and is installed to meet or exceed federal or state regulations: Tight fill fittings; liquid fuel sensors installed between the double walls of tanks and pipes to monitor for leaks; spill containers; under dispenser sumps; and the incremental difference in cost between two double-walled tanks and comparable single-walled tanks. | 2018-10-02 | 112117 | 100
21645 | T1 | 7-ELEVEN INC | 7-ELEVEN STORE 36513 | 5590 CALDER AVE | BEAUMONT | TX | 77706 | JEFFERSON | CN600240329 | RN102397619 | Liquid fuel sensors installed between the double walls of tanks and pipes to monitor for leaks and under dispenser sumps. | The following property is used 100% for pollution control and is installed to meet or exceed federal or state regulations: Liquid fuel sensors installed between the double walls of tanks and pipes to monitor for leaks and under dispenser sumps. | 2018-09-18 | 7963 | 100
21646 | T1 | 7-ELEVEN INC | 7-ELEVEN 38080 | 2562 JACKSON KELLER RD | SAN ANTONIO | TX | 78230 | BEXAR | CN600240329 | RN102374980 | Tight fill fittings; liquid fuel sensors installed between the double walls of tanks and pipes to monitor for leaks; spill containers; under dispenser sumps; and the incremental difference in cost between two double-walled tanks and comparable single-walled tanks. | The following property is used 100% for pollution control and is installed to meet or exceed federal or state regulations: Tight fill fittings; liquid fuel sensors installed between the double walls of tanks and pipes to monitor for leaks; spill containers; under dispenser sumps; and the incremental difference in cost between two double-walled tanks and comparable single-walled tanks. | 2018-10-02 | 153434 | 100
21647 | T1 | 7-ELEVEN INC | 7-ELEVEN STORE 36547 | 6780 W EXPRESSWAY 83 | HARLINGEN | TX | 78552 | CAMERON | CN600240329 | RN102397973 | Tight fill fittings; liquid fuel sensors installed between the double walls of tanks and pipes to monitor for leaks; spill containers; and under dispenser sumps. | The following property is used 100% for pollution control and is installed to meet or exceed federal or state regulations: Tight fill fittings; liquid fuel sensors installed between the double walls of tanks and pipes to monitor for leaks; spill containers; and under dispenser sumps. | 2018-09-18 | 6948 | 100
21648 | T1 | 7-ELEVEN INC | 7-ELEVEN 35792 | 1901 E WILLIAM CANNON DR | AUSTIN | TX | 78744 | TRAVIS | CN600240329 | RN102398542 | Liquid fuel sensors installed between the double walls of tanks and pipes to monitor for leaks and spill containers. | The following property is used 100% for pollution control and is installed to meet or exceed federal or state regulations: Liquid fuel sensors installed between the double walls of tanks and pipes to monitor for leaks and spill containers. | 2018-09-18 | 4021 | 100
21649 | T1 | 7-ELEVEN INC | 7-ELEVEN 35803 | 1004 N IH 35 | SAN MARCOS | TX | 78666 | HAYS | CN600240329 | RN102398633 | Under dispenser sumps. | The following property is used 100% for pollution control and is installed to meet or exceed federal or state regulations: Under dispenser sumps. | 2018-09-18 | 22132 | 100
21650 | T1 | 7-ELEVEN INC | 7-ELEVEN 37931 | 900 VALLEY RIDGE BLVD | LEWISVILLE | TX | 75077 | DENTON | CN600240329 | RN101829224 | Tight fill fittings, under dispenser sumps and liquid fuel sensors installed between the double walls of tanks and pipes to monitor for leaks | The following property is used 100% for pollution control and is installed to meet or exceed federal or state regulations: Tight fill fittings, under dispenser sumps and liquid fuel sensors installed between the double walls of tanks and pipes to monitor for leaks | 2018-10-02 | 102973 | 100
21651 | T1 | 7-ELEVEN INC | 7-ELEVEN 35804 | 9084 FM 78 | CONVERSE | TX | 78109 | BEXAR | CN600240329 | RN102399060 | Tight fill fittings; automatic line leak detectors; and liquid fuel sensors installed between the double walls of tanks and pipes to monitor for leaks. | The following property is used 100% for pollution control and is installed to meet or exceed federal or state regulations: Tight fill fittings; automatic line leak detectors; and liquid fuel sensors installed between the double walls of tanks and pipes to monitor for leaks. | 2018-09-18 | 12628 | 100
21652 | T1 | 7-ELEVEN INC | 7-ELEVEN 37329 | 4301 ROSS AVE | DALLAS | TX | 75204 | DALLAS | CN600240329 | RN100784719 | Tight fill fittings; liquid fuel sensors installed between the double walls of tanks and pipes to monitor for leaks; spill containers; under dispenser sumps; the incremental difference in cost between two double-walled tanks and comparable single-walled tanks; and the incremental difference in cost between the concrete paving covering the underground tanks and pipes and the other paving at the facility calculated using the difference in cost per square foot. | The following property is used 100% for pollution control and is installed to meet or exceed federal or state regulations: Tight fill fittings; liquid fuel sensors installed between the double walls of tanks and pipes to monitor for leaks; spill containers; under dispenser sumps; the incremental difference in cost between two double-walled tanks and comparable single-walled tanks; and the incremental difference in cost between the concrete paving covering the underground tanks and pipes and the other paving at the facility calculated using the difference in cost per square foot. | 2018-10-02 | 246061 | 100
21653 | T1 | 7-ELEVEN INC | 7-ELEVEN STORE 36540 | 1415 E UNIVERSITY DR | EDINBURG | TX | 78539 | HIDALGO | CN600240329 | RN102399284 | Liquid fuel sensors installed between the double walls of tanks and pipes to monitor for leaks | The following property is used 100% for pollution control and is installed to meet or exceed federal or state regulations: Liquid fuel sensors installed between the double walls of tanks and pipes to monitor for leaks | 2018-09-18 | 4312 | 100
21654 | T1 | 7-ELEVEN INC | 7-ELEVEN 37751 | 5738 BABCOCK RD | SAN ANTONIO | TX | 78240 | BEXAR | CN600240329 | RN110415726 | Tight fill fittings; under dispenser sumps; liquid fuel sensors installed between the double walls of tanks and pipes to monitor for leaks; and the incremental difference in cost between two double-walled tanks and comparable single-walled tanks. | The following property is used 100% for pollution control and is installed to meet or exceed federal or state regulations: Tight fill fittings; under dispenser sumps; liquid fuel sensors installed between the double walls of tanks and pipes to monitor for leaks; and the incremental difference in cost between two double-walled tanks and comparable single-walled tanks. | 2018-09-18 | 175209 | 100
21655 | T1 | 7-ELEVEN INC | 7-ELEVEN STORE 36505 | 1800 STATE HIGHWAY 35 S | PORT LAVACA | TX | 77979 | CALHOUN | CN600240329 | RN102400793 | Tight fill fittings, under dispenser sumps and liquid fuel sensors installed between the double walls of tanks and pipes to monitor for leaks | The following property is used 100% for pollution control and is installed to meet or exceed federal or state regulations: Tight fill fittings, under dispenser sumps and liquid fuel sensors installed between the double walls of tanks and pipes to monitor for leaks | 2018-09-18 | 8715 | 100
21656 | T1 | 7-ELEVEN INC | 7-ELEVEN 37637 | 7275 INDEPENDENCE PKWY | FRISCO | TX | 75035 | COLLIN | CN600240329 | RN109279224 | Tight fill fittings; liquid fuel sensors installed between the double walls of tanks and pipes to monitor for leaks; under dispenser sumps; and the incremental difference in cost between two double-walled tanks and comparable single-walled tanks. | The following property is used 100% for pollution control and is installed to meet or exceed federal or state regulations: Tight fill fittings; liquid fuel sensors installed between the double walls of tanks and pipes to monitor for leaks; under dispenser sumps; and the incremental difference in cost between two double-walled tanks and comparable single-walled tanks. | 2018-09-25 | 112615 | 100
21657 | T1 | 7-ELEVEN INC | SPEEDY STOP 30 | 5906 N NAVARRO ST | VICTORIA | TX | 77904 | VICTORIA | CN600240329 | RN102401080 | Tight fill fittings, under dispenser sumps and liquid fuel sensors installed between the double walls of tanks and pipes to monitor for leaks | The following property is used 100% for pollution control and is installed to meet or exceed federal or state regulations: Tight fill fittings, under dispenser sumps and liquid fuel sensors installed between the double walls of tanks and pipes to monitor for leaks | 2018-09-18 | 54536 | 100
21658 | T1 | 7-ELEVEN INC | 7-ELEVEN 34100 | 100 E INTERSTATE 20 | ARLINGTON | TX | 76018 | TARRANT | CN600240329 | RN102144235 | Tight fill fittings and spill containers | The following property is used 100% for pollution control and is installed to meet or exceed federal or state regulations: Tight fill fittings, under dispenser sumps, spill containers and liquid fuel sensors installed between the double walls of tanks and pipes to monitor for leaks | 2018-10-02 | 5207 | 100
21659 | T1 | 7-ELEVEN INC | 7 ELEVEN | 1500 CORSICANA HWY | HILLSBORO | TX | 76645 | HILL | CN600240329 | RN100519461 | Tight fill fittings; under dispenser sumps; spill containers; and the incremental difference in cost between two double-walled tanks and comparable single-walled tanks. | The following property is used 100% for pollution control and is installed to meet or exceed federal or state regulations: Tight fill fittings; under dispenser sumps; spill containers; and the incremental difference in cost between two double-walled tanks and comparable single-walled tanks. | 2018-09-18 | 125922 | 100
21660 | T1 | 7-ELEVEN INC | 7-ELEVEN 35805 | 13641 N IH 35 | AUSTIN | TX | 78753 | TRAVIS | CN600240329 | RN102401098 | Tight fill fittings, spill containers and liquid fuel sensors installed between the double walls of tanks and pipes to monitor for leaks | The following property is used 100% for pollution control and is installed to meet or exceed federal or state regulations: Tight fill fittings, spill containers and liquid fuel sensors installed between the double walls of tanks and pipes to monitor for leaks | 2018-09-18 | 10466 | 100
21661 | T1 | 7-ELEVEN INC | 7-ELEVEN 36629 | 403 FAIR AVE | SAN ANTONIO | TX | 78223 | BEXAR | CN600240329 | RN100523596 | Spill containers and liquid fuel sensors installed between the double walls of tanks and pipes to monitor for leaks | The following property is used 100% for pollution control and is installed to meet or exceed federal or state regulations: Spill containers and liquid fuel sensors installed between the double walls of tanks and pipes to monitor for leaks | 2018-09-18 | 5964 | 100
21662 | T1 | 7-ELEVEN INC | 7-ELEVEN 36545 | 865 N EXPRESSWAY | BROWNSVILLE | TX | 78520 | CAMERON | CN600240329 | RN102401312 | Tight fill fittings; liquid fuel sensors installed between the double walls of tanks and pipes to monitor for leaks; spill containers; under dispenser sumps; and the incremental difference in cost between two double-walled tanks and comparable single-walled tanks. | The following property is used 100% for pollution control and is installed to meet or exceed federal or state regulations: Tight fill fittings; liquid fuel sensors installed between the double walls of tanks and pipes to monitor for leaks; spill containers; under dispenser sumps; and the incremental difference in cost between two double-walled tanks and comparable single-walled tanks. | 2018-10-02 | 175285 | 100
21663 | T1 | 7-ELEVEN INC | SPEEDY STOP 35 | 4706 S EXPRESSWAY 83 | HARLINGEN | TX | 78552 | CAMERON | CN600240329 | RN102402906 | Under dispenser sumps, spill containers and liquid fuel sensors installed between the double walls of tanks and pipes to monitor for leaks | The following property is used 100% for pollution control and is installed to meet or exceed federal or state regulations: Under dispenser sumps, spill containers and liquid fuel sensors installed between the double walls of tanks and pipes to monitor for leaks | 2018-09-18 | 18530 | 100
21664 | T1 | 7-ELEVEN INC | SPEEDY STOP 93 | 1524 N ED CAREY DR | HARLINGEN | TX | 78550 | CAMERON | CN600240329 | RN102403433 | Tight fill fittings, spill containers and liquid fuel sensors installed between the double walls of tanks and pipes to monitor for leaks | The following property is used 100% for pollution control and is installed to meet or exceed federal or state regulations: Tight fill fittings, spill containers and liquid fuel sensors installed between the double walls of tanks and pipes to monitor for leaks | 2018-09-18 | 13223 | 100
21665 | T1 | 7-ELEVEN INC | 7-ELEVEN STORE 36544 | 7110 EASTEX FWY | BEAUMONT | TX | 77708 | JEFFERSON | CN600240329 | RN102403888 | Liquid fuel sensors installed between the double walls of tanks and pipes to monitor for leaks | The following property is used 100% for pollution control and is installed to meet or exceed federal or state regulations: Liquid fuel sensors installed between the double walls of tanks and pipes to monitor for leaks | 2018-09-18 | 4148 | 100
21666 | T1 | 7-ELEVEN INC | 7-ELEVEN STORE 36535 | 1541 S PADRE ISLAND DR | CORPUS CHRISTI | TX | 78416 | NUECES | CN600240329 | RN102403896 | Tight fill fittings and liquid fuel sensors installed between the double walls of tanks and pipes to monitor for leaks | The following property is used 100% for pollution control and is installed to meet or exceed federal or state regulations: Tight fill fittings and liquid fuel sensors installed between the double walls of tanks and pipes to monitor for leaks | 2018-09-18 | 17295 | 100
21667 | T1 | 7-ELEVEN INC | 7-ELEVEN 35800 | 18900 IH 35 N | NEW BRAUNFELS | TX | 78132 | COMAL | CN600240329 | RN102404316 | Tight fill fittings; liquid fuel sensors installed between the double walls of tanks and pipes to monitor for leaks; spill containers; under dispenser sumps; the incremental difference in cost between two double-walled tanks and comparable single-walled tanks; and the incremental difference in cost between the concrete paving covering the underground tanks and pipes and the other paving at the facility calculated using the difference in cost per square foot. | The following property is used 100% for pollution control and is installed to meet or exceed federal or state regulations: Tight fill fittings; liquid fuel sensors installed between the double walls of tanks and pipes to monitor for leaks; spill containers; under dispenser sumps; the incremental difference in cost between two double-walled tanks and comparable single-walled tanks; and the incremental difference in cost between the concrete paving covering the underground tanks and pipes and the other paving at the facility calculated using the difference in cost per square foot. | 2018-10-02 | 229415 | 100
21668 | T1 | 7-ELEVEN INC | 7-ELEVEN STORE 35801 | 9704 GILES LN | AUSTIN | TX | 78754 | TRAVIS | CN600240329 | RN102404613 | Tight fill fittings; liquid fuel sensors installed between the double walls of tanks and pipes to monitor for leaks; spill containers; under dispenser sumps; the incremental difference in cost between two double-walled tanks and comparable single-walled tanks; and the incremental difference in cost between the concrete paving covering the underground tanks and pipes and the other paving at the facility calculated using the difference in cost per square foot. | The following property is used 100% for pollution control and is installed to meet or exceed federal or state regulations: Tight fill fittings; liquid fuel sensors installed between the double walls of tanks and pipes to monitor for leaks; spill containers; under dispenser sumps; the incremental difference in cost between two double-walled tanks and comparable single-walled tanks; and the incremental difference in cost between the concrete paving covering the underground tanks and pipes and the other paving at the facility calculated using the difference in cost per square foot. | 2018-10-02 | 314154 | 100
21669 | T1 | 7-ELEVEN INC | 7-ELEVEN STORE 36520 | 9101 MCPHERSON RD | LAREDO | TX | 78045 | WEBB | CN600240329 | RN102408267 | Tight fill fittings, under dispenser sumps, spill containers and liquid fuel sensors installed between the double walls of tanks and pipes to monitor for leaks | The following property is used 100% for pollution control and is installed to meet or exceed federal or state regulations: Tight fill fittings, under dispenser sumps, spill containers and liquid fuel sensors installed between the double walls of tanks and pipes to monitor for leaks | 2018-09-18 | 10805 | 100
21670 | T1 | 7-ELEVEN INC | 7-ELEVEN 35790 | 4110 S 31ST ST | TEMPLE | TX | 76502 | BELL | CN600240329 | RN102410552 | Gas Station | The following property is used 100% for pollution control and is installed to meet or exceed federal or state regulations: Liquid fuel sensors installed between the double walls of tanks and pipes to monitor for leaks | 2018-09-18 | 5082 | 100
21671 | T1 | 7-ELEVEN INC | 7-ELEVEN STORE 36517 | 11801 FM 1472 | LAREDO | TX | 78045 | WEBB | CN600240329 | RN102410784 | Tight fill fittings, under dispenser sumps and liquid fuel sensors installed between the double walls of tanks and pipes to monitor for leaks | The following property is used 100% for pollution control and is installed to meet or exceed federal or state regulations: Tight fill fittings, under dispenser sumps and liquid fuel sensors installed between the double walls of tanks and pipes to monitor for leaks | 2018-09-18 | 16128 | 100
21672 | T1 | 7-ELEVEN INC | 7 ELEVEN STORE 33130 | 1600 E MAIN ST | ALLEN | TX | 75002 | COLLIN | CN600240329 | RN102429446 | Tight fill fittings, spill containers and liquid fuel sensors installed between the double walls of tanks and pipes to monitor for leaks | The following property is used 100% for pollution control and is installed to meet or exceed federal or state regulations: Tight fill fittings, spill containers and liquid fuel sensors installed between the double walls of tanks and pipes to monitor for leaks | 2018-09-18 | 5046 | 100
21673 | T1 | 7-ELEVEN INC | 7-ELEVEN 63352 | 5242 RIGSBY AVE | SAN ANTONIO | TX | 78222 | BEXAR | CN600240329 | RN100524024 | Under dispenser sumps and liquid fuel sensors installed between the double walls of tanks and pipes to monitor for leaks | The following property is used 100% for pollution control and is installed to meet or exceed federal or state regulations: Under dispenser sumps and liquid fuel sensors installed between the double walls of tanks and pipes to monitor for leaks | 2018-09-18 | 28025 | 100
21674 | T1 | 7-ELEVEN INC | 7-ELEVEN 36277 | 1202 NE LOOP 410 | SAN ANTONIO | TX | 78209 | BEXAR | CN600240329 | RN100524511 | Spill containers | The following property is used 100% for pollution control and is installed to meet or exceed federal or state regulations: Spill containers | 2018-09-18 | 1925 | 100
21675 | T1 | 7-ELEVEN INC | 7-ELEVEN 36607 | 6002 PAN AM EXPY S | SAN ANTONIO | TX | 78211 | BEXAR | CN600240329 | RN100524719 | Liquid fuel sensors installed between the double walls of tanks and pipes to monitor for leaks | The following property is used 100% for pollution control and is installed to meet or exceed federal or state regulations: Liquid fuel sensors installed between the double walls of tanks and pipes to monitor for leaks | 2018-09-18 | 1820 | 100
21676 | T1 | 7-ELEVEN INC | 7-ELEVEN 36606 | 2302 WEST AVE | SAN ANTONIO | TX | 78201 | BEXAR | CN600240329 | RN100524982 | Liquid fuel sensors installed between the double walls of tanks and pipes to monitor for leaks | The following property is used 100% for pollution control and is installed to meet or exceed federal or state regulations: Liquid fuel sensors installed between the double walls of tanks and pipes to monitor for leaks | 2018-09-18 | 36484 | 100
21677 | T1 | 7-ELEVEN INC | 7-ELEVEN STORE 33121 | 6401 E MOCKINGBIRD LN | DALLAS | TX | 75214 | DALLAS | CN600240329 | RN102429669 | Tight fill fittings, spill containers and liquid fuel sensors installed between the double walls of tanks and pipes to monitor for leaks | The following property is used 100% for pollution control and is installed to meet or exceed federal or state regulations: Tight fill fittings, spill containers and liquid fuel sensors installed between the double walls of tanks and pipes to monitor for leaks | 2018-09-18 | 6560 | 100
21678 | T1 | 7-ELEVEN INC | 7-ELEVEN 35421 | 10804 PRESTON RD | DALLAS | TX | 75230 | DALLAS | CN600240329 | RN100526144 | Automatic line leak detectors | The following property is used 100% for pollution control and is installed to meet or exceed federal or state regulations: Automatic line leak detectors | 2018-09-18 | 1308 | 100
21679 | T1 | 7-ELEVEN INC | 7 ELEVEN STORE 18688 | 1023 S HAMPTON RD | DALLAS | TX | 75208 | DALLAS | CN600240329 | RN102429859 | Tight fill fittings; automatic leak detectors; liquid fuel sensors installed between the double walls of tanks and pipes to monitor for leaks; spill containers; under dispenser sumps; the incremental difference in cost between two double-walled tanks and comparable single-walled tanks; and the incremental difference in cost between the concrete paving covering the underground tanks and pipes and the other paving at the facility calculated using the difference in cost per square foot. | The following property is used 100% for pollution control and is installed to meet or exceed federal or state regulations: Tight fill fittings; automatic leak detectors; liquid fuel sensors installed between the double walls of tanks and pipes to monitor for leaks; spill containers; under dispenser sumps; the incremental difference in cost between two double-walled tanks and comparable single-walled tanks; and the incremental difference in cost between the concrete paving covering the underground tanks and pipes and the other paving at the facility calculated using the difference in cost per square foot. | 2018-10-02 | 221694 | 100
21680 | T1 | 7-ELEVEN INC | 7-ELEVEN 35855 | 2600 LA SALLE AVE | WACO | TX | 76706 | MCLENNAN | CN600240329 | RN100526813 | Spill containers | The following property is used 100% for pollution control and is installed to meet or exceed federal or state regulations: Spill containers | 2018-09-18 | 36258 | 100
21681 | T1 | 7-ELEVEN INC | 7 ELEVEN STORE 27693 | 7815 GARLAND RD | DALLAS | TX | 75218 | DALLAS | CN600240329 | RN102430766 | Tight fill fittings and liquid fuel sensors installed between the double walls of tanks and pipes to monitor for leaks. | The following property is used 100% for pollution control and is installed to meet or exceed federal or state regulations: Tight fill fittings and liquid fuel sensors installed between the double walls of tanks and pipes to monitor for leaks. | 2018-09-18 | 5766 | 100
21682 | T1 | 7-ELEVEN INC | 7-ELEVEN 36537 | 1201 WILDCAT DR | PORTLAND | TX | 78374 | SAN PATRICIO | CN600240329 | RN100528777 | Tight fill fittings, under dispenser sumps, spill containers and liquid fuel sensors installed between the double walls of tanks and pipes to monitor for leaks | The following property is used 100% for pollution control and is installed to meet or exceed federal or state regulations: Tight fill fittings, under dispenser sumps, spill containers and liquid fuel sensors installed between the double walls of tanks and pipes to monitor for leaks | 2018-09-18 | 26946 | 100
21683 | T1 | 7-ELEVEN INC | 7 ELEVEN STORE 24625 | 3230 W DAVIS ST | DALLAS | TX | 75211 | DALLAS | CN600240329 | RN102432010 | Tight fill fittings and liquid fuel sensors installed between the double walls of tanks and pipes to monitor for leaks. | The following property is used 100% for pollution control and is installed to meet or exceed federal or state regulations: Tight fill fittings and liquid fuel sensors installed between the double walls of tanks and pipes to monitor for leaks. | 2018-09-18 | 5402 | 100
21684 | T1 | 7-ELEVEN INC | 7 ELEVEN STORE 25298 | 1865 E ROSEMEADE PKWY | CARROLLTON | TX | 75007 | DENTON | CN600240329 | RN102432754 | Liquid fuel sensors installed between the double walls of tanks and pipes to monitor for leaks and under dispenser sumps. | The following property is used 100% for pollution control and is installed to meet or exceed federal or state regulations: Liquid fuel sensors installed between the double walls of tanks and pipes to monitor for leaks and under dispenser sumps. | 2018-09-18 | 18116 | 100
21685 | T1 | 7-ELEVEN INC | 7-ELEVEN 37238 | 4135 VANCE JACKSON RD | SAN ANTONIO | TX | 78230 | BEXAR | CN600240329 | RN100531318 | Tight fill fittings; under dispenser sumps; liquid fuel sensors installed between the double walls of tanks and pipes to monitor for leaks; spill containers; and the incremental difference in cost between two double-walled tanks and comparable single-walled tanks. | The following property is used 100% for pollution control and is installed to meet or exceed federal or state regulations: Tight fill fittings; under dispenser sumps; liquid fuel sensors installed between the double walls of tanks and pipes to monitor for leaks; spill containers; and the incremental difference in cost between two double-walled tanks and comparable single-walled tanks. | 2018-09-18 | 104990 | 100
21686 | T1 | 7-ELEVEN INC | 7-ELEVEN 36539 | 1721 TEXAS AVE S | COLLEGE STATION | TX | 77840 | BRAZOS | CN600240329 | RN100531631 | Tight fill fittings; under dispenser sumps; liquid fuel sensors installed between the double walls of tanks and pipes to monitor for leaks; spill containers; and the incremental difference in cost between two double-walled tanks and comparable single-walled tanks. | The following property is used 100% for pollution control and is installed to meet or exceed federal or state regulations: Tight fill fittings; under dispenser sumps; liquid fuel sensors installed between the double walls of tanks and pipes to monitor for leaks; spill containers; and the incremental difference in cost between two double-walled tanks and comparable single-walled tanks. | 2018-09-18 | 93476 | 100
21687 | T1 | 7-ELEVEN INC | 7 ELEVEN STORE 22948 | 5403 ARAPAHO RD | DALLAS | TX | 75248 | DALLAS | CN600240329 | RN102432952 | Spill containers. | The following property is used 100% for pollution control and is installed to meet or exceed federal or state regulations: Spill containers. | 2018-09-18 | 46455 | 100
21688 | T1 | 7-ELEVEN INC | 7 ELEVEN STORE 21445 | 8402 HARRY HINES BLVD | DALLAS | TX | 75235 | DALLAS | CN600240329 | RN102434131 | Tight fill fittings; liquid fuel sensors installed between the double walls of tanks and pipes to monitor for leaks; spill containers; the incremental difference in cost between two double-walled tanks and comparable single-walled tanks; and the incremental difference in cost between the concrete paving covering the underground tanks and pipes and the other paving at the facility calculated using the difference in cost per square foot. | The following property is used 100% for pollution control and is installed to meet or exceed federal or state regulations: Tight fill fittings; liquid fuel sensors installed between the double walls of tanks and pipes to monitor for leaks; spill containers; the incremental difference in cost between two double-walled tanks and comparable single-walled tanks; and the incremental difference in cost between the concrete paving covering the underground tanks and pipes and the other paving at the facility calculated using the difference in cost per square foot. | 2018-10-02 | 303570 | 100
21689 | T1 | 7-ELEVEN INC | 7-ELEVEN 34577 | 3700 OLD DENTON RD | CARROLLTON | TX | 75007 | DENTON | CN600240329 | RN100532449 | Automatic line leak detectors | The following property is used 100% for pollution control and is installed to meet or exceed federal or state regulations: Automatic line leak detectors | 2018-09-18 | 2419 | 100
21690 | T1 | 7-ELEVEN INC | 7-ELEVEN 36636 | 1320 E OLTORF ST | AUSTIN | TX | 78704 | TRAVIS | CN600240329 | RN100535251 | Liquid fuel sensors installed between the double walls of tanks and pipes to monitor for leaks | The following property is used 100% for pollution control and is installed to meet or exceed federal or state regulations: Liquid fuel sensors installed between the double walls of tanks and pipes to monitor for leaks | 2018-09-18 | 1955 | 100
21691 | T1 | 7-ELEVEN INC | 7-ELEVEN 36630 | 7844 BURNET RD | AUSTIN | TX | 78757 | TRAVIS | CN600240329 | RN100535673 | Spill containers | The following property is used 100% for pollution control and is installed to meet or exceed federal or state regulations: Spill containers | 2018-09-18 | 1260 | 100
21692 | T1 | 7-ELEVEN INC | 7 ELEVEN STORE 32924 | 5601 LEMMON AVE | DALLAS | TX | 75209 | DALLAS | CN600240329 | RN102435443 | Liquid fuel sensors installed between the double walls of tanks and pipes to monitor for leaks and spill containers. | The following property is used 100% for pollution control and is installed to meet or exceed federal or state regulations: Liquid fuel sensors installed between the double walls of tanks and pipes to monitor for leaks and spill containers. | 2018-09-18 | 3835 | 100
21693 | T1 | 7-ELEVEN INC | 7 ELEVEN STORE 26342 | 101 E GLADE RD | EULESS | TX | 76039 | TARRANT | CN600240329 | RN102435518 | Tight fill fittings and liquid fuel sensors installed between the double walls of tanks and pipes to monitor for leaks. | The following property is used 100% for pollution control and is installed to meet or exceed federal or state regulations: Tight fill fittings and liquid fuel sensors installed between the double walls of tanks and pipes to monitor for leaks. | 2018-09-18 | 3385 | 100
21694 | T1 | 7-ELEVEN INC | 7-ELEVEN 36638 | 7003 W US HIGHWAY 90 | SAN ANTONIO | TX | 78227 | BEXAR | CN600240329 | RN100537356 | Liquid fuel sensors installed between the double walls of tanks and pipes to monitor for leaks | The following property is used 100% for pollution control and is installed to meet or exceed federal or state regulations: Liquid fuel sensors installed between the double walls of tanks and pipes to monitor for leaks | 2018-09-18 | 3775 | 100
21695 | T1 | 7-ELEVEN INC | 7 ELEVEN STORE 12200 | 2529 OAK LAWN AVE | DALLAS | TX | 75219 | DALLAS | CN600240329 | RN102435591 | Liquid fuel sensors installed between the double walls of tanks and pipes to monitor for leaks. | The following property is used 100% for pollution control and is installed to meet or exceed federal or state regulations: Liquid fuel sensors installed between the double walls of tanks and pipes to monitor for leaks. | 2018-09-18 | 3390 | 100
21696 | T1 | 7-ELEVEN INC | 7 ELEVEN STORE 30455 | 2900 BROWN TRL | BEDFORD | TX | 76021 | TARRANT | CN600240329 | RN102435872 | Tight fill fittings and under dispenser sumps | The following property is used 100% for pollution control and is installed to meet or exceed federal or state regulations: Tight fill fittings and under dispenser sumps | 2018-09-18 | 13217 | 100
21697 | T1 | 7-ELEVEN INC | 7 ELEVEN STORE 33658 | 4015 S GREAT SOUTHWEST PKWY | GRAND PRAIRIE | TX | 75052 | TARRANT | CN600240329 | RN102856135 | Tight fill fittings; liquid fuel sensors installed between the double walls of tanks and pipes to monitor for leaks; and spill containers. | The following property is used 100% for pollution control and is installed to meet or exceed federal or state regulations: Tight fill fittings; liquid fuel sensors installed between the double walls of tanks and pipes to monitor for leaks; and spill containers. | 2018-10-02 | 10660 | 100
21698 | T1 | 7-ELEVEN INC | 7-ELEVEN 35796 | 2420 WESTPORT PKWY | FORT WORTH | TX | 76177 | TARRANT | CN600240329 | RN102857372 | Spill containers. | The following property is used 100% for pollution control and is installed to meet or exceed federal or state regulations: Spill containers. | 2018-10-02 | 1757 | 100
21699 | T1 | 7-ELEVEN INC | QUICKWAY SHOPPING CENTER 29 | 3601 N JUPITER RD | RICHARDSON | TX | 75082 | COLLIN | CN600240329 | RN102858867 | Spill containers. | The following property is used 100% for pollution control and is installed to meet or exceed federal or state regulations: Spill containers. | 2018-10-02 | 14600 | 100
21700 | T1 | 7-ELEVEN INC | 7-ELEVEN STORE 33264 | 8999 FM 423 | FRISCO | TX | 75034 | DENTON | CN600240329 | RN102861341 | Tight fill fittings; liquid fuel sensors installed between the double walls of tanks and pipes to monitor for leaks; and spill containers. | The following property is used 100% for pollution control and is installed to meet or exceed federal or state regulations: Tight fill fittings; liquid fuel sensors installed between the double walls of tanks and pipes to monitor for leaks; and spill containers. | 2018-10-02 | 8618 | 100
21701 | T1 | 7-ELEVEN INC | 7-ELEVEN 34703 | 4601 W PARK BLVD | PLANO | TX | 75093 | COLLIN | CN600240329 | RN100539782 | Tight fill fittings, spill containers and liquid fuel sensors installed between the double walls of tanks and pipes to monitor for leaks | The following property is used 100% for pollution control and is installed to meet or exceed federal or state regulations: Tight fill fittings, spill containers and liquid fuel sensors installed between the double walls of tanks and pipes to monitor for leaks | 2018-09-18 | 14933 | 100
21702 | T1 | 7-ELEVEN INC | 7-ELEVEN 35420 | 6100 S HULEN ST | FORT WORTH | TX | 76133 | TARRANT | CN600240329 | RN100541689 | Tight fill fittings | The following property is used 100% for pollution control and is installed to meet or exceed federal or state regulations: Tight fill fittings | 2018-09-18 | 3302 | 100
21703 | T1 | 7-ELEVEN INC | 7-ELEVEN STORE 35856 | 26411 US HIGHWAY 380 E | AUBREY | TX | 76227 | DENTON | CN600240329 | RN102861614 | Spill containers. | The following property is used 100% for pollution control and is installed to meet or exceed federal or state regulations: Spill containers. | 2018-10-16 | 3631 | 100
21704 | T1 | 7-ELEVEN INC | 7 ELEVEN STORE 26724 | 2105 N HWY 360 | GRAND PRAIRIE | TX | 75050 | TARRANT | CN600240329 | RN102892304 | Liquid fuel sensors installed between the double walls of tanks and pipes to monitor for leaks and the incremental difference in cost between one double-walled tank and comparable single-walled tank. | The following property is used 100% for pollution control and is installed to meet or exceed federal or state regulations: Liquid fuel sensors installed between the double walls of tanks and pipes to monitor for leaks and the incremental difference in cost between one double-walled tank and comparable single-walled tank. | 2018-10-02 | 7977 | 100
21705 | T1 | 7-ELEVEN INC | TETCO 253 | 15302 SAN PEDRO AVE | SAN ANTONIO | TX | 78232 | BEXAR | CN600240329 | RN102904554 | Liquid fuel sensors installed between the double walls of tanks and pipes to monitor for leaks and spill containers. | The following property is used 100% for pollution control and is installed to meet or exceed federal or state regulations: Liquid fuel sensors installed between the double walls of tanks and pipes to monitor for leaks and spill containers. | 2018-10-02 | 5187 | 100
21706 | T1 | 7-ELEVEN INC | 7-ELEVEN 36622 | 1702 SW LOOP 410 | SAN ANTONIO | TX | 78227 | BEXAR | CN600240329 | RN100546449 | Liquid fuel sensors installed between the double walls of tanks and pipes to monitor for leaks | The following property is used 100% for pollution control and is installed to meet or exceed federal or state regulations: Liquid fuel sensors installed between the double walls of tanks and pipes to monitor for leaks | 2018-09-18 | 36330 | 100
21707 | T1 | 7-ELEVEN INC | 7-ELEVEN STORE 36596 | 1801 S LAKELINE BLVD | CEDAR PARK | TX | 78613 | WILLIAMSON | CN600240329 | RN102931862 | Spill containers. | The following property is used 100% for pollution control and is installed to meet or exceed federal or state regulations: Spill containers. | 2018-10-02 | 6095 | 100
21708 | T1 | 7-ELEVEN INC | 7-ELEVEN 36528 | 2719 E SAUNDERS ST | LAREDO | TX | 78041 | WEBB | CN600240329 | RN102391414 | Under dispenser sumps and liquid fuel sensors installed between the double walls of tanks and pipes to monitor for leaks. | The following property is used 100% for pollution control and is installed to meet or exceed federal or state regulations: Under dispenser sumps and liquid fuel sensors installed between the double walls of tanks and pipes to monitor for leaks. | 2018-09-18 | 6075 | 100
21709 | T1 | 7-ELEVEN INC | 7-ELEVEN 36529 | 822 W US HIGHWAY 83 | SAN JUAN | TX | 78589 | HIDALGO | CN600240329 | RN102391786 | Tight fill fittings; under dispenser sumps; and liquid fuel sensors installed between the double walls of tanks and pipes to monitor for leaks. | The following property is used 100% for pollution control and is installed to meet or exceed federal or state regulations: Tight fill fittings; tank top sumps; and liquid fuel sensors installed between the double walls of tanks and pipes to monitor for leaks. | 2018-09-18 | 18884 | 100
21710 | T1 | 7-ELEVEN INC | 7-ELEVEN 36526 | 12702 NW MILITARY HWY | SAN ANTONIO | TX | 78231 | BEXAR | CN600240329 | RN102392107 | Tight fill fittings; under dispenser sumps; and liquid fuel sensors installed between the double walls of tanks and pipes to monitor for leaks. | The following property is used 100% for pollution control and is installed to meet or exceed federal or state regulations: Tight fill fittings; under dispenser sumps; and liquid fuel sensors installed between the double walls of tanks and pipes to monitor for leaks. | 2018-09-18 | 5447 | 100
21711 | T1 | 7-ELEVEN INC | 7 ELEVEN STORE 24382 | 8521 WEST FWY # 80 | FORT WORTH | TX | 76116 | TARRANT | CN600240329 | RN102932779 | Spill containers. | The following property is used 100% for pollution control and is installed to meet or exceed federal or state regulations: Spill containers. | 2018-10-16 | 13197 | 100
21712 | T1 | 7-ELEVEN INC | 7-ELEVEN 36525 | 5684 US HIGHWAY 77 S | VICTORIA | TX | 77905 | VICTORIA | CN600240329 | RN102392255 | Tight fill fittings; under dispenser sumps; and liquid fuel sensors installed between the double walls of tanks and pipes to monitor for leaks. | The following property is used 100% for pollution control and is installed to meet or exceed federal or state regulations: Tight fill fittings; under dispenser sumps; and liquid fuel sensors installed between the double walls of tanks and pipes to monitor for leaks. | 2018-09-18 | 26160 | 100
21713 | T1 | 7-ELEVEN INC | 7-ELEVEN 36576 | 12121 FM 306 | CANYON LAKE | TX | 78133 | COMAL | CN600240329 | RN102392446 | Tight fill fittings; liquid fuel sensors installed between the double walls of tanks and pipes to monitor for leaks; spill containers; under dispenser sumps; the incremental difference in cost between two double-walled tanks and comparable single-walled tanks; and the incremental difference in cost between the concrete paving covering the underground tanks and pipes and the other paving at the facility calculated using the difference in cost per square foot. | The following property is used 100% for pollution control and is installed to meet or exceed federal or state regulations: Tight fill fittings; liquid fuel sensors installed between the double walls of tanks and pipes to monitor for leaks; spill containers; under dispenser sumps; the incremental difference in cost between two double-walled tanks and comparable single-walled tanks; and the incremental difference in cost between the concrete paving covering the underground tanks and pipes and the other paving at the facility calculated using the difference in cost per square foot. | 2018-10-02 | 159334 | 100
21714 | T1 | 7-ELEVEN INC | 7-ELEVEN 36503 | 629 S WELLS ST | EDNA | TX | 77957 | JACKSON | CN600240329 | RN102392610 | Tight fill fittings; under dispenser sumps; and liquid fuel sensors installed between the double walls of tanks and pipes to monitor for leaks. | The following property is used 100% for pollution control and is installed to meet or exceed federal or state regulations: Tight fill fittings; under dispenser sumps; and liquid fuel sensors installed between the double walls of tanks and pipes to monitor for leaks. | 2018-09-18 | 19485 | 100
21715 | T1 | 7-ELEVEN INC | 7-ELEVEN 36509 | 501 WASHINGTON BLVD | BEAUMONT | TX | 77705 | JEFFERSON | CN600240329 | RN102392719 | Tight fill fittings; liquid fuel sensors installed between the double walls of tanks and pipes to monitor for leaks; and under dispenser sumps. | The following property is used 100% for pollution control and is installed to meet or exceed federal or state regulations: Tight fill fittings; liquid fuel sensors installed between the double walls of tanks and pipes to monitor for leaks; and under dispenser sumps. | 2018-09-18 | 6345 | 100
21716 | T1 | 7-ELEVEN INC | 7-ELEVEN 36538 | 1600 N BICENTENNIAL BLVD | MCALLEN | TX | 78501 | HIDALGO | CN600240329 | RN102392735 | Liquid fuel sensors installed between the double walls of tanks and pipes to monitor for leaks. | The following property is used 100% for pollution control and is installed to meet or exceed federal or state regulations: Liquid fuel sensors installed between the double walls of tanks and pipes to monitor for leaks. | 2018-09-18 | 2572 | 100
21717 | T1 | 7-ELEVEN INC | 7-ELEVEN 36541 | 1758 BOCA CHICA BLVD | BROWNSVILLE | TX | 78520 | CAMERON | CN600240329 | RN102392974 | Tight fill fittings; liquid fuel sensors installed between the double walls of tanks and pipes to monitor for leaks; spill containers; under dispenser sumps; and the incremental difference in cost between one double-walled tank and comparable single-walled tank. | The following property is used 100% for pollution control and is installed to meet or exceed federal or state regulations: Tight fill fittings; liquid fuel sensors installed between the double walls of tanks and pipes to monitor for leaks; spill containers; under dispenser sumps; and the incremental difference in cost between one double-walled tank and comparable single-walled tank. | 2018-10-02 | 160177 | 100
21718 | T1 | 7-ELEVEN INC | 7-ELEVEN 36534 | 3955 S PADRE ISLAND DR | CORPUS CHRISTI | TX | 78415 | NUECES | CN600240329 | RN102394137 | Tight fill fittings; liquid fuel sensors installed between the double walls of tanks and pipes to monitor for leaks; spill containers; and under dispenser sumps. | The following property is used 100% for pollution control and is installed to meet or exceed federal or state regulations: Tight fill fittings; liquid fuel sensors installed between the double walls of tanks and pipes to monitor for leaks; spill containers; and under dispenser sumps. | 2018-09-18 | 56564 | 100
21719 | T1 | 7-ELEVEN INC | 7-ELEVEN 36542 | 745 W ELIZABETH ST | BROWNSVILLE | TX | 78520 | CAMERON | CN600240329 | RN102395209 | Tight fill fittings; liquid fuel sensors installed between the double walls of tanks and pipes to monitor for leaks; and under dispenser sumps. | The following property is used 100% for pollution control and is installed to meet or exceed federal or state regulations: Tight fill fittings; liquid fuel sensors installed between the double walls of tanks and pipes to monitor for leaks; and under dispenser sumps. | 2018-10-16 | 19707 | 100
21720 | T1 | 7-ELEVEN INC | 7-ELEVEN 36550 | 1725 INTERNATIONAL BLVD | BROWNSVILLE | TX | 78520 | CAMERON | CN600240329 | RN102396330 | Tight fill fittings and liquid fuel sensors installed between the double walls of tanks and pipes to monitor for leaks. | The following property is used 100% for pollution control and is installed to meet or exceed federal or state regulations: Tight fill fittings and liquid fuel sensors installed between the double walls of tanks and pipes to monitor for leaks. | 2018-10-16 | 13670 | 100
21721 | T1 | 7-ELEVEN INC | 7-ELEVEN 34482 | 4420 LEGACY DR | FRISCO | TX | 75034 | COLLIN | CN600240329 | RN102943024 | Tight fill fittings; liquid fuel sensors installed between the double walls of tanks and pipes to monitor for leaks; and spill containers. | The following property is used 100% for pollution control and is installed to meet or exceed federal or state regulations: Tight fill fittings; liquid fuel sensors installed between the double walls of tanks and pipes to monitor for leaks; and spill containers. | 2018-10-02 | 43639 | 100
21722 | T1 | 7-ELEVEN INC | 7-ELEVEN STORE 36519 | 9811 BOB BULLOCK LOOP | LAREDO | TX | 78041 | WEBB | CN600240329 | RN102957362 | Tight fill fittings and liquid fuel sensors installed between the double walls of tanks and pipes to monitor for leaks. | The following property is used 100% for pollution control and is installed to meet or exceed federal or state regulations: Tight fill fittings and liquid fuel sensors installed between the double walls of tanks and pipes to monitor for leaks. | 2018-10-02 | 6074 | 100
21723 | T1 | 7-ELEVEN INC | 7-ELEVEN STORE 36516 | 2604 N MAIN ST | VICTORIA | TX | 77901 | VICTORIA | CN600240329 | RN102961240 | Liquid fuel sensors installed between the double walls of tanks and pipes to monitor for leaks and under dispenser sumps. | The following property is used 100% for pollution control and is installed to meet or exceed federal or state regulations: Liquid fuel sensors installed between the double walls of tanks and pipes to monitor for leaks and under dispenser sumps. | 2018-10-02 | 13927 | 100
21724 | T1 | 7-ELEVEN INC | 7-ELEVEN 32654 | 11518 N FM 620 RD | AUSTIN | TX | 78726 | TRAVIS | CN600240329 | RN102984200 | Tight fill fittings. | The following property is used 100% for pollution control and is installed to meet or exceed federal or state regulations: Tight fill fittings | 2018-10-16 | 2854 | 100
21725 | T1 | 7-ELEVEN INC | 7-ELEVEN 36548 | 900 ESPEJO MOLINA RD | LAREDO | TX | 78046 | WEBB | CN600240329 | RN103139556 | Tight fill fittings; liquid fuel sensors installed between the double walls of tanks and pipes to monitor for leaks; and under dispenser sumps. | The following property is used 100% for pollution control and is installed to meet or exceed federal or state regulations: Tight fill fittings; liquid fuel sensors installed between the double walls of tanks and pipes to monitor for leaks; and under dispenser sumps. | 2018-10-02 | 5730 | 100
21726 | T1 | 7-ELEVEN INC | 7-ELEVEN 33122 | 2601 FAITHON P LUCAS SR BLVD | MESQUITE | TX | 75181 | DALLAS | CN600240329 | RN103758272 | Tight fill fittings and liquid fuel sensors installed between the double walls of tanks and pipes to monitor for leaks. | The following property is used 100% for pollution control and is installed to meet or exceed federal or state regulations: Tight fill fittings and liquid fuel sensors installed between the double walls of tanks and pipes to monitor for leaks. | 2018-10-02 | 2797 | 100
21727 | T1 | 7-ELEVEN INC | 7-ELEVEN 33275 | 5501 S BUCKNER BLVD | DALLAS | TX | 75228 | DALLAS | CN600240329 | RN103769386 | Tight fill fittings; automatic leak detectors; and liquid fuel sensors installed between the double walls of tanks and pipes to monitor for leaks. | The following property is used 100% for pollution control and is installed to meet or exceed federal or state regulations: Tight fill fittings; automatic leak detectors; and liquid fuel sensors installed between the double walls of tanks and pipes to monitor for leaks. | 2018-10-02 | 3741 | 100
21728 | T1 | 7-ELEVEN INC | 7-ELEVEN 33125 | 4225 PARK SPRINGS BLVD | ARLINGTON | TX | 76016 | TARRANT | CN600240329 | RN103780227 | Tight fill fittings; liquid fuel sensors installed between the double walls of tanks and pipes to monitor for leaks; and spill containers. | The following property is used 100% for pollution control and is installed to meet or exceed federal or state regulations: Tight fill fittings; liquid fuel sensors installed between the double walls of tanks and pipes to monitor for leaks; and spill containers. | 2018-10-02 | 10015 | 100
21729 | T1 | 7-ELEVEN INC | 7-ELEVEN 33117 | 11065 MAIN ST | FRISCO | TX | 75035 | COLLIN | CN600240329 | RN103780300 | Tight fill fittings; liquid fuel sensors installed between the double walls of tanks and pipes to monitor for leaks; and spill containers. | The following property is used 100% for pollution control and is installed to meet or exceed federal or state regulations: Tight fill fittings; liquid fuel sensors installed between the double walls of tanks and pipes to monitor for leaks; and spill containers. | 2018-10-02 | 10740 | 100
21730 | T1 | 7-ELEVEN INC | 7-ELEVEN STORE 35515 | 2900 W 15TH ST | PLANO | TX | 75075 | COLLIN | CN600240329 | RN102991593 | Spill containers. | The following property is used 100% for pollution control and is installed to meet or exceed federal or state regulations: Spill containers. | 2018-10-02 | 1233 | 100
21731 | T1 | 7-ELEVEN INC | 7-ELEVEN STORE 36584 | 13687 W INTERSTATE 10 | SAN ANTONIO | TX | 78249 | BEXAR | CN600240329 | RN103001871 | Tight fill fittings and liquid fuel sensors installed between the double walls of tanks and pipes to monitor for leaks. | The following property is used 100% for pollution control and is installed to meet or exceed federal or state regulations: Tight fill fittings and liquid fuel sensors installed between the double walls of tanks and pipes to monitor for leaks. | 2018-10-02 | 3882 | 100
21732 | T1 | 7-ELEVEN INC | 7-ELEVEN STORE 36583 | 14702 BLANCO RD | SAN ANTONIO | TX | 78216 | BEXAR | CN600240329 | RN103001970 | Liquid fuel sensors installed between the double walls of tanks and pipes to monitor for leaks. | The following property is used 100% for pollution control and is installed to meet or exceed federal or state regulations: Liquid fuel sensors installed between the double walls of tanks and pipes to monitor for leaks. | 2018-10-02 | 2584 | 100
21733 | T1 | 7-ELEVEN INC | 7-ELEVEN 35378 | 8375 N BELT LINE RD | IRVING | TX | 75063 | DALLAS | CN600240329 | RN103002341 | Tight fill fittings and under dispenser sumps. | The following property is used 100% for pollution control and is installed to meet or exceed federal or state regulations: Tight fill fittings and under dispenser sumps. | 2018-10-02 | 2981 | 100
21734 | T1 | 7-ELEVEN INC | 7-ELEVEN STORE 33066 | 3650 PRESTON RD | FRISCO | TX | 75034 | COLLIN | CN600240329 | RN103009163 | Tight fill fittings; liquid fuel sensors installed between the double walls of tanks and pipes to monitor for leaks; and spill containers. | The following property is used 100% for pollution control and is installed to meet or exceed federal or state regulations: Tight fill fittings; liquid fuel sensors installed between the double walls of tanks and pipes to monitor for leaks; and spill containers. | 2018-09-25 | 15011 | 100
21735 | T1 | 7-ELEVEN INC | 7-ELEVEN 33093 | 900 W HIGHWAY 114 | ROANOKE | TX | 76262 | DENTON | CN600240329 | RN103009262 | Tight fill fittings; liquid fuel sensors installed between the double walls of tanks and pipes to monitor for leaks; and spill containers. | The following property is used 100% for pollution control and is installed to meet or exceed federal or state regulations: Tight fill fittings; liquid fuel sensors installed between the double walls of tanks and pipes to monitor for leaks; and spill containers. | 2018-09-25 | 106735 | 100
21736 | T1 | 7-ELEVEN INC | 7-ELEVEN STORE 33116 | 6881 GREENVILLE AVE | DALLAS | TX | 75231 | DALLAS | CN600240329 | RN103009346 | Spill containers. | The following property is used 100% for pollution control and is installed to meet or exceed federal or state regulations: Spill containers. | 2018-09-25 | 25695 | 100
21737 | T1 | 7-ELEVEN INC | 7-ELEVEN STORE 33118 | 5020 VIRGINIA PKWY | MCKINNEY | TX | 75071 | COLLIN | CN600240329 | RN103009353 | Tight fill fittings; liquid fuel sensors installed between the double walls of tanks and pipes to monitor for leaks; and spill containers. | The following property is used 100% for pollution control and is installed to meet or exceed federal or state regulations: Tight fill fittings; liquid fuel sensors installed between the double walls of tanks and pipes to monitor for leaks; and spill containers. | 2018-09-25 | 43451 | 100
21738 | T1 | 7-ELEVEN INC | 7-ELEVEN STORE 36527 | 26950 US HIGHWAY 281 N | SAN ANTONIO | TX | 78260 | BEXAR | CN600240329 | RN103048807 | Tight fill fittings; liquid fuel sensors installed between the double walls of tanks and pipes to monitor for leaks; and under dispenser sumps. | The following property is used 100% for pollution control and is installed to meet or exceed federal or state regulations: Tight fill fittings; liquid fuel sensors installed between the double walls of tanks and pipes to monitor for leaks; and under dispenser sumps. | 2018-09-25 | 33963 | 100
21739 | T1 | 7-ELEVEN INC | 7-ELEVEN 34101 | 3985 S BELT LINE RD | GRAND PRAIRIE | TX | 75052 | DALLAS | CN600240329 | RN103086377 | Tight fill fittings and spill containers. | The following property is used 100% for pollution control and is installed to meet or exceed federal or state regulations: Tight fill fittings and spill containers. | 2018-09-25 | 4358 | 100
21740 | T1 | 7-ELEVEN INC | 7-ELEVEN STORE 33174 | 721 E FM 544 | MURPHY | TX | 75094 | COLLIN | CN600240329 | RN103099875 | Liquid fuel sensors installed between the double walls of tanks and pipes to monitor for leaks. | The following property is used 100% for pollution control and is installed to meet or exceed federal or state regulations: Liquid fuel sensors installed between the double walls of tanks and pipes to monitor for leaks. | 2018-09-25 | 5969 | 100
21741 | T1 | 7-ELEVEN INC | 7-ELEVEN 33127 | 5403 DALLAS PKWY | FRISCO | TX | 75034 | COLLIN | CN600240329 | RN103786372 | Tight fill fittings; liquid fuel sensors installed between the double walls of tanks and pipes to monitor for leaks; and spill containers. | The following property is used 100% for pollution control and is installed to meet or exceed federal or state regulations: Tight fill fittings; liquid fuel sensors installed between the double walls of tanks and pipes to monitor for leaks; and spill containers. | 2018-10-02 | 5885 | 100
21742 | T1 | 7-ELEVEN INC | 7-ELEVEN STORE 32917 | 1360 S PLANO RD | RICHARDSON | TX | 75081 | DALLAS | CN600240329 | RN103102273 | Tight fill fittings; liquid fuel sensors installed between the double walls of tanks and pipes to monitor for leaks; and under dispenser sumps. | The following property is used 100% for pollution control and is installed to meet or exceed federal or state regulations: Tight fill fittings; liquid fuel sensors installed between the double walls of tanks and pipes to monitor for leaks; and under dispenser sumps. | 2018-10-02 | 4643 | 100
21743 | T1 | 7-ELEVEN INC | 7-ELEVEN 36581 | 1900 BAGDAD RD | CEDAR PARK | TX | 78613 | WILLIAMSON | CN600240329 | RN104004858 | Liquid fuel sensors installed between the double walls of tanks and pipes to monitor for leaks. | The following property is used 100% for pollution control and is installed to meet or exceed federal or state regulations: Liquid fuel sensors installed between the double walls of tanks and pipes to monitor for leaks. | 2018-10-02 | 1962 | 100
21744 | T1 | 7-ELEVEN INC | 7-ELEVEN 36283 | 28950 US HIGHWAY 281 N | BULVERDE | TX | 78163 | COMAL | CN600240329 | RN104099965 | Liquid fuel sensors installed between the double walls of tanks and pipes to monitor for leaks; spill containers; and under dispenser sumps. | The following property is used 100% for pollution control and is installed to meet or exceed federal or state regulations: Liquid fuel sensors installed between the double walls of tanks and pipes to monitor for leaks; spill containers; and under dispenser sumps. | 2018-10-02 | 37734 | 100
21745 | T1 | 7-ELEVEN INC | 7-ELEVEN 35027 | 1985 W NORTHWEST HWY | DALLAS | TX | 75220 | DALLAS | CN600240329 | RN104210315 | Tight fill fittings; liquid fuel sensors installed between the double walls of tanks and pipes to monitor for leaks; and spill containers. | The following property is used 100% for pollution control and is installed to meet or exceed federal or state regulations: Tight fill fittings; liquid fuel sensors installed between the double walls of tanks and pipes to monitor for leaks; and spill containers. | 2018-10-02 | 3228 | 100
21746 | T1 | 7-ELEVEN INC | 7-ELEVEN 34090 | 8541 WEST FWY | FORT WORTH | TX | 76116 | TARRANT | CN600240329 | RN104210414 | Tight fill fittings; automatic leak detectors; and spill containers. | The following property is used 100% for pollution control and is installed to meet or exceed federal or state regulations: Tight fill fittings; automatic leak detectors; and spill containers. | 2018-10-02 | 10158 | 100
21747 | T1 | 7-ELEVEN INC | 7-ELEVEN 36365 | 2358 ROYAL LN | DALLAS | TX | 75229 | DALLAS | CN600240329 | RN104348602 | Tight fill fittings; liquid fuel sensors installed between the double walls of tanks and pipes to monitor for leaks; spill containers; under dispenser sumps; and the incremental difference in cost between two double-walled tanks and comparable single-walled tanks. | The following property is used 100% for pollution control and is installed to meet or exceed federal or state regulations: Tight fill fittings; liquid fuel sensors installed between the double walls of tanks and pipes to monitor for leaks; spill containers; under dispenser sumps; and the incremental difference in cost between two double-walled tanks and comparable single-walled tanks. | 2018-10-02 | 550681 | 100
21748 | T1 | 7-ELEVEN INC | 7-ELEVEN 36556 | 2901 BRUSHY CREEK RD | CEDAR PARK | TX | 78613 | WILLIAMSON | CN600240329 | RN104441142 | Tight fill fittings; liquid fuel sensors installed between the double walls of tanks and pipes to monitor for leaks; and under dispenser sumps | The following property is used 100% for pollution control and is installed to meet or exceed federal or state regulations: Tight fill fittings; liquid fuel sensors installed between the double walls of tanks and pipes to monitor for leaks; and under dispenser sumps | 2018-10-16 | 22258 | 100
21749 | T1 | 7-ELEVEN INC | 7-ELEVEN 33620 | 2961 MCDERMOTT RD | PLANO | TX | 75025 | COLLIN | CN600240329 | RN104786991 | Tight fill fittings; liquid fuel sensors installed between the double walls of tanks and pipes to monitor for leaks; and under dispenser sumps. | The following property is used 100% for pollution control and is installed to meet or exceed federal or state regulations: Tight fill fittings; liquid fuel sensors installed between the double walls of tanks and pipes to monitor for leaks; and under dispenser sumps. | 2018-09-25 | 5024 | 100
21750 | T1 | 7-ELEVEN INC | 7-ELEVEN 33621 | 454 COUNTRY CLUB RD | WYLIE | TX | 75098 | DALLAS | CN600240329 | RN104787023 | Tight fill fittings and liquid fuel sensors installed between the double walls of tanks and pipes to monitor for leaks. | The following property is used 100% for pollution control and is installed to meet or exceed federal or state regulations: Tight fill fittings and liquid fuel sensors installed between the double walls of tanks and pipes to monitor for leaks. | 2018-10-16 | 3264 | 100
21751 | T1 | 7-ELEVEN INC | 7-ELEVEN 33683 | 1425 S COLLINS ST | ARLINGTON | TX | 76010 | TARRANT | CN600240329 | RN105106959 | Tight fill fittings; liquid fuel sensors installed between the double walls of tanks and pipes to monitor for leaks; spill containers; and under dispenser sumps. | The following property is used 100% for pollution control and is installed to meet or exceed federal or state regulations: Tight fill fittings; liquid fuel sensors installed between the double walls of tanks and pipes to monitor for leaks; spill containers; and under dispenser sumps. | 2018-09-25 | 58908 | 100
21752 | T1 | 7-ELEVEN INC | 7-ELEVEN STORE 35509 | 3900 COLLEYVILLE BLVD | COLLEYVILLE | TX | 76034 | TARRANT | CN600240329 | RN106418924 | Tight fill fittings; liquid fuel sensors installed between the double walls of tanks and pipes to monitor for leaks; and spill containers. | The following property is used 100% for pollution control and is installed to meet or exceed federal or state regulations: Tight fill fittings; liquid fuel sensors installed between the double walls of tanks and pipes to monitor for leaks; and spill containers. | 2018-09-25 | 28608 | 100
21753 | T1 | 7-ELEVEN INC | 7-ELEVEN STORE 35507 | 2441 HERITAGE TRACE PKWY | FORT WORTH | TX | 76177 | TARRANT | CN600240329 | RN106422157 | Tight fill fittings; liquid fuel sensors installed between the double walls of tanks and pipes to monitor for leaks; and spill containers. | The following property is used 100% for pollution control and is installed to meet or exceed federal or state regulations: Tight fill fittings; liquid fuel sensors installed between the double walls of tanks and pipes to monitor for leaks; and spill containers. | 2018-09-25 | 22361 | 100
21754 | T1 | 7-ELEVEN INC | 7-ELEVEN 33697 | 3975 S LAKE FOREST DR | MCKINNEY | TX | 75070 | COLLIN | CN600240329 | RN105113294 | Tight fill fittings; liquid fuel sensors installed between the double walls of tanks and pipes to monitor for leaks; and spill containers. | The following property is used 100% for pollution control and is installed to meet or exceed federal or state regulations: Tight fill fittings; liquid fuel sensors installed between the double walls of tanks and pipes to monitor for leaks; and spill containers. | 2018-09-25 | 94183 | 100
21755 | T1 | 7-ELEVEN INC | 7-ELEVEN 34650 | 1541 E UNIVERSITY DR | PROSPER | TX | 75078 | COLLIN | CN600240329 | RN106428550 | Spill containers. | The following property is used 100% for pollution control and is installed to meet or exceed federal or state regulations: Spill containers. | 2018-09-25 | 30794 | 100
21756 | T1 | 7-ELEVEN INC | 7- ELEVEN 35727 | 3000 AW GRIMES BLVD | ROUND ROCK | TX | 78664 | WILLIAMSON | CN600240329 | RN106477250 | Tight fill fittings; liquid fuel sensors installed between the double walls of tanks and pipes to monitor for leaks; spill containers; under dispenser sumps; and the incremental difference in cost between three double-walled tanks and comparable single-walled tanks. | The following property is used 100% for pollution control and is installed to meet or exceed federal or state regulations: Tight fill fittings; liquid fuel sensors installed between the double walls of tanks and pipes to monitor for leaks; spill containers; under dispenser sumps; and the incremental difference in cost between three double-walled tanks and comparable single-walled tanks. | 2018-10-02 | 208042 | 100
21757 | T1 | 7-ELEVEN INC | 7-ELEVEN 33696 | 8127 S COOPER ST | ARLINGTON | TX | 76001 | TARRANT | CN600240329 | RN105115356 | Tight fill fittings; liquid fuel sensors installed between the double walls of tanks and pipes to monitor for leaks; and spill containers. | The following property is used 100% for pollution control and is installed to meet or exceed federal or state regulations: Tight fill fittings; liquid fuel sensors installed between the double walls of tanks and pipes to monitor for leaks; and spill containers. | 2018-09-25 | 64631 | 100
21758 | T1 | 7-ELEVEN INC | 7-ELEVEN 33717 | 1900 E SUBLETT RD | ARLINGTON | TX | 76018 | TARRANT | CN600240329 | RN105211981 | Tight fill fittings; liquid fuel sensors installed between the double walls of tanks and pipes to monitor for leaks; and under dispenser sumps. | The following property is used 100% for pollution control and is installed to meet or exceed federal or state regulations: Tight fill fittings; liquid fuel sensors installed between the double walls of tanks and pipes to monitor for leaks; and under dispenser sumps. | 2018-10-16 | 10064 | 100
21759 | T1 | 7-ELEVEN INC | 7-ELEVEN 36553 | 3105 HIGHWAY 35 N | ROCKPORT | TX | 78382 | ARANSAS | CN600240329 | RN105212146 | Liquid fuel sensors installed between the double walls of tanks and pipes to monitor for leaks and spill containers. | The following property is used 100% for pollution control and is installed to meet or exceed federal or state regulations: Liquid fuel sensors installed between the double walls of tanks and pipes to monitor for leaks and spill containers. | 2018-09-25 | 7592 | 100
21760 | T1 | 7-ELEVEN INC | 7-ELEVEN 35427 | 310 W HIGHWAY 67 | DUNCANVILLE | TX | 75137 | DALLAS | CN600240329 | RN105238802 | Spill containers. | The following property is used 100% for pollution control and is installed to meet or exceed federal or state regulations: Spill containers. | 2018-09-25 | 14964 | 100
21761 | T1 | 7-ELEVEN INC | 7-ELEVEN 33954 | 9100 CAMP BOWIE WEST BLVD | FORT WORTH | TX | 76116 | TARRANT | CN600240329 | RN105271571 | Tight fill fittings. | The following property is used 100% for pollution control and is installed to meet or exceed federal or state regulations: Tight fill fittings. | 2018-09-25 | 1793 | 100
21762 | T1 | 7-ELEVEN INC | 7-ELEVEN 33688 | 7990 ELDORADO PKWY | MCKINNEY | TX | 75070 | COLLIN | CN600240329 | RN105324313 | Tight fill fittings; liquid fuel sensors installed between the double walls of tanks and pipes to monitor for leaks; and spill containers. | The following property is used 100% for pollution control and is installed to meet or exceed federal or state regulations: Tight fill fittings; liquid fuel sensors installed between the double walls of tanks and pipes to monitor for leaks; and spill containers. | 2018-09-25 | 55151 | 100
21763 | T1 | 7-ELEVEN INC | 7-ELEVEN 35428 | 11655 PRESTON RD | FRISCO | TX | 75033 | COLLIN | CN600240329 | RN105365647 | Liquid fuel sensors installed between the double walls of tanks and pipes to monitor for leaks and spill containers. | The following property is used 100% for pollution control and is installed to meet or exceed federal or state regulations: Liquid fuel sensors installed between the double walls of tanks and pipes to monitor for leaks and spill containers. | 2018-09-25 | 5872 | 100
21764 | T1 | 7-ELEVEN INC | 7-ELEVEN 33654 | 1031 N MURPHY RD | MURPHY | TX | 75094 | COLLIN | CN600240329 | RN105368971 | Tight fill fittings; liquid fuel sensors installed between the double walls of tanks and pipes to monitor for leaks; and spill containers. | The following property is used 100% for pollution control and is installed to meet or exceed federal or state regulations: Tight fill fittings; liquid fuel sensors installed between the double walls of tanks and pipes to monitor for leaks; and spill containers. | 2018-09-25 | 54210 | 100
21765 | T1 | 7-ELEVEN INC | 7-ELEVEN STORE 35486 | 4411 W JEFFERSON BLVD | DALLAS | TX | 75211 | DALLAS | CN600240329 | RN106494339 | Liquid fuel sensors installed between the double walls of tanks and pipes to monitor for leaks and spill containers. | The following property is used 100% for pollution control and is installed to meet or exceed federal or state regulations: Liquid fuel sensors installed between the double walls of tanks and pipes to monitor for leaks and spill containers. | 2018-10-16 | 8043 | 100
21766 | T1 | 7-ELEVEN INC | 7-ELEVEN 36489 | 1700 W BRUTON RD | MESQUITE | TX | 75180 | DALLAS | CN600240329 | RN105488274 | Tight fill fittings and liquid fuel sensors installed between the double walls of tanks and pipes to monitor for leaks. | The following property is used 100% for pollution control and is installed to meet or exceed federal or state regulations: Tight fill fittings and liquid fuel sensors installed between the double walls of tanks and pipes to monitor for leaks | 2018-09-25 | 4342 | 100
21767 | T1 | 7-ELEVEN INC | 7 ELEVEN 35662 | 1050 MISSOURI AVE | FORT WORTH | TX | 76104 | TARRANT | CN600240329 | RN106509086 | Spill containers. | The following property is used 100% for pollution control and is installed to meet or exceed federal or state regulations: Spill containers. | 2018-09-18 | 69307 | 100
21768 | T1 | 7-ELEVEN INC | 7-ELEVEN 33690 | 7818 ROWLETT RD | ROWLETT | TX | 75089 | DALLAS | CN600240329 | RN105503536 | Tight fill fittings; liquid fuel sensors installed between the double walls of tanks and pipes to monitor for leaks; spill containers; the incremental difference in cost between two double-walled tanks and comparable single-walled tanks; and the incremental difference in cost between the concrete paving covering the underground tanks and pipes and the other paving at the facility calculated using the difference in cost per square foot. | The following property is used 100% for pollution control and is installed to meet or exceed federal or state regulations: Tight fill fittings; liquid fuel sensors installed between the double walls of tanks and pipes to monitor for leaks; spill containers; the incremental difference in cost between two double-walled tanks and comparable single-walled tanks; and the incremental difference in cost between the concrete paving covering the underground tanks and pipes and the other paving at the facility calculated using the difference in cost per square foot. | 2018-10-02 | 105497 | 100
21769 | T1 | 7-ELEVEN INC | 7-ELEVEN 36103 | 2680 GATTIS SCHOOL RD | ROUND ROCK | TX | 78664 | WILLIAMSON | CN600240329 | RN106511280 | Tight fill fittings and spill containers. | The following property is used 100% for pollution control and is installed to meet or exceed federal or state regulations: Tight fill fittings and spill containers. | 2018-09-18 | 19527 | 100
21770 | T1 | 7-ELEVEN INC | 7-ELEVEN 34011 | 3250 N GOLIAD ST | ROCKWALL | TX | 75087 | ROCKWALL | CN600240329 | RN105537047 | Tight fill fittings; liquid fuel sensors installed between the double walls of tanks and pipes to monitor for leaks; and spill containers. | The following property is used 100% for pollution control and is installed to meet or exceed federal or state regulations: Tight fill fittings; liquid fuel sensors installed between the double walls of tanks and pipes to monitor for leaks; and spill containers. | 2018-09-25 | 58440 | 100
21771 | T1 | 7-ELEVEN INC | 7-ELEVEN 35366 | 4180 E RENNER RD | RICHARDSON | TX | 75082 | DALLAS | CN600240329 | RN106512759 | Spill containers. | The following property is used 100% for pollution control and is installed to meet or exceed federal or state regulations: Spill containers. | 2018-10-16 | 42286 | 100
21772 | T1 | 7-ELEVEN INC | 7-ELEVEN 34044 | 3801 E BROAD ST | MANSFIELD | TX | 76063 | TARRANT | CN600240329 | RN105588123 | Tight fill fittings; liquid fuel sensors installed between the double walls of tanks and pipes to monitor for leaks; spill containers; under dispenser sumps; automatic leak detectors, the incremental difference in cost between two double-walled tanks and comparable single-walled tanks; and the incremental difference in cost between the concrete paving covering the underground tanks and pipes and the other paving at the facility calculated using the difference in cost per square foot. | The following property is used 100% for pollution control and is installed to meet or exceed federal or state regulations: Tight fill fittings; liquid fuel sensors installed between the double walls of tanks and pipes to monitor for leaks; spill containers; under dispenser sumps; automatic leak detectors, the incremental difference in cost between two double-walled tanks and comparable single-walled tanks; and the incremental difference in cost between the concrete paving covering the underground tanks and pipes and the other paving at the facility calculated using the difference in cost per square foot. | 2018-10-02 | 130451 | 100
21773 | T1 | 7-ELEVEN INC | 7-ELEVEN 34143 | 3429 N TARRANT PKWY | FORT WORTH | TX | 76177 | TARRANT | CN600240329 | RN105609598 | Tight fill fittings; liquid fuel sensors installed between the double walls of tanks and pipes to monitor for leaks; and spill containers. | The following property is used 100% for pollution control and is installed to meet or exceed federal or state regulations: Tight fill fittings; liquid fuel sensors installed between the double walls of tanks and pipes to monitor for leaks; and spill containers. | 2018-09-25 | 53551 | 100
21774 | T1 | 7-ELEVEN INC | 7-ELEVEN 35474 | 7567 GREENVILLE AVE | DALLAS | TX | 75231 | DALLAS | CN600240329 | RN106512817 | Tight fill fittings and liquid fuel sensors installed between the double walls of tanks and pipes to monitor for leaks. | The following property is used 100% for pollution control and is installed to meet or exceed federal or state regulations: Tight fill fittings and liquid fuel sensors installed between the double walls of tanks and pipes to monitor for leaks. | 2018-09-18 | 1313 | 100
21775 | T1 | 7-ELEVEN INC | 7-ELEVEN 34010 | 1005 E ELDORADO PKWY | LITTLE ELM | TX | 75068 | DENTON | CN600240329 | RN105661318 | Tight fill fittings; liquid fuel sensors installed between the double walls of tanks and pipes to monitor for leaks; and spill containers. | The following property is used 100% for pollution control and is installed to meet or exceed federal or state regulations: Tight fill fittings; liquid fuel sensors installed between the double walls of tanks and pipes to monitor for leaks; and spill containers. | 2018-09-25 | 120369 | 100
21776 | T1 | 7-ELEVEN INC | 7 ELEVEN 35648 | 3020 N HAMPTON RD | DALLAS | TX | 75212 | DALLAS | CN600240329 | RN106512866 | Spill containers. | The following property is used 100% for pollution control and is installed to meet or exceed federal or state regulations: Spill containers. | 2018-09-18 | 7216 | 100
21777 | T1 | 7-ELEVEN INC | 7-ELEVEN 34130 | 8424 BENBROOK BLVD | BENBROOK | TX | 76126 | TARRANT | CN600240329 | RN105674196 | Liquid fuel sensors installed between the double walls of tanks and pipes to monitor for leaks and spill containers. | The following property is used 100% for pollution control and is installed to meet or exceed federal or state regulations: Liquid fuel sensors installed between the double walls of tanks and pipes to monitor for leaks and spill containers. | 2018-09-25 | 80893 | 100
21778 | T1 | 7-ELEVEN INC | 7-ELEVEN 35624 | 1717 E PFLUGERVILLE PKWY | PFLUGERVILLE | TX | 78660 | TRAVIS | CN600240329 | RN106513229 | Liquid fuel sensors installed between the double walls of tanks and pipes to monitor for leaks and spill containers. | The following property is used 100% for pollution control and is installed to meet or exceed federal or state regulations: Liquid fuel sensors installed between the double walls of tanks and pipes to monitor for leaks and spill containers. | 2018-09-18 | 13003 | 100
21779 | T1 | 7-ELEVEN INC | 7-ELEVEN 34041 | 8130 DALLAS PKWY | FRISCO | TX | 75034 | COLLIN | CN600240329 | RN105685820 | Tight fill fittings; liquid fuel sensors installed between the double walls of tanks and pipes to monitor for leaks; and spill containers. | The following property is used 100% for pollution control and is installed to meet or exceed federal or state regulations: Tight fill fittings; liquid fuel sensors installed between the double walls of tanks and pipes to monitor for leaks; and spill containers. | 2018-09-25 | 97990 | 100
21780 | T1 | 7-ELEVEN INC | 7-ELEVEN 35473 | 1624 HOWARD LN | AUSTIN | TX | 78728 | TRAVIS | CN600240329 | RN106513245 | Tight fill fittings and spill containers. | The following property is used 100% for pollution control and is installed to meet or exceed federal or state regulations: Tight fill fittings and spill containers | 2018-10-16 | 36384 | 100
21781 | T1 | 7-ELEVEN INC | 7-ELEVEN 36095 | 3300 VAUGHN BLVD | FORT WORTH | TX | 76105 | TARRANT | CN600240329 | RN106547185 | Spill containers. | The following property is used 100% for pollution control and is installed to meet or exceed federal or state regulations: Spill containers. | 2018-09-18 | 17030 | 100
21782 | T1 | 7-ELEVEN INC | 7-ELEVEN 36031 | 4401 GOLDEN TRIANGLE BLVD | FORT WORTH | TX | 76244 | TARRANT | CN600240329 | RN106547300 | Tight fill fittings; liquid fuel sensors installed between the double walls of tanks and pipes to monitor for leaks; and spill containers. | The following property is used 100% for pollution control and is installed to meet or exceed federal or state regulations: Tight fill fittings; liquid fuel sensors installed between the double walls of tanks and pipes to monitor for leaks; and spill containers. | 2018-09-18 | 8148 | 100
21783 | T1 | 7-ELEVEN INC | 7-ELEVEN 34171 | 6000 W PLANO PKWY | PLANO | TX | 75093 | COLLIN | CN600240329 | RN105711378 | Tight fill fittings; liquid fuel sensors installed between the double walls of tanks and pipes to monitor for leaks; and spill containers. | The following property is used 100% for pollution control and is installed to meet or exceed federal or state regulations: Tight fill fittings; liquid fuel sensors installed between the double walls of tanks and pipes to monitor for leaks; and spill containers. | 2018-09-25 | 75046 | 100
21784 | T1 | 7-ELEVEN INC | 7-ELEVEN 34088 | 3330 LEGACY DR | FRISCO | TX | 75034 | COLLIN | CN600240329 | RN105736524 | Tight fill fittings; liquid fuel sensors installed between the double walls of tanks and pipes to monitor for leaks; and spill containers. | The following property is used 100% for pollution control and is installed to meet or exceed federal or state regulations: Tight fill fittings; liquid fuel sensors installed between the double walls of tanks and pipes to monitor for leaks; and spill containers. | 2018-09-25 | 63176 | 100
21785 | T1 | 7-ELEVEN INC | 7-ELEVEN 34222 | 8885 W UNIVERSITY DR | MCKINNEY | TX | 75071 | COLLIN | CN600240329 | RN105871370 | Tight fill fittings; liquid fuel sensors installed between the double walls of tanks and pipes to monitor for leaks; spill containers; and under dispenser sumps. | The following property is used 100% for pollution control and is installed to meet or exceed federal or state regulations: Tight fill fittings; liquid fuel sensors installed between the double walls of tanks and pipes to monitor for leaks; spill containers; and under dispenser sumps. | 2018-09-25 | 70128 | 100
21786 | T1 | 7-ELEVEN INC | 7-ELEVEN 35797 | 8882 W ADAMS AVE | TEMPLE | TX | 76502 | BELL | CN600240329 | RN105951545 | Tight fill fittings; liquid fuel sensors installed between the double walls of tanks and pipes to monitor for leaks; and under dispenser sumps. | The following property is used 100% for pollution control and is installed to meet or exceed federal or state regulations: Tight fill fittings; liquid fuel sensors installed between the double walls of tanks and pipes to monitor for leaks; and under dispenser sumps. | 2018-09-25 | 29153 | 100
21787 | T1 | 7-ELEVEN INC | 7-ELEVEN 34085 | 10820 EL DORADO PKWY | FRISCO | TX | 75035 | COLLIN | CN600240329 | RN105989156 | Tight fill fittings and liquid fuel sensors installed between the double walls of tanks and pipes to monitor for leaks. | The following property is used 100% for pollution control and is installed to meet or exceed federal or state regulations: Tight fill fittings and liquid fuel sensors installed between the double walls of tanks and pipes to monitor for leaks. | 2018-09-25 | 1752 | 100
21788 | T1 | 7-ELEVEN INC | 7-ELEVEN 34490 | 9230 SKILLMAN ST STE 400 | DALLAS | TX | 75243 | DALLAS | CN600240329 | RN105989198 | Tight fill fittings; liquid fuel sensors installed between the double walls of tanks and pipes to monitor for leaks; and spill containers. | The following property is used 100% for pollution control and is installed to meet or exceed federal or state regulations: Tight fill fittings; liquid fuel sensors installed between the double walls of tanks and pipes to monitor for leaks; and spill containers. | 2018-09-25 | 8444 | 100
21789 | T1 | 7-ELEVEN INC | 7-ELEVEN 34353 | 3520 HORIZON RD | ROCKWALL | TX | 75032 | ROCKWALL | CN600240329 | RN106069529 | Tight fill fittings; liquid fuel sensors installed between the double walls of tanks and pipes to monitor for leaks; and spill containers. | The following property is used 100% for pollution control and is installed to meet or exceed federal or state regulations: Tight fill fittings; liquid fuel sensors installed between the double walls of tanks and pipes to monitor for leaks; and spill containers. | 2018-09-25 | 5941 | 100
21790 | T1 | 7-ELEVEN INC | 7-ELEVEN STORE 34356 | 4005 TEASLEY LN | DENTON | TX | 76210 | DENTON | CN600240329 | RN106164569 | Tight fill fittings; liquid fuel sensors installed between the double walls of tanks and pipes to monitor for leaks; spill containers; and the incremental difference in cost between two double-walled tanks and comparable single-walled tanks | The following property is used 100% for pollution control and is installed to meet or exceed federal or state regulations: Tight fill fittings; liquid fuel sensors installed between the double walls of tanks and pipes to monitor for leaks; spill containers; and the incremental difference in cost between two double-walled tanks and comparable single-walled tanks. | 2018-10-02 | 42616 | 100
21791 | T1 | 7-ELEVEN INC | 7-ELEVEN STORE 35996 | 1701 STATE HIGHWAY 276 | ROCKWALL | TX | 75032 | ROCKWALL | CN600240329 | RN106548373 | Tight fill fittings; liquid fuel sensors installed between the double walls of tanks and pipes to monitor for leaks; and spill containers. | The following property is used 100% for pollution control and is installed to meet or exceed federal or state regulations: Tight fill fittings; liquid fuel sensors installed between the double walls of tanks and pipes to monitor for leaks; and spill containers. | 2018-09-18 | 12451 | 100
21792 | T1 | 7-ELEVEN INC | 7-ELEVEN 34536 | 7950 GAYLORD PKWY | FRISCO | TX | 75034 | COLLIN | CN600240329 | RN106245475 | Tight fill fittings; liquid fuel sensors installed between the double walls of tanks and pipes to monitor for leaks; and spill containers. | The following property is used 100% for pollution control and is installed to meet or exceed federal or state regulations: Tight fill fittings; liquid fuel sensors installed between the double walls of tanks and pipes to monitor for leaks; and spill containers. | 2018-09-25 | 9488 | 100
21793 | T1 | 7-ELEVEN INC | 7-ELEVEN 35972 | 6401 RIVERSIDE DR | IRVING | TX | 75039 | DALLAS | CN600240329 | RN106548506 | Tight fill fittings; liquid fuel sensors installed between the double walls of tanks and pipes to monitor for leaks; and spill containers. | The following property is used 100% for pollution control and is installed to meet or exceed federal or state regulations: Tight fill fittings; liquid fuel sensors installed between the double walls of tanks and pipes to monitor for leaks; and spill containers. | 2018-09-18 | 9028 | 100
21794 | T1 | 7-ELEVEN INC | 7-ELEVEN 34930 | 6801 OLD DECATUR RD | FORT WORTH | TX | 76179 | TARRANT | CN600240329 | RN106268436 | Tight fill fittings; liquid fuel sensors installed between the double walls of tanks and pipes to monitor for leaks; and spill containers. | The following property is used 100% for pollution control and is installed to meet or exceed federal or state regulations: Tight fill fittings; liquid fuel sensors installed between the double walls of tanks and pipes to monitor for leaks; and spill containers. | 2018-09-25 | 14078 | 100
21795 | T1 | 7-ELEVEN INC | 7-ELEVEN 35677 | 1815 S GOLIAD ST | ROCKWALL | TX | 75087 | ROCKWALL | CN600240329 | RN106548639 | Tight fill fittings; liquid fuel sensors installed between the double walls of tanks and pipes to monitor for leaks; and spill containers. | The following property is used 100% for pollution control and is installed to meet or exceed federal or state regulations: Tight fill fittings; liquid fuel sensors installed between the double walls of tanks and pipes to monitor for leaks; and spill containers. | 2018-09-18 | 10033 | 100
21796 | T1 | 7-ELEVEN INC | 7-ELEVEN 35623 | 17511 SHULTZ RD | PFLUGERVILLE | TX | 78660 | TRAVIS | CN600240329 | RN106492507 | Spill containers. | The following property is used 100% for pollution control and is installed to meet or exceed federal or state regulations: Spill containers. | 2018-10-16 | 10903 | 100
21797 | T1 | 7-ELEVEN INC | 7-ELEVEN 35471 | 1870 S BAGDAD RD | LEANDER | TX | 78641 | WILLIAMSON | CN600240329 | RN106549777 | Spill containers. | The following property is used 100% for pollution control and is installed to meet or exceed federal or state regulations: Spill containers. | 2018-09-25 | 14630 | 100
21798 | T1 | 7-ELEVEN INC | 7-ELEVEN 35993 | 140 MCPHERSON | FORT WORTH | TX | 76102 | TARRANT | CN600240329 | RN106556426 | Tight fill fittings; liquid fuel sensors installed between the double walls of tanks and pipes to monitor for leaks; and spill containers. | The following property is used 100% for pollution control and is installed to meet or exceed federal or state regulations: Tight fill fittings; liquid fuel sensors installed between the double walls of tanks and pipes to monitor for leaks; and spill containers. | 2018-09-25 | 19725 | 100
21799 | T1 | 7-ELEVEN INC | 7-ELEVEN 36680 | 3848 AIRPORT BLVD | AUSTIN | TX | 78722 | TRAVIS | CN600240329 | RN106556442 | Liquid fuel sensors installed between the double walls of tanks and pipes to monitor for leaks; and spill containers. | The following property is used 100% for pollution control and is installed to meet or exceed federal or state regulations: Liquid fuel sensors installed between the double walls of tanks and pipes to monitor for leaks and spill containers. | 2018-09-18 | 14520 | 100
21800 | T1 | 7-ELEVEN INC | 7-ELEVEN 36030 | 701 S UNIVERSITY PARKS DR | WACO | TX | 76706 | MCLENNAN | CN600240329 | RN106566565 | Spill containers. | The following property is used 100% for pollution control and is installed to meet or exceed federal or state regulations: Spill containers. | 2018-09-18 | 6207 | 100
21801 | T1 | 7-ELEVEN INC | 7-ELEVEN 35983 | 755 CUSTER RD | PLANO | TX | 75075 | COLLIN | CN600240329 | RN106566631 | Spill containers. | The following property is used 100% for pollution control and is installed to meet or exceed federal or state regulations: Spill containers. | 2018-10-16 | 7631 | 100
21802 | T1 | 7-ELEVEN INC | 7-ELEVEN 38058 | 5384 MCPHERSON BLVD | FORT WORTH | TX | 76123 | TARRANT | CN600240329 | RN109830547 | Tight fill fittings; liquid fuel sensors installed between the double walls of tanks and pipes to monitor for leaks; spill containers; under dispenser sumps; and the incremental difference in cost between two double-walled tanks and comparable single-walled tanks. | The following property is used 100% for pollution control and is installed to meet or exceed federal or state regulations: Tight fill fittings; liquid fuel sensors installed between the double walls of tanks and pipes to monitor for leaks; spill containers; under dispenser sumps; and the incremental difference in cost between two double-walled tanks and comparable single-walled tanks. | 2018-10-16 | 174417 | 100
21803 | T1 | 7-ELEVEN INC | 7-ELEVEN 35376 | 5801 WOODWAY DR | WOODWAY | TX | 76712 | MCLENNAN | CN600240329 | RN106329998 | Spill containers. | The following property is used 100% for pollution control and is installed to meet or exceed federal or state regulations: Spill containers. | 2018-09-25 | 8819 | 100
21804 | T1 | 7-ELEVEN INC | 7-ELEVEN 35415 | 15050 PRESTON RD | DALLAS | TX | 75254 | DALLAS | CN600240329 | RN100527597 | Tight fill fittings, spill containers, automatic line leak detectors and liquid fuel sensors installed between the double walls of tanks and pipes to monitor for leaks | The following property is used 100% for pollution control and is installed to meet or exceed federal or state regulations: Tight fill fittings, spill containers, automatic line leak detectors and liquid fuel sensors installed between the double walls of tanks and pipes to monitor for leaks | 2018-10-16 | 9925 | 100
21805 | T1 | 7-ELEVEN INC | 7-ELEVEN 35435 | 1406 CORSICANA HWY | HILLSBORO | TX | 76645 | HILL | CN600240329 | RN106392608 | Spill containers. | The following property is used 100% for pollution control and is installed to meet or exceed federal or state regulations: Spill containers. | 2018-09-25 | 8871 | 100
21806 | T1 | 7-ELEVEN INC | 7-ELEVEN 34978 | 156 S HASLET | HASLET | TX | 76052 | TARRANT | CN600240329 | RN106394927 | Liquid fuel sensors installed between the double walls of tanks and pipes to monitor for leaks; spill containers; under dispenser sumps; the incremental difference in cost between two double-walled tanks and comparable single-walled tanks; and the incremental difference in cost between the concrete paving covering the underground tanks and pipes and the other paving at the facility calculated using the difference in cost per square foot. | The following property is used 100% for pollution control and is installed to meet or exceed federal or state regulations: Liquid fuel sensors installed between the double walls of tanks and pipes to monitor for leaks; spill containers; under dispenser sumps; the incremental difference in cost between two double-walled tanks and comparable single-walled tanks; and the incremental difference in cost between the concrete paving covering the underground tanks and pipes and the other paving at the facility calculated using the difference in cost per square foot. | 2018-10-02 | 196899 | 100
21807 | T1 | 7-ELEVEN INC | 7-ELEVEN 36105 | 4511 IH 35 | LACY LAKEVIEW | TX | 76705 | MCLENNAN | CN600240329 | RN106566664 | Spill containers. | The following property is used 100% for pollution control and is installed to meet or exceed federal or state regulations: Spill containers. | 2018-09-18 | 14135 | 100
21808 | T1 | 7-ELEVEN INC | 7-ELEVEN 36673 | 1280 S LOOP 288 | DENTON | TX | 76205 | DENTON | CN600240329 | RN106577158 | Spill containers. | The following property is used 100% for pollution control and is installed to meet or exceed federal or state regulations: Spill containers. | 2018-09-18 | 16842 | 100
21809 | T1 | 7-ELEVEN INC | 7-ELEVEN 36059 | 2225 W UNIVERSITY DR | DENTON | TX | 76201 | TARRANT | CN600240329 | RN106600760 | Tight fill fittings; liquid fuel sensors installed between the double walls of tanks and pipes to monitor for leaks; spill containers; under dispenser sumps; and the incremental difference in cost between two double-walled tanks and comparable single-walled tanks. | The following property is used 100% for pollution control and is installed to meet or exceed federal or state regulations: Tight fill fittings; liquid fuel sensors installed between the double walls of tanks and pipes to monitor for leaks; spill containers; under dispenser sumps; and the incremental difference in cost between two double-walled tanks and comparable single-walled tanks. | 2018-10-16 | 105885 | 100
21810 | T1 | 7-ELEVEN INC | 7-ELEVEN 36483 | 1601 W N CARRIER PKWY | GRAND PRAIRIE | TX | 75050 | DALLAS | CN600240329 | RN106600950 | Spill containers. | The following property is used 100% for pollution control and is installed to meet or exceed federal or state regulations: Spill containers. | 2018-09-18 | 3091 | 100
21811 | T1 | 7-ELEVEN INC | 7-ELEVEN 36499 | 5700 BOAT CLUB RD | FORT WORTH | TX | 76179 | TARRANT | CN600240329 | RN106601800 | Liquid fuel sensors installed between the double walls of tanks and pipes to monitor for leaks and under dispenser sumps. | The following property is used 100% for pollution control and is installed to meet or exceed federal or state regulations: Liquid fuel sensors installed between the double walls of tanks and pipes to monitor for leaks and under dispenser sumps. | 2018-09-18 | 3322 | 100
21812 | T1 | 7-ELEVEN INC | 7-ELEVEN 35531 | 408 N HAMPTON RD | DALLAS | TX | 75208 | DALLAS | CN600240329 | RN106661424 | Tight fill fittings; liquid fuel sensors installed between the double walls of tanks and pipes to monitor for leaks; and spill containers. | The following property is used 100% for pollution control and is installed to meet or exceed federal or state regulations: Tight fill fittings; liquid fuel sensors installed between the double walls of tanks and pipes to monitor for leaks; and spill containers. | 2018-09-18 | 7657 | 100
21813 | T1 | 7-ELEVEN INC | 7-ELEVEN 36465 | 741 W BAILEY BOSWELL RD | SAGINAW | TX | 76179 | TARRANT | CN600240329 | RN106691223 | Tight fill fittings; liquid fuel sensors installed between the double walls of tanks and pipes to monitor for leaks; and spill containers. | The following property is used 100% for pollution control and is installed to meet or exceed federal or state regulations: Tight fill fittings; liquid fuel sensors installed between the double walls of tanks and pipes to monitor for leaks; and spill containers. | 2018-09-18 | 20200 | 100
21814 | T1 | 7-ELEVEN INC | 7-ELEVEN STORE 38069 | 1290 S LAMAR ST | DALLAS | TX | 75215 | DALLAS | CN600240329 | RN109877936 | Tight fill fittings; liquid fuel sensors installed between the double walls of tanks and pipes to monitor for leaks; under dispenser sumps; and the incremental difference in cost between two double-walled tanks and comparable single-walled tanks. | The following property is used 100% for pollution control and is installed to meet or exceed federal or state regulations: Tight fill fittings; liquid fuel sensors installed between the double walls of tanks and pipes to monitor for leaks; under dispenser sumps; and the incremental difference in cost between two double-walled tanks and comparable single-walled tanks. | 2018-10-02 | 211563 | 100
21815 | T1 | 7-ELEVEN INC | 7-ELEVEN 36382 | 711 N COCKRELL HILL RD | DUNCANVILLE | TX | 75116 | DALLAS | CN600240329 | RN102321551 | Liquid fuel sensors installed between the double walls of tanks and pipes to monitor for leaks and spill containers. | The following property is used 100% for pollution control and is installed to meet or exceed federal or state regulations: Liquid fuel sensors installed between the double walls of tanks and pipes to monitor for leaks and spill containers. | 2018-09-18 | 4089 | 100
21816 | T1 | 7-ELEVEN INC | 7 ELEVEN STORE 12179 | 2802 N FITZHUGH AVE | DALLAS | TX | 75204 | DALLAS | CN600240329 | RN102435930 | Tight fill fittings, spill containers and liquid fuel sensors installed between the double walls of tanks and pipes to monitor for leaks | The following property is used 100% for pollution control and is installed to meet or exceed federal or state regulations: Tight fill fittings, spill containers and liquid fuel sensors installed between the double walls of tanks and pipes to monitor for leaks | 2018-09-18 | 24815 | 100
21817 | T1 | 7-ELEVEN INC | TETCO STORE 71 | 3957 SARATOGA BLVD | CORPUS CHRISTI | TX | 78415 | NUECES | CN600240329 | RN102447521 | Tight fill fittings, under dispenser sumps, automatic line leak detectors and liquid fuel sensors installed between the double walls of tanks and pipes to monitor for leaks | The following property is used 100% for pollution control and is installed to meet or exceed federal or state regulations: Tight fill fittings, under dispenser sumps, automatic line leak detectors and liquid fuel sensors installed between the double walls of tanks and pipes to monitor for leaks | 2018-09-18 | 30490 | 100
21818 | T1 | 7-ELEVEN INC | 7-ELEVEN 36263 | 3801 W PARMER LN | AUSTIN | TX | 78727 | TRAVIS | CN600240329 | RN102456167 | Liquid fuel sensors installed between the double walls of tanks and pipes to monitor for leaks; spill containers; under dispenser sumps; and the incremental difference in cost between three double-walled tanks and comparable single-walled tanks. | The following property is used 100% for pollution control and is installed to meet or exceed federal or state regulations: Liquid fuel sensors installed between the double walls of tanks and pipes to monitor for leaks; spill containers; under dispenser sumps; and the incremental difference in cost between three double-walled tanks and comparable single-walled tanks. | 2018-10-02 | 53000 | 100
21819 | T1 | 7-ELEVEN INC | TETCO 419 | 2101 E LAMAR BLVD | ARLINGTON | TX | 76006 | TARRANT | CN600240329 | RN102456191 | Tight fill fittings, spill containers and liquid fuel sensors installed between the double walls of tanks and pipes to monitor for leaks | The following property is used 100% for pollution control and is installed to meet or exceed federal or state regulations: Tight fill fittings, spill containers and liquid fuel sensors installed between the double walls of tanks and pipes to monitor for leaks | 2018-09-18 | 6281 | 100
21820 | T1 | 7-ELEVEN INC | 7-ELEVEN 36265 | 11587 JOLLYVILLE RD | AUSTIN | TX | 78759 | TRAVIS | CN600240329 | RN102456381 | Spill containers and liquid fuel sensors installed between the double walls of tanks and pipes to monitor for leaks | The following property is used 100% for pollution control and is installed to meet or exceed federal or state regulations: Spill containers and liquid fuel sensors installed between the double walls of tanks and pipes to monitor for leaks | 2018-09-18 | 6981 | 100
21821 | T1 | 7-ELEVEN INC | 7-ELEVEN 36261 | 3001 E WHITESTONE BLVD | CEDAR PARK | TX | 78613 | WILLIAMSON | CN600240329 | RN102456472 | Spill containers and liquid fuel sensors installed between the double walls of tanks and pipes to monitor for leaks | The following property is used 100% for pollution control and is installed to meet or exceed federal or state regulations: Spill containers and liquid fuel sensors installed between the double walls of tanks and pipes to monitor for leaks | 2018-09-18 | 5133 | 100
21822 | T1 | 7-ELEVEN INC | 7-ELEVEN 36266 | 8600 E US HIGHWAY 290 | AUSTIN | TX | 78724 | TRAVIS | CN600240329 | RN102456621 | Tight fill fittings and liquid fuel sensors installed between the double walls of tanks and pipes to monitor for leaks | The following property is used 100% for pollution control and is installed to meet or exceed federal or state regulations: Tight fill fittings and liquid fuel sensors installed between the double walls of tanks and pipes to monitor for leaks | 2018-09-18 | 45216 | 100
21823 | T1 | 7-ELEVEN INC | 7-ELEVEN 36349 | 5003 N O CONNOR RD | IRVING | TX | 75062 | DALLAS | CN600240329 | RN102457975 | Tight fill fittings, spill containers and liquid fuel sensors installed between the double walls of tanks and pipes to monitor for leaks | The following property is used 100% for pollution control and is installed to meet or exceed federal or state regulations: Tight fill fittings, spill containers and liquid fuel sensors installed between the double walls of tanks and pipes to monitor for leaks | 2018-09-18 | 32842 | 100
21824 | T1 | 7-ELEVEN INC | 7-ELEVEN 36267 | 525 W SLAUGHTER LN | AUSTIN | TX | 78748 | TRAVIS | CN600240329 | RN102461563 | Tight fill fittings and liquid fuel sensors installed between the double walls of tanks and pipes to monitor for leaks | The following property is used 100% for pollution control and is installed to meet or exceed federal or state regulations: Tight fill fittings and liquid fuel sensors installed between the double walls of tanks and pipes to monitor for leaks | 2018-09-18 | 3892 | 100
21825 | T1 | 7-ELEVEN INC | TETCO 30 | 5203 DEZAVALA RD | SAN ANTONIO | TX | 78249 | BEXAR | CN600240329 | RN102462751 | Liquid fuel sensors installed between the double walls of tanks and pipes to monitor for leaks | The following property is used 100% for pollution control and is installed to meet or exceed federal or state regulations: Liquid fuel sensors installed between the double walls of tanks and pipes to monitor for leaks | 2018-09-18 | 4972 | 100
21826 | T1 | 7-ELEVEN INC | TETCO 35 | 4938 FREDERICKSBURG RD | SAN ANTONIO | TX | 78229 | BEXAR | CN600240329 | RN102463015 | Tight fill fittings, under dispenser sumps and liquid fuel sensors installed between the double walls of tanks and pipes to monitor for leaks | The following property is used 100% for pollution control and is installed to meet or exceed federal or state regulations: Tight fill fittings, under dispenser sumps and liquid fuel sensors installed between the double walls of tanks and pipes to monitor for leaks | 2018-09-18 | 6239 | 100
21827 | T1 | 7-ELEVEN INC | 7-ELEVEN 36259 | 33889 US HIGHWAY 281 N | BULVERDE | TX | 78163 | COMAL | CN600240329 | RN102463593 | Tight fill fittings, under dispenser sumps and liquid fuel sensors installed between the double walls of tanks and pipes to monitor for leaks | The following property is used 100% for pollution control and is installed to meet or exceed federal or state regulations: Tight fill fittings, under dispenser sumps and liquid fuel sensors installed between the double walls of tanks and pipes to monitor for leaks | 2018-09-18 | 17895 | 100
21828 | T1 | 7-ELEVEN INC | TETCO 33 | 7655 JONES MALTSBERGER RD | SAN ANTONIO | TX | 78216 | BEXAR | CN600240329 | RN102467206 | Spill containers and liquid fuel sensors installed between the double walls of tanks and pipes to monitor for leaks | The following property is used 100% for pollution control and is installed to meet or exceed federal or state regulations: Spill containers and liquid fuel sensors installed between the double walls of tanks and pipes to monitor for leaks | 2018-09-18 | 7370 | 100
21829 | T1 | 7-ELEVEN INC | TETCO 613 | 13995 MIDWAY RD | FARMERS BRANCH | TX | 75244 | DALLAS | CN600240329 | RN102478849 | Tight fill fittings; liquid fuel sensors installed between the double walls of tanks and pipes to monitor for leaks; and the incremental difference in cost between one double-walled tanks and comparable single-walled tank. | The following property is used 100% for pollution control and is installed to meet or exceed federal or state regulations: Tight fill fittings; liquid fuel sensors installed between the double walls of tanks and pipes to monitor for leaks; and the incremental difference in cost between one double-walled tanks and comparable single-walled tank. | 2018-10-16 | 42552 | 100
21830 | T1 | 7-ELEVEN INC | 7 ELEVEN STORE 36977 | 16310 R R 620 | ROUND ROCK | TX | 78681 | WILLIAMSON | CN600240329 | RN102480555 | Spill containers | The following property is used 100% for pollution control and is installed to meet or exceed federal or state regulations: Spill containers | 2018-10-16 | 5566 | 100
21831 | T1 | 7-ELEVEN INC | TETCO 655 | 2230 MARSH LN | CARROLLTON | TX | 75006 | DALLAS | CN600240329 | RN102481801 | Spill containers and liquid fuel sensors installed between the double walls of tanks and pipes to monitor for leaks | The following property is used 100% for pollution control and is installed to meet or exceed federal or state regulations: Spill containers and liquid fuel sensors installed between the double walls of tanks and pipes to monitor for leaks | 2018-09-18 | 2443 | 100
21832 | T1 | 7-ELEVEN INC | TETCO 316 | 8928 CULEBRA RD | SAN ANTONIO | TX | 78251 | BEXAR | CN600240329 | RN102482676 | Tight fill fittings, spill containers, automatic line leak detectors and liquid fuel sensors installed between the double walls of tanks and pipes to monitor for leaks | The following property is used 100% for pollution control and is installed to meet or exceed federal or state regulations: Tight fill fittings, spill containers, automatic line leak detectors and liquid fuel sensors installed between the double walls of tanks and pipes to monitor for leaks | 2018-09-18 | 9847 | 100
21833 | T1 | SOUTHLAKE FOOD MART LP | 7-ELEVEN 34556 | 2100 E SOUTHLAKE BLVD | SOUTHLAKE | TX | 76092 | TARRANT | CN602920530 | RN102483484 | Tight fill fittings, spill containers and liquid fuel sensors installed between the double walls of tanks and pipes to monitor for leaks | The following property is used 100% for pollution control and is installed to meet or exceed federal or state regulations: Tight fill fittings, spill containers and liquid fuel sensors installed between the double walls of tanks and pipes to monitor for leaks | 2018-09-18 | 35702 | 100
21834 | T1 | 7-ELEVEN INC | 7-ELEVEN 36317 | 1500 KELLER PKWY | KELLER | TX | 76248 | TARRANT | CN600240329 | RN102485083 | Tight fill fittings, spill containers and liquid fuel sensors installed between the double walls of tanks and pipes to monitor for leaks | The following property is used 100% for pollution control and is installed to meet or exceed federal or state regulations: Tight fill fittings, spill containers and liquid fuel sensors installed between the double walls of tanks and pipes to monitor for leaks | 2018-09-18 | 8358 | 100
21835 | T1 | 7-ELEVEN INC | 7-ELEVEN STORE 27328 | 3011 STATE HIGHWAY 121 | EULESS | TX | 76039 | TARRANT | CN600240329 | RN102485521 | Tight fill fittings | The following property is used 100% for pollution control and is installed to meet or exceed federal or state regulations: Tight fill fittings | 2018-09-18 | 1283 | 100
21836 | T1 | 7-ELEVEN INC | 7-ELEVEN STORE 36579 | 18555 STATE HIGHWAY 249 | HOUSTON | TX | 77070 | HARRIS | CN600240329 | RN102485596 | Tight fill fittings, spill containers and liquid fuel sensors installed between the double walls of tanks and pipes to monitor for leaks | The following property is used 100% for pollution control and is installed to meet or exceed federal or state regulations: Tight fill fittings, spill containers and liquid fuel sensors installed between the double walls of tanks and pipes to monitor for leaks | 2018-09-18 | 28312 | 100
21837 | T1 | 7-ELEVEN INC | TETCO STORE 76 | 3550 FAR WEST BLVD | AUSTIN | TX | 78731 | TRAVIS | CN600240329 | RN102485778 | Liquid fuel sensors installed between the double walls of tanks and pipes to monitor for leaks | The following property is used 100% for pollution control and is installed to meet or exceed federal or state regulations: Liquid fuel sensors installed between the double walls of tanks and pipes to monitor for leaks | 2018-09-18 | 1679 | 100
21838 | T1 | 7-ELEVEN INC | TETCO 658 | 7235 N GEORGE BUSH HWY | GARLAND | TX | 75044 | DALLAS | CN600240329 | RN102485828 | Tight fill fittings, under dispenser sumps and liquid fuel sensors installed between the double walls of tanks and pipes to monitor for leaks | The following property is used 100% for pollution control and is installed to meet or exceed federal or state regulations: Tight fill fittings, under dispenser sumps and liquid fuel sensors installed between the double walls of tanks and pipes to monitor for leaks | 2018-09-18 | 7023 | 100
21839 | T1 | 7-ELEVEN INC | TETCO 27 | 3100 PAT BOOKER RD | UNIVERSAL CITY | TX | 78148 | BEXAR | CN600240329 | RN102491404 | Liquid fuel sensors installed between the double walls of tanks and pipes to monitor for leaks | The following property is used 100% for pollution control and is installed to meet or exceed federal or state regulations: Liquid fuel sensors installed between the double walls of tanks and pipes to monitor for leaks | 2018-09-18 | 4284 | 100
21840 | T1 | 7-ELEVEN INC | SOUTHLAKE REFINED PRODUCTS TERMINAL | 1700 STATE HIGHWAY 26 | GRAPEVINE | TX | 76051 | TARRANT | CN600240329 | RN110885514 | Liquid fuel sensors installed between the double walls of tanks and pipes to monitor for leaks | The following property is used 100% for pollution control and is installed to meet or exceed federal or state regulations: Liquid fuel sensors installed between the double walls of tanks and pipes to monitor for leaks | 2018-09-18 | 4222 | 100
21841 | T1 | 7-ELEVEN INC | 7-ELEVEN STORE 34246 | 6350 CAMP BOWIE BLVD | FORT WORTH | TX | 76116 | TARRANT | CN600240329 | RN102645157 | Tight fill fittings, spill containers and liquid fuel sensors installed between the double walls of tanks and pipes to monitor for leaks | The following property is used 100% for pollution control and is installed to meet or exceed federal or state regulations: Tight fill fittings, spill containers and liquid fuel sensors installed between the double walls of tanks and pipes to monitor for leaks | 2018-09-18 | 17512 | 100
21842 | T1 | 7-ELEVEN INC | 7-ELEVEN STORE 34094 | 1908 YUCCA AVE | FORT WORTH | TX | 76111 | TARRANT | CN600240329 | RN102647120 | Tight fill fittings, spill containers and liquid fuel sensors installed between the double walls of tanks and pipes to monitor for leaks | The following property is used 100% for pollution control and is installed to meet or exceed federal or state regulations: Tight fill fittings, spill containers and liquid fuel sensors installed between the double walls of tanks and pipes to monitor for leaks | 2018-09-18 | 10472 | 100
21843 | T1 | 7-ELEVEN INC | 7-ELEVEN 35400 | 10208 LAKE JUNE RD | DALLAS | TX | 75217 | DALLAS | CN600240329 | RN102647583 | Spill containers | The following property is used 100% for pollution control and is installed to meet or exceed federal or state regulations: Spill containers | 2018-09-18 | 2023 | 100
21844 | T1 | 7-ELEVEN INC | 7-ELEVEN 35418 | 101 SYCAMORE SCHOOL RD | FORT WORTH | TX | 76134 | TARRANT | CN600240329 | RN102648177 | Liquid fuel sensors installed between the double walls of tanks and pipes to monitor for leaks; spill containers; and the incremental difference in cost between three double-walled tanks and comparable single-walled tanks. | The following property is used 100% for pollution control and is installed to meet or exceed federal or state regulations: Liquid fuel sensors installed between the double walls of tanks and pipes to monitor for leaks; spill containers; and the incremental difference in cost between three double-walled tanks and comparable single-walled tanks. | 2018-10-02 | 50271 | 100
21845 | T1 | 7-ELEVEN INC | 7-ELEVEN 35408 | 2021 S MAIN ST | KELLER | TX | 76248 | TARRANT | CN600240329 | RN102648425 | Tight fill fittings | The following property is used 100% for pollution control and is installed to meet or exceed federal or state regulations: Tight fill fittings | 2018-09-18 | 7681 | 100
21846 | T1 | 7-ELEVEN INC | 7-ELEVEN STORE 36601 | 7285 CRESTWAY RD | SAN ANTONIO | TX | 78239 | BEXAR | CN600240329 | RN102649290 | Under dispenser sumps | The following property is used 100% for pollution control and is installed to meet or exceed federal or state regulations: Under dispenser sumps | 2018-09-18 | 3729 | 100
21847 | T1 | 7-ELEVEN INC | 7-ELEVEN STORE 36592 | 12000 N MO PAC EXPY | AUSTIN | TX | 78758 | TRAVIS | CN600240329 | RN102649597 | Liquid fuel sensors installed between the double walls of tanks and pipes to monitor for leaks | The following property is used 100% for pollution control and is installed to meet or exceed federal or state regulations: Liquid fuel sensors installed between the double walls of tanks and pipes to monitor for leaks | 2018-09-18 | 3029 | 100
21848 | T1 | 7-ELEVEN INC | EXXON USA 60132 | 10733 HUEBNER RD | SAN ANTONIO | TX | 78240 | BEXAR | CN600240329 | RN102649605 | Liquid fuel sensors installed between the double walls of tanks and pipes to monitor for leaks | The following property is used 100% for pollution control and is installed to meet or exceed federal or state regulations: Liquid fuel sensors installed between the double walls of tanks and pipes to monitor for leaks | 2018-09-18 | 33816 | 100
21849 | T1 | 7-ELEVEN INC | 7-ELEVEN 35422 | 10120 E NORTHWEST HWY | DALLAS | TX | 75238 | DALLAS | CN600240329 | RN102649811 | Spill containers | The following property is used 100% for pollution control and is installed to meet or exceed federal or state regulations: Spill containers | 2018-09-18 | 8159 | 100
21850 | T1 | 7-ELEVEN INC | 7-ELEVEN 35384 | 5910 SINGLETON BLVD | DALLAS | TX | 75212 | DALLAS | CN600240329 | RN102650173 | Tight fill fittings and spill containers | The following property is used 100% for pollution control and is installed to meet or exceed federal or state regulations: Tight fill fittings and spill containers | 2018-09-18 | 5694 | 100
21851 | T1 | 7-ELEVEN INC | EXXON USA 63610 | 7930 CALLAGHAN RD | SAN ANTONIO | TX | 78229 | BEXAR | CN600240329 | RN102650967 | Tight fill fittings, spill containers and liquid fuel sensors installed between the double walls of tanks and pipes to monitor for leaks | The following property is used 100% for pollution control and is installed to meet or exceed federal or state regulations: Tight fill fittings, spill containers and liquid fuel sensors installed between the double walls of tanks and pipes to monitor for leaks | 2018-09-18 | 10954 | 100
21852 | T1 | 7-ELEVEN INC | 7-ELEVEN 35385 | 1501 FM 407 | LEWISVILLE | TX | 75077 | DENTON | CN600240329 | RN102651429 | Spill containers and liquid fuel sensors installed between the double walls of tanks and pipes to monitor for leaks | The following property is used 100% for pollution control and is installed to meet or exceed federal or state regulations: Spill containers and liquid fuel sensors installed between the double walls of tanks and pipes to monitor for leaks | 2018-09-18 | 13183 | 100
21853 | T1 | 7-ELEVEN INC | 7-ELEVEN 35393 | 2510 BELT LINE RD | GARLAND | TX | 75044 | DALLAS | CN600240329 | RN102651437 | Tight fill fittings and liquid fuel sensors installed between the double walls of tanks and pipes to monitor for leaks | The following property is used 100% for pollution control and is installed to meet or exceed federal or state regulations: Tight fill fittings and liquid fuel sensors installed between the double walls of tanks and pipes to monitor for leaks | 2018-09-18 | 5285 | 100
21854 | T1 | 7-ELEVEN INC | SPEEDY STOP 461 | 16707 NACOGDOCHES RD | SAN ANTONIO | TX | 78266 | COMAL | CN600240329 | RN102652013 | Tight fill fittings; liquid fuel sensors installed between the double walls of tanks and pipes to monitor for leaks; spill containers; under dispenser sumps; and the incremental difference in cost between two double-walled tanks and comparable single-walled tanks. | The following property is used 100% for pollution control and is installed to meet or exceed federal or state regulations: Tight fill fittings; liquid fuel sensors installed between the double walls of tanks and pipes to monitor for leaks; spill containers; under dispenser sumps; and the incremental difference in cost between two double-walled tanks and comparable single-walled tanks. | 2018-10-16 | 267247 | 100
21855 | T1 | 7-ELEVEN INC | 7-ELEVEN 35390 | 8100 S INTERSTATE 35 E | CORINTH | TX | 76210 | DENTON | CN600240329 | RN102652823 | Tight fill fittings | The following property is used 100% for pollution control and is installed to meet or exceed federal or state regulations: Tight fill fittings | 2018-10-16 | 2105 | 100
21856 | T1 | 7-ELEVEN INC | 7-ELEVEN 35386 | 2503 LEMMON AVE | DALLAS | TX | 75204 | DALLAS | CN600240329 | RN102653110 | Tight fill fittings, under dispenser sumps and liquid fuel sensors installed between the double walls of tanks and pipes to monitor for leaks | The following property is used 100% for pollution control and is installed to meet or exceed federal or state regulations: Tight fill fittings, under dispenser sumps and liquid fuel sensors installed between the double walls of tanks and pipes to monitor for leaks | 2018-09-18 | 17591 | 100
21857 | T1 | 7-ELEVEN INC | SPEEDY STOP 438 | 7203 CULEBRA RD | SAN ANTONIO | TX | 78251 | BEXAR | CN600240329 | RN102653367 | Liquid fuel sensors installed between the double walls of tanks and pipes to monitor for leaks | The following property is used 100% for pollution control and is installed to meet or exceed federal or state regulations: Liquid fuel sensors installed between the double walls of tanks and pipes to monitor for leaks | 2018-09-18 | 4084 | 100
21858 | T1 | 7-ELEVEN INC | 7-ELEVEN STORE 36604 | 6518 ED BLUESTEIN BLVD | AUSTIN | TX | 78723 | TRAVIS | CN600240329 | RN102653615 | Tight fill fittings and liquid fuel sensors installed between the double walls of tanks and pipes to monitor for leaks | The following property is used 100% for pollution control and is installed to meet or exceed federal or state regulations: Tight fill fittings and liquid fuel sensors installed between the double walls of tanks and pipes to monitor for leaks | 2018-10-16 | 6577 | 100
21859 | T1 | 7-ELEVEN INC | EXXON RS 61165 | 1607 INWOOD RD | DALLAS | TX | 75247 | DALLAS | CN600240329 | RN102654076 | Spill containers | The following property is used 100% for pollution control and is installed to meet or exceed federal or state regulations: Spill containers | 2018-09-18 | 2995 | 100
21860 | T1 | 7-ELEVEN INC | 7-ELEVEN 35392 | 3500 SYCAMORE SCHOOL RD | FORT WORTH | TX | 76133 | TARRANT | CN600240329 | RN102654084 | Tight fill fittings, automatic line leak detectors and liquid fuel sensors installed between the double walls of tanks and pipes to monitor for leaks | The following property is used 100% for pollution control and is installed to meet or exceed federal or state regulations: Tight fill fittings, automatic line leak detectors and liquid fuel sensors installed between the double walls of tanks and pipes to monitor for leaks | 2018-09-18 | 8226 | 100
21861 | T1 | 7-ELEVEN INC | EXXON TIGER MARKET 62016 | 2311 BABCOCK RD | SAN ANTONIO | TX | 78229 | BEXAR | CN600240329 | RN102654530 | Tight fill fittings and liquid fuel sensors installed between the double walls of tanks and pipes to monitor for leaks | The following property is used 100% for pollution control and is installed to meet or exceed federal or state regulations: Tight fill fittings and liquid fuel sensors installed between the double walls of tanks and pipes to monitor for leaks | 2018-09-18 | 5095 | 100
21862 | T1 | 7-ELEVEN INC | 7-ELEVEN STORE 36600 | 1625 E PARMER LN | AUSTIN | TX | 78753 | TRAVIS | CN600240329 | RN102654894 | Spill containers and automatic line leak detectors | The following property is used 100% for pollution control and is installed to meet or exceed federal or state regulations: Spill containers and automatic line leak detectors | 2018-09-18 | 12529 | 100
21863 | T1 | 7-ELEVEN INC | 7-ELEVEN 36449 | 5950 S R L THORNTON FWY | DALLAS | TX | 75232 | DALLAS | CN600240329 | RN106757446 | Liquid fuel sensors installed between the double walls of tanks and pipes to monitor for leaks and spill containers. | The following property is used 100% for pollution control and is installed to meet or exceed federal or state regulations: Liquid fuel sensors installed between the double walls of tanks and pipes to monitor for leaks and spill containers. | 2018-09-18 | 14197 | 100
21864 | T1 | 7-ELEVEN INC | EXXON RS 68128 | 8302 ABRAMS RD | DALLAS | TX | 75243 | DALLAS | CN600240329 | RN102654928 | Tight fill fittings and liquid fuel sensors installed between the double walls of tanks and pipes to monitor for leaks | The following property is used 100% for pollution control and is installed to meet or exceed federal or state regulations: Tight fill fittings and liquid fuel sensors installed between the double walls of tanks and pipes to monitor for leaks | 2018-09-18 | 9002 | 100
21865 | T1 | 7-ELEVEN INC | 7-ELEVEN 35678 | 980 NW JOHN JONES DR | BURLESON | TX | 76028 | JOHNSON | CN600240329 | RN106765027 | Spill containers. | The following property is used 100% for pollution control and is installed to meet or exceed federal or state regulations: Spill containers. | 2018-09-18 | 2143 | 100
21866 | T1 | 7-ELEVEN INC | 7-ELEVEN STORE 36618 | 7114 N IH 35 | AUSTIN | TX | 78752 | TRAVIS | CN600240329 | RN102655057 | Spill containers and liquid fuel sensors installed between the double walls of tanks and pipes to monitor for leaks | The following property is used 100% for pollution control and is installed to meet or exceed federal or state regulations: Spill containers and liquid fuel sensors installed between the double walls of tanks and pipes to monitor for leaks | 2018-09-18 | 3895 | 100
21867 | T1 | 7-ELEVEN INC | SPEEDY STOP 419 | 14730 N INTERSTATE 35 | AUSTIN | TX | 78728 | TRAVIS | CN600240329 | RN102655362 | Tight fill fittings | The following property is used 100% for pollution control and is installed to meet or exceed federal or state regulations: Tight fill fittings | 2018-09-18 | 2102 | 100
21868 | T1 | 7-ELEVEN INC | 7-ELEVEN 37099 | 100 N CUSTER RD | MCKINNEY | TX | 75071 | COLLIN | CN600240329 | RN107629156 | Tight fill fittings; liquid fuel sensors installed between the double walls of tanks and pipes to monitor for leaks; spill containers; under dispenser sumps; and the incremental difference in cost between two double-walled tanks and comparable single-walled tanks. | The following property is used 100% for pollution control and is installed to meet or exceed federal or state regulations: Tight fill fittings; liquid fuel sensors installed between the double walls of tanks and pipes to monitor for leaks; spill containers; under dispenser sumps; and the incremental difference in cost between two double-walled tanks and comparable single-walled tanks. | 2018-09-25 | 109953 | 100
21869 | T1 | 7-ELEVEN INC | 7-ELEVEN 37179 | 100 S NEW RD | WACO | TX | 76710 | MCLENNAN | CN600240329 | RN102655446 | Tight fill fittings, under dispenser sumps, spill containers and liquid fuel sensors installed between the double walls of tanks and pipes to monitor for leaks | The following property is used 100% for pollution control and is installed to meet or exceed federal or state regulations: Tight fill fittings, under dispenser sumps, spill containers and liquid fuel sensors installed between the double walls of tanks and pipes to monitor for leaks | 2018-09-18 | 76814 | 100
21870 | T1 | 7-ELEVEN INC | 7-ELEVEN 37170 | 5965 DALLAS PKWY | PLANO | TX | 75093 | COLLIN | CN600240329 | RN108298969 | Tight fill fittings; liquid fuel sensors installed between the double walls of tanks and pipes to monitor for leaks; spill containers; under dispenser sumps; the incremental difference in cost between two double-walled tanks and comparable single-walled tanks; and the incremental difference in cost between the concrete paving covering the underground tanks and pipes and the other paving at the facility calculated using the difference in cost per square foot. | The following property is used 100% for pollution control and is installed to meet or exceed federal or state regulations: Tight fill fittings; liquid fuel sensors installed between the double walls of tanks and pipes to monitor for leaks; spill containers; under dispenser sumps; the incremental difference in cost between two double-walled tanks and comparable single-walled tanks; and the incremental difference in cost between the concrete paving covering the underground tanks and pipes and the other paving at the facility calculated using the difference in cost per square foot. | 2018-09-25 | 105639 | 100
21871 | T1 | 7-ELEVEN INC | EXXON SHOP 61982 | 7650 CAMPBELL RD | DALLAS | TX | 75248 | DALLAS | CN600240329 | RN102655453 | Spill containers | The following property is used 100% for pollution control and is installed to meet or exceed federal or state regulations: Spill containers | 2018-09-18 | 2935 | 100
21872 | T1 | 7-ELEVEN INC | 7-ELEVEN 37218 | 1618 N ZARZAMORA ST | SAN ANTONIO | TX | 78201 | BEXAR | CN600240329 | RN108509878 | Tight fill fittings; liquid fuel sensors installed between the double walls of tanks and pipes to monitor for leaks; spill containers; under dispenser sumps; and the incremental difference in cost between two double-walled tanks and comparable single-walled tanks. | The following property is used 100% for pollution control and is installed to meet or exceed federal or state regulations: Tight fill fittings; liquid fuel sensors installed between the double walls of tanks and pipes to monitor for leaks; spill containers; under dispenser sumps; and the incremental difference in cost between two double-walled tanks and comparable single-walled tanks. | 2018-09-25 | 85171 | 100
21873 | T1 | 7-ELEVEN INC | 7-ELEVEN 37211 | 490 FM 548 | FORNEY | TX | 75126 | KAUFMAN | CN600240329 | RN108510165 | Spill containers. | The following property is used 100% for pollution control and is installed to meet or exceed federal or state regulations: Spill containers. | 2018-09-18 | 3718 | 100
21874 | T1 | 7-ELEVEN INC | 7-ELEVEN 37277 | 26749 E UNIVERSITY | AUBREY | TX | 76227 | DENTON | CN600240329 | RN108715186 | Tight fill fittings; liquid fuel sensors installed between the double walls of tanks and pipes to monitor for leaks; spill containers; under dispenser sumps; the incremental difference in cost between two double-walled tanks and comparable single-walled tanks; and the incremental difference in cost between the concrete paving covering the underground tanks and pipes and the other paving at the facility calculated using the difference in cost per square foot. | The following property is used 100% for pollution control and is installed to meet or exceed federal or state regulations: The following property is used 100% for pollution control and is installed to meet or exceed federal or state regulations: | 2018-09-25 | 165584 | 100
21875 | T1 | 7-ELEVEN INC | 7-ELEVEN 37266 | 3581 PLANO PKWY | LEWISVILLE | TX | 75056 | DALLAS | CN600240329 | RN108725730 | Tight fill fittings; liquid fuel sensors installed between the double walls of tanks and pipes to monitor for leaks; spill containers; under dispenser sumps; and the incremental difference in cost between two double-walled tanks and comparable single-walled tanks. | The following property is used 100% for pollution control and is installed to meet or exceed federal or state regulations: Tight fill fittings; liquid fuel sensors installed between the double walls of tanks and pipes to monitor for leaks; spill containers; under dispenser sumps; and the incremental difference in cost between two double-walled tanks and comparable single-walled tanks. | 2018-10-16 | 188537 | 100
21876 | T1 | 7-ELEVEN INC | 7-ELEVEN STORE 36593 | 2618 S ZARZAMORA ST | SAN ANTONIO | TX | 78207 | BEXAR | CN600240329 | RN102656113 | Liquid fuel sensors installed between the double walls of tanks and pipes to monitor for leaks | The following property is used 100% for pollution control and is installed to meet or exceed federal or state regulations: Liquid fuel sensors installed between the double walls of tanks and pipes to monitor for leaks | 2018-09-18 | 35516 | 100
21877 | T1 | 7-ELEVEN INC | 7-ELEVEN 37296 | 3911 MEDICAL CENTER DR | MCKINNEY | TX | 75069 | COLLIN | CN600240329 | RN108968314 | Tight fill fittings; liquid fuel sensors installed between the double walls of tanks and pipes to monitor for leaks; under dispenser sumps; the incremental difference in cost between two double-walled tanks and comparable single-walled tanks; and the incremental difference in cost between the concrete paving covering the underground tanks and pipes and the other paving at the facility calculated using the difference in cost per square foot. | The following property is used 100% for pollution control and is installed to meet or exceed federal or state regulations: Tight fill fittings; liquid fuel sensors installed between the double walls of tanks and pipes to monitor for leaks; under dispenser sumps; the incremental difference in cost between two double-walled tanks and comparable single-walled tanks; and the incremental difference in cost between the concrete paving covering the underground tanks and pipes and the other paving at the facility calculated using the difference in cost per square foot. | 2018-09-25 | 103040 | 100
21878 | T1 | 7-ELEVEN INC | 7-ELEVEN STORE 36587 | 6515 S IH 35 | AUSTIN | TX | 78744 | TRAVIS | CN600240329 | RN102656147 | Tight fill fittings, spill containers and liquid fuel sensors installed between the double walls of tanks and pipes to monitor for leaks | The following property is used 100% for pollution control and is installed to meet or exceed federal or state regulations: Tight fill fittings, spill containers and liquid fuel sensors installed between the double walls of tanks and pipes to monitor for leaks | 2018-09-18 | 12280 | 100
21879 | T1 | 7-ELEVEN INC | 7-ELEVEN 37328 | 7810 STATE HIGHWAY 78 | SACHSE | TX | 75048 | DALLAS | CN600240329 | RN109126300 | Tight fill fittings; liquid fuel sensors installed between the double walls of tanks and pipes to monitor for leaks; under dispenser sumps; the incremental difference in cost between two double-walled tanks and comparable single-walled tanks; and the incremental difference in cost between the concrete paving covering the underground tanks and pipes and the other paving at the facility calculated using the difference in cost per square foot. | The following property is used 100% for pollution control and is installed to meet or exceed federal or state regulations: Tight fill fittings; liquid fuel sensors installed between the double walls of tanks and pipes to monitor for leaks; under dispenser sumps; the incremental difference in cost between two double-walled tanks and comparable single-walled tanks; and the incremental difference in cost between the concrete paving covering the underground tanks and pipes and the other paving at the facility calculated using the difference in cost per square foot. | 2018-10-02 | 310912 | 100
21880 | T1 | 7-ELEVEN INC | 7-ELEVEN 37185 | 1510 W WHITE ST | ANNA | TX | 75409 | COLLIN | CN600240329 | RN109246082 | Tight fill fittings; liquid fuel sensors installed between the double walls of tanks and pipes to monitor for leaks; under dispenser sumps; and the incremental difference in cost between two double-walled tanks and comparable single-walled tanks. | The following property is used 100% for pollution control and is installed to meet or exceed federal or state regulations: Tight fill fittings; liquid fuel sensors installed between the double walls of tanks and pipes to monitor for leaks; under dispenser sumps; and the incremental difference in cost between two double-walled tanks and comparable single-walled tanks. | 2018-09-25 | 120837 | 100
21881 | T1 | 7-ELEVEN INC | 7-ELEVEN STORE 36582 | 4150 N LOOP 1604 W | SHAVANO PARK | TX | 78231 | BEXAR | CN600240329 | RN102657889 | Tight fill fittings and liquid fuel sensors installed between the double walls of tanks and pipes to monitor for leaks | The following property is used 100% for pollution control and is installed to meet or exceed federal or state regulations: Tight fill fittings and liquid fuel sensors installed between the double walls of tanks and pipes to monitor for leaks | 2018-09-18 | 13560 | 100
21882 | T1 | 7-ELEVEN INC | 7-ELEVEN 35405 | 3716 MAPLE AVE | DALLAS | TX | 75219 | DALLAS | CN600240329 | RN102658796 | Tight fill fittings, spill containers and under dispenser sumps | The following property is used 100% for pollution control and is installed to meet or exceed federal or state regulations: Tight fill fittings, spill containers and under dispenser sumps | 2018-09-18 | 31093 | 100
21883 | T1 | 7-ELEVEN INC | 7-ELEVEN 37726 | 1220 E NEW HOPE DR | CEDAR PARK | TX | 78613 | WILLIAMSON | CN600240329 | RN109250126 | Tight fill fittings; liquid fuel sensors installed between the double walls of tanks and pipes to monitor for leaks; spill containers; under dispenser sumps; and the incremental difference in cost between two double-walled tanks and comparable single-walled tanks. | The following property is used 100% for pollution control and is installed to meet or exceed federal or state regulations: Tight fill fittings; liquid fuel sensors installed between the double walls of tanks and pipes to monitor for leaks; spill containers; under dispenser sumps; and the incremental difference in cost between two double-walled tanks and comparable single-walled tanks. | 2018-09-25 | 170124 | 100
21884 | T1 | 7-ELEVEN INC | 7-ELEVEN 37609 | 700 W PRINCETON DR | PRINCETON | TX | 75407 | COLLIN | CN600240329 | RN109290833 | Tight fill fittings; liquid fuel sensors installed between the double walls of tanks and pipes to monitor for leaks; under dispenser sumps; and the incremental difference in cost between two double-walled tanks and comparable single-walled tanks. | The following property is used 100% for pollution control and is installed to meet or exceed federal or state regulations: Tight fill fittings; liquid fuel sensors installed between the double walls of tanks and pipes to monitor for leaks; under dispenser sumps; and the incremental difference in cost between two double-walled tanks and comparable single-walled tanks. | 2018-09-25 | 167532 | 100
21885 | T1 | 7-ELEVEN INC | 7-ELEVEN 35401 | 1975 E PRICE ST | KELLER | TX | 76248 | TARRANT | CN600240329 | RN102658937 | Tight fill fittings, spill containers and liquid fuel sensors installed between the double walls of tanks and pipes to monitor for leaks | The following property is used 100% for pollution control and is installed to meet or exceed federal or state regulations: Tight fill fittings, spill containers and liquid fuel sensors installed between the double walls of tanks and pipes to monitor for leaks | 2018-09-18 | 11491 | 100
21886 | T1 | 7-ELEVEN INC | 7-ELEVEN 35399 | 1325 GROSS RD | MESQUITE | TX | 75149 | DALLAS | CN600240329 | RN102659000 | Spill containers | The following property is used 100% for pollution control and is installed to meet or exceed federal or state regulations: Spill containers | 2018-09-18 | 6575 | 100
21887 | T1 | 7-ELEVEN INC | 7-ELEVEN 37616 | 860 LONG PRAIRIE RD | FLOWER MOUND | TX | 75022 | DENTON | CN600240329 | RN109315267 | Tight fill fittings; liquid fuel sensors installed between the double walls of tanks and pipes to monitor for leaks; spill containers; under dispenser sumps; and the incremental difference in cost between two double-walled tanks and comparable single-walled tanks. | The following property is used 100% for pollution control and is installed to meet or exceed federal or state regulations: Tight fill fittings; liquid fuel sensors installed between the double walls of tanks and pipes to monitor for leaks; spill containers; under dispenser sumps; and the incremental difference in cost between two double-walled tanks and comparable single-walled tanks. | 2018-09-25 | 134459 | 100
21888 | T1 | 7-ELEVEN INC | 7-ELEVEN 38113 | 601 FM 2281 | LEWISVILLE | TX | 75056 | DENTON | CN600240329 | RN109686584 | Tight fill fittings; liquid fuel sensors installed between the double walls of tanks and pipes to monitor for leaks; spill containers; under dispenser sumps; the incremental difference in cost between two double-walled tanks and comparable single-walled tanks and the incremental difference in cost between the concrete paving covering the underground tanks and pipes and the other paving at the facility calculated using the difference in cost per square foot. | The following property is used 100% for pollution control and is installed to meet or exceed federal or state regulations: Tight fill fittings; liquid fuel sensors installed between the double walls of tanks and pipes to monitor for leaks; spill containers; under dispenser sumps; the incremental difference in cost between two double-walled tanks and comparable single-walled tanks and the incremental difference in cost between the concrete paving covering the underground tanks and pipes and the other paving at the facility calculated using the difference in cost per square foot. | 2018-09-25 | 163858 | 100
21889 | T1 | 7-ELEVEN INC | 7-ELEVEN 38057 | 3054 RIGSBY AVE | SAN ANTONIO | TX | 78222 | BEXAR | CN600240329 | RN109766469 | Tight fill fittings; liquid fuel sensors installed between the double walls of tanks and pipes to monitor for leaks; spill containers; under dispenser sumps; and the incremental difference in cost between two double-walled tanks and comparable single-walled tanks. | The following property is used 100% for pollution control and is installed to meet or exceed federal or state regulations: Tight fill fittings; liquid fuel sensors installed between the double walls of tanks and pipes to monitor for leaks; spill containers; under dispenser sumps; and the incremental difference in cost between two double-walled tanks and comparable single-walled tanks. | 2018-09-25 | 191742 | 100
21890 | T1 | 7-ELEVEN INC | 7-ELEVEN 36595 | 5603 N FOSTER RD | SAN ANTONIO | TX | 78244 | BEXAR | CN600240329 | RN102659208 | Under dispenser sumps and liquid fuel sensors installed between the double walls of tanks and pipes to monitor for leaks | The following property is used 100% for pollution control and is installed to meet or exceed federal or state regulations: Under dispenser sumps and liquid fuel sensors installed between the double walls of tanks and pipes to monitor for leaks | 2018-09-18 | 2504 | 100
21891 | T1 | 7-ELEVEN INC | 7-ELEVEN STORE 36598 | 942 KITTY HAWK RD | UNIVERSAL CITY | TX | 78148 | BEXAR | CN600240329 | RN102659349 | Liquid fuel sensors installed between the double walls of tanks and pipes to monitor for leaks | The following property is used 100% for pollution control and is installed to meet or exceed federal or state regulations: Liquid fuel sensors installed between the double walls of tanks and pipes to monitor for leaks | 2018-09-18 | 29237 | 100
21892 | T1 | 7-ELEVEN INC | 7-ELEVEN 35402 | 2821 S WALTON WALKER BLVD | DALLAS | TX | 75211 | DALLAS | CN600240329 | RN102659398 | Tight fill fittings, spill containers and liquid fuel sensors installed between the double walls of tanks and pipes to monitor for leaks | The following property is used 100% for pollution control and is installed to meet or exceed federal or state regulations: Tight fill fittings, spill containers and liquid fuel sensors installed between the double walls of tanks and pipes to monitor for leaks | 2018-09-18 | 94147 | 100
21893 | T1 | 7-ELEVEN INC | 7-ELEVEN STORE 36591 | 201 W BEN WHITE BLVD | AUSTIN | TX | 78704 | TRAVIS | CN600240329 | RN102659455 | Tight fill fittings and liquid fuel sensors installed between the double walls of tanks and pipes to monitor for leaks | The following property is used 100% for pollution control and is installed to meet or exceed federal or state regulations: Tight fill fittings and liquid fuel sensors installed between the double walls of tanks and pipes to monitor for leaks | 2018-09-18 | 5443 | 100
21894 | T1 | 7-ELEVEN INC | 7-ELEVEN 35398 | 2509 NORTHEAST PKWY | GARLAND | TX | 75040 | DALLAS | CN600240329 | RN102659661 | Tight fill fittings; liquid fuel sensors installed between the double walls of tanks and pipes to monitor for leaks; and the incremental difference in cost between three double-walled tanks and comparable single-walled tanks. | The following property is used 100% for pollution control and is installed to meet or exceed federal or state regulations: Tight fill fittings; liquid fuel sensors installed between the double walls of tanks and pipes to monitor for leaks; and the incremental difference in cost between three double-walled tanks and comparable single-walled tanks. | 2018-10-02 | 92211 | 100
21895 | T1 | 7-ELEVEN INC | 7-ELEVEN STORE 36602 | 11702 N IH 35 | SAN ANTONIO | TX | 78233 | BEXAR | CN600240329 | RN102659810 | Tight fill fittings, under dispenser sumps and liquid fuel sensors installed between the double walls of tanks and pipes to monitor for leaks | The following property is used 100% for pollution control and is installed to meet or exceed federal or state regulations: Tight fill fittings, under dispenser sumps and liquid fuel sensors installed between the double walls of tanks and pipes to monitor for leaks | 2018-09-18 | 44399 | 100
21896 | T1 | 7-ELEVEN INC | 7-ELEVEN 35403 | 5671 E MOCKINGBIRD LN | DALLAS | TX | 75206 | DALLAS | CN600240329 | RN102660172 | Liquid fuel sensors installed between the double walls of tanks and pipes to monitor for leaks and spill containers. | The following property is used 100% for pollution control and is installed to meet or exceed federal or state regulations: Liquid fuel sensors installed between the double walls of tanks and pipes to monitor for leaks and spill containers. | 2018-10-02 | 1843 | 100
21897 | T1 | 7-ELEVEN INC | 7-ELEVEN 35383 | 460 E ROUND GROVE RD | LEWISVILLE | TX | 75067 | DENTON | CN600240329 | RN102660248 | Tight fill fittings. | The following property is used 100% for pollution control and is installed to meet or exceed federal or state regulations: Tight fill fittings | 2018-10-16 | 1816 | 100
21898 | T1 | 7-ELEVEN INC | 7-ELEVEN STORE 36641 | 3431 W WILLIAM CANNON DR | AUSTIN | TX | 78745 | TRAVIS | CN600240329 | RN102660560 | Liquid fuel sensors installed between the double walls of tanks and pipes to monitor for leaks. | The following property is used 100% for pollution control and is installed to meet or exceed federal or state regulations: Liquid fuel sensors installed between the double walls of tanks and pipes to monitor for leaks. | 2018-10-02 | 1396 | 100
21899 | T1 | 7-ELEVEN INC | SPEEDY STOP 225 | 3401 HIGHWAY 21 E | BRYAN | TX | 77808 | BRAZOS | CN600240329 | RN102718475 | Tight fill fittings; automatic leak detectors; and liquid fuel sensors installed between the double walls of tanks and pipes to monitor for leaks. | The following property is used 100% for pollution control and is installed to meet or exceed federal or state regulations: Tight fill fittings; automatic leak detectors; and liquid fuel sensors installed between the double walls of tanks and pipes to monitor for leaks. | 2018-10-02 | 32939 | 100
21900 | T1 | 7-ELEVEN INC | 7-ELEVEN 36624 | 12011 SAN PEDRO AVE | SAN ANTONIO | TX | 78216 | BEXAR | CN600240329 | RN102749470 | Tight fill fittings and liquid fuel sensors installed between the double walls of tanks and pipes to monitor for leaks. | The following property is used 100% for pollution control and is installed to meet or exceed federal or state regulations: Tight fill fittings and liquid fuel sensors installed between the double walls of tanks and pipes to monitor for leaks. | 2018-10-02 | 8224 | 100
21901 | T1 | 7-ELEVEN INC | 7-ELEVEN 32740 | 18078 MARSH LN | DALLAS | TX | 75287 | DALLAS | CN600240329 | RN102766037 | Liquid fuel sensors installed between the double walls of tanks and pipes to monitor for leaks and spill containers. | The following property is used 100% for pollution control and is installed to meet or exceed federal or state regulations: Liquid fuel sensors installed between the double walls of tanks and pipes to monitor for leaks and spill containers. | 2018-10-16 | 16270 | 100
21902 | T1 | 7-ELEVEN INC | 7-ELEVEN STORE 36603 | 2801 LA FRONTERA BLVD | ROUND ROCK | TX | 78681 | WILLIAMSON | CN600240329 | RN102724788 | Tight fill fittings and liquid fuel sensors installed between the double walls of tanks and pipes to monitor for leaks. | The following property is used 100% for pollution control and is installed to meet or exceed federal or state regulations: Tight fill fittings and liquid fuel sensors installed between the double walls of tanks and pipes to monitor for leaks. | 2018-10-02 | 13785 | 100
21903 | T1 | 7-ELEVEN INC | 7-ELEVEN 34092 | 7490 OAKMONT BLVD | FORT WORTH | TX | 76132 | TARRANT | CN600240329 | RN102781101 | Tight fill fittings. | The following property is used 100% for pollution control and is installed to meet or exceed federal or state regulations: Tight fill fittings. | 2018-10-02 | 3227 | 100
21904 | T1 | 7-ELEVEN INC | TETCO 252 | 2899 THOUSAND OAKS DR | SAN ANTONIO | TX | 78232 | BEXAR | CN600240329 | RN102745197 | Tight fill fittings and liquid fuel sensors installed between the double walls of tanks and pipes to monitor for leaks. | The following property is used 100% for pollution control and is installed to meet or exceed federal or state regulations: Tight fill fittings and liquid fuel sensors installed between the double walls of tanks and pipes to monitor for leaks. | 2018-10-02 | 5444 | 100
21905 | T1 | 7-ELEVEN INC | 7-ELEVEN 34108 | 1814 N CENTRAL EXPY | MCKINNEY | TX | 75070 | COLLIN | CN600240329 | RN102793163 | Tight fill fittings and spill containers. | The following property is used 100% for pollution control and is installed to meet or exceed federal or state regulations: Tight fill fittings and spill containers. | 2018-10-02 | 4360 | 100
21906 | T1 | 7-ELEVEN INC | 7-ELEVEN 34096 | 6360 DAVIS BLVD | NORTH RICHLAND HILLS | TX | 76182 | TARRANT | CN600240329 | RN102793437 | Tight fill fittings. | The following property is used 100% for pollution control and is installed to meet or exceed federal or state regulations: Tight fill fittings. | 2018-10-02 | 51146 | 100
21907 | T1 | 7-ELEVEN INC | 7-ELEVEN 34095 | 2551 MEACHAM BLVD | FORT WORTH | TX | 76137 | TARRANT | CN600240329 | RN102795143 | Tight fill fittings and spill containers. | The following property is used 100% for pollution control and is installed to meet or exceed federal or state regulations: Tight fill fittings and spill containers. | 2018-10-02 | 5231 | 100
21908 | T1 | 7-ELEVEN INC | 7-ELEVEN 32912 | 6465 PRESTON RD | PLANO | TX | 75024 | COLLIN | CN600240329 | RN102820511 | Liquid fuel sensors installed between the double walls of tanks and pipes to monitor for leaks and the incremental difference in cost between one double-walled tank and comparable single-walled tank. | The following property is used 100% for pollution control and is installed to meet or exceed federal or state regulations: Liquid fuel sensors installed between the double walls of tanks and pipes to monitor for leaks and the incremental difference in cost between one double-walled tank and comparable single-walled tank. | 2018-10-02 | 13834 | 100
21909 | T1 | 7-ELEVEN INC | 7-ELEVEN 36274 | 3324 NORTHLAND DR | AUSTIN | TX | 78731 | TRAVIS | CN600240329 | RN102847035 | Liquid fuel sensors installed between the double walls of tanks and pipes to monitor for leaks and under dispenser sumps. | The following property is used 100% for pollution control and is installed to meet or exceed federal or state regulations: Liquid fuel sensors installed between the double walls of tanks and pipes to monitor for leaks and under dispenser sumps. | 2018-10-02 | 11345 | 100
21910 | T1 | 7-ELEVEN INC | 7-ELEVEN 36405 | 467 W CAMERON AVE | ROCKDALE | TX | 76567 | MILAM | CN600240329 | RN102850591 | Liquid fuel sensors installed between the double walls of tanks and pipes to monitor for leaks; spill containers; and under dispenser sumps. | The following property is used 100% for pollution control and is installed to meet or exceed federal or state regulations: Liquid fuel sensors installed between the double walls of tanks and pipes to monitor for leaks; spill containers; and under dispenser sumps. | 2018-10-02 | 43889 | 100
21911 | T1 | 7-ELEVEN INC | 7-ELEVEN 33302 | 10565 CUSTER RD | PLANO | TX | 75025 | COLLIN | CN600240329 | RN102851680 | Tight fill fittings; liquid fuel sensors installed between the double walls of tanks and pipes to monitor for leaks; and spill containers. | The following property is used 100% for pollution control and is installed to meet or exceed federal or state regulations: Tight fill fittings; liquid fuel sensors installed between the double walls of tanks and pipes to monitor for leaks; and spill containers. | 2018-10-02 | 6211 | 100
21912 | T1 | NALCO COMPANY LLC | NALCO FRESNO FACILITY | 3130 FM 521 RD | FRESNO | TX | 77545 | FORT BEND | CN602898751 | RN101618882 | VOC emissions collection piping, hoods and vacuum system to route chemical packaging emissions to a thermal oxidizer for incineration. | The following property is used 100% for pollution control and is installed to meet or exceed federal or state regulations: VOC emissions collection piping, hoods and vacuum system to route chemical packaging emissions to a thermal oxidizer for incineration. | 2018-06-21 | 1500000 | 100
21913 | T3 | NALCO COMPANY LLC | NALCO FRESNO FACILITY | 3130 FM 521 RD | FRESNO | TX | 77545 | FORT BEND | CN602898751 | RN101618882 | Piping to transfer chemicals to temporary storage tanks; three temporary storage tanks (T-4148, T-2101 and T-2102) and six pumps to transfer chemicals from the reactors to the temporary storage tanks and from the temporary storage tanks to the drum and tote fill stations with submerged fill piping. | The following property is used 91.94% for pollution control and is installed to meet or exceed federal or state regulations: Piping to transfer chemicals to temporary storage tanks; three temporary storage tanks (T-4148, T-2101 and T-2102) and six pumps to transfer chemicals from the reactors to the temporary storage tanks and from the temporary storage tanks to the drum and tote fill stations with submerged fill piping. | 2018-10-04 | 2242891 | 91.94
21914 | T1 | LUBRIZOL OILFIELD SOLUTIONS INC | ELMENDORF PLANT | 4420 S FLORES RD | ELMENDORF | TX | 78112 | BEXAR | CN604800227 | RN100854108 | Three Dust Collectors for the conveyor systems that transfer dry chemical raw materials to the North and South Plants; One Thermal Oxidizer; One Mist Collector for the Thermal Oxidizer; Ten Wet Scrubbers for the South Plant reactors, the North Plant Reactors, the tote and drum packaging and truck loading areas; the chemical storage tanks T-101 and T-201, and the thermal oxidizer; Monitoring Equipment for the Thermal Oxidizer including pressure and temperature transmitters, airflow, pH and density meters, high temperature oxygen monitor, oxygen analyzer, flammability analyzer, hydrogen detector, logic controllers, human machine interface controllers, wiring and instrumentation to collect and analyze the data; Vent Emissions Collection System including vents, valves, piping, fans, blowers, headers, vessels, supports and rupture disks. | The following property is used 100% for pollution contol and is installed to meet or exceed federal or state regulations: Three Dust Collectors for the conveyor systems that transfer dry chemical raw materials to the North and South Plants; One Thermal Oxidizer; One Mist Collector for the Thermal Oxidizer; Ten Wet Scrubbers for the South Plant reactors, the North Plant Reactors, the tote and drum packaging and truck loading areas; the chemical storage tanks T-101 and T-201, and the thermal oxidizer; Monitoring Equipment for the Thermal Oxidizer including pressure and temperature transmitters, airflow, pH and density meters, high temperature oxygen monitor, oxygen analyzer, flammability analyzer, hydrogen detector, logic controllers, human machine interface controllers, wiring and instrumentation to collect and analyze the data; Vent Emissions Collection System including vents, valves, piping, fans, blowers, headers, vessels, supports and rupture disks. | 2018-07-13 | 5490000 | 100
21915 | T1 | ENLINK CRUDE PIPELINE LLC | HIGH LONESOME CDP | FROM CRANE HEAD E ON TX-329 E TOWARD DOROTHEA ST FOR 10.2MI TURN L ONTO FM1492 N FOR 7MI TURN R ONTO COUNTY RD 308 FOR 3.3MI TURN R ONTO COUNTY RD 111 FOR 3.7MI TO FIND DESTINATION ON R |  | TX | 79731 | UPTON | CN605315951 | RN109451039 | Secondary containment consisting of an earthen berm covered with a 20-mil reinforced polyethylene liner around crude oil tanks and high-level alarms on crude oil tanks. | The following property is used 100% for pollution control and is installed to meet or exceed federal or state regulations: Secondary containment consisting of an earthen berm covered with a 20-mil reinforced polyethylene liner around crude oil tanks and high-level alarms on crude oil tanks | 2018-06-22 | 5490000 | 100
21916 | T1 | DELAWARE G&P LLC | LOBO PROCESSING PLANT | Latitude = 31.751388, Longitude = -103.506944 |  | TX | 79754 | LOVING | CN605246016 | RN107914277 | Flare and knockout tanks. | The following property is used 100% for pollution control and is installed to meet or exceed federal or state regulations: Four flares and associated knockout tanks. | 2018-06-27 | 1651777.27 | 100
21917 | T1 | 7-ELEVEN INC | 7-ELEVEN 36356 | 4210 N JOSEY LN | CARROLLTON | TX | 75010 | DENTON | CN600240329 | RN100574995 | Spill containers and liquid fuel sensors installed between the double walls of tanks and pipes to monitor for leaks | The following property is used 100% for pollution control and is installed to meet or exceed federal or state regulations: Spill containers and liquid fuel sensors installed between the double walls of tanks and pipes to monitor for leaks | 2018-09-18 | 6031 | 100
21918 | T1 | GOODMAN MANUFACTURING COMPANY LP | GOODMAN PRE-TREATMENT PLANT | 19001 KERMIER RD | WALLER | TX | 77484 | HARRIS | CN601306079 | RN108007725 | Six industrial wastewater systems each consisting of a Stage 2 tank, overflow trench, and underground piping from trench to sump. | The following property is used 100% for pollution control and is installed to meet or exceed federal or state regulations: Six industrial wastewater systems each consisting of a Stage 2 tank, overflow trench, and underground piping from trench to sump. | 2018-07-16 | 1376400 | 100
21919 | T1 | OLDCASTLE APG WEST INC | CCI MANUFACTURING KELLER SITE | 2725 PRESTIGE RD | FORT WORTH | TX | 76244 | TARRANT | CN603967183 | RN102062494 | Stormwater containment pond | NOD response not received. | 2018-09-26 | 18729 | 100
21920 | T1 | OLDCASTLE COASTAL INC | EAGLE CORDELL CONCRETE PRODUCTS ROSENBERG | 1607 SPUR 529 | ROSENBERG | TX | 77471 | FORT BEND | CN602736480 | RN102776119 | Stormwater containment pond | NOD response not received. | 2018-09-26 | 4400 | 100
21921 | T1 | LIBERTY PROPERTY LIMITED PARTNERSHIP | GREENSPOINT CROSSING | 11220 ELLA BLVD | HOUSTON | TX | 77067 | HARRIS | CN603231374 | RN105318950 | Stormwater containment pond | NOD response not received. | 2018-09-26 | 188363 | 100
21922 | T1 | WEATHERFORD US LP | WEATHERFORD LABORATORIES | 5250 N SAM HOUSTON PKWY W STE 500 | HOUSTON | TX | 77086 | HARRIS | CN600288302 | RN109128801 | Stormwater containment pond | NOD response not received. | 2018-09-26 | 236745 | 100
21923 | T1 | LUBBOCK MOTORS-GM INC | ROUND ROCK NISSAN | 3050 IH 35 N | ROUND ROCK | TX | 78681 | WILLIAMSON | CN600881635 | RN102723046 | stormwater containment pond | NOD response not received. | 2018-09-26 | 27547 | 100
21924 | T1 | GEORGIA-PACIFIC CHEMICALS LLC | LUFKIN PLANT | 1429 E LUFKIN AVE | LUFKIN | TX | 75901 | ANGELINA | CN603140039 | RN101896439 | Two Dust Collectors for the cooling conveyor systems and the pastille packaging system; Four Wet Scrubbers for the molten resin storage tanks, cooling conveyors, blend tank B-1, wash bay, phenol storage tank and the molten maleic anhydride storage tank; Two Thermal Oxidizers; Rebuild of the Catalytic Oxidizer; Vent Emissions Collection System including vents, valves, piping, fans, blowers, headers, vessels, supports and rupture disks. | The following property is used 100% for pollution control and is installed to meet or exceed federal or state regulations: Two Dust Collectors for the cooling conveyor systems and the pastille packaging system; Four Wet Scrubbers for the molten resin storage tanks, cooling conveyors, blend tank B-1, wash bay, phenol storage tank and the molten maleic anhydride storage tank; Two Thermal Oxidizers; Rebuild of the Catalytic Oxidizer; Vent Emissions Collection System including vents, valves, piping, fans, blowers, headers, vessels, supports and rupture disks. | 2018-07-13 | 2860000 | 100
21925 | T1 | GROUP 1 REALTY | MODERN CHEVROLET | 3702 AVENUE Q | LUBBOCK | TX | 79412 | LUBBOCK | CN604416354 | RN102794096 | Stormwater containment pond | NOD response not received. | 2018-07-31 | 959017 | 100
21926 | T1 | GS DIAMOND S HOLDINGS LP | MERCEDES BENZ OF GEORGETOWN | 7401 S INTERSTATE 35 | GEORGETOWN | TX | 78626 | WILLIAMSON | CN603967142 | RN107719023 | Stormwater containment pond | NOD response not received. | 2018-09-26 | 157678 | 100
21927 | T1 | SEALY OPERATING III INC | LEAR SEATING FAVESA | 950 LOMA VERDE DR | EL PASO | TX | 79936 | EL PASO | CN603010901 | RN103181012 | Stormwater containment pond | NOD response not received. | 2018-09-26 | 100373 | 100
21928 | T1 | SEALY OPERATING III INC | SEALY & COMPANY | 9500 PLAZA CIR | EL PASO | TX | 79927 | EL PASO | CN603010901 | RN109686857 | Stormwater containment pond | NOD response not received. | 2018-09-26 | 99196 | 100
21929 | T1 | SEALY OPERATING III INC | SEALY & COMPANY | 2520 MARSH LN | EL PASO | TX | 79927 | EL PASO | CN603010901 | RN109687236 | Stormwater containment pond | NOD response not received. | 2018-07-31 | 69386 | 100
21930 | T1 | STERLING MCCALL ACURA | STERLING MCCALL ACURA | 10455 SOUTHWEST FWY | HOUSTON | TX | 77074 | HARRIS | CN601258981 | RN102437902 | Stormwater containment pond | NOD response not received. | 2018-07-31 | 966964 | 100
21931 | T1 | SAN MIGUEL ELECTRIC COOPERATIVE INC | SAN MIGUEL ELECTRIC PLANT | 6200 FM 3387 | CHRISTINE | TX | 78012 | ATASCOSA | CN600132278 | RN100226539 | Absorber pump seals on the FGD scrubber system. | The following property is used 100% for pollution control and is installed to meet or exceed federal or state regulations: Absorber pump seals. | 2018-07-30 | 181636 | 100
21932 | T3 | SAN MIGUEL ELECTRIC COOPERATIVE INC | SAN MIGUEL ELECTRIC PLANT | 6200 FM 3387 | CHRISTINE | TX | 78012 | ATASCOSA | CN600132278 | RN100226539 | Precipitator transformer rectification set replacement | The following property is used 100% for pollution control and is installed to meet or exceed federal or state regulations: Precipitator transformer rectification set replacement | 2018-07-30 | 1544036 | 100
21933 | T1 | OLDCASTLE MATERIALS TEXAS INC | SEWARD JUNCTION HOT MIX ASPHALT PLANT | 11729 W STATE HIGHWAY 29 | LIBERTY HILL | TX | 78642 | WILLIAMSON | CN600317473 | RN105456446 | Baghouse and dust collection system | No response received by 9/4/2018 | 2018-07-26 | 364000 | 100
21934 | T1 | OLDCASTLE MATERIALS TEXAS INC | MANOR RAIL TERMINAL | 14201 LITTIG RD | MANOR | TX | 78653 | TRAVIS | CN600317473 | RN105499701 | Baghouse and dust collection system | No response as of 9/4/2018 | 2018-07-26 | 364000 | 100
21935 | T1 | XTREME DRILLING CORPORATION | DRILLING RIG 27 | 16030 BEAR BAYOU DR | CHANNELVIEW | TX | 77530 | HARRIS | CN605543982 | RN101049658 | Spill Response System | No response to NOD by 9/25/2018 | 2018-08-20 | 822571 | 100
21936 | T1 | FREEPORT LNG DEVELOPMENT LP | FREEPORT LNG LIQUEFACTION PLANT | 1500 LAMAR ST | QUINTANA | TX | 77541 | BRAZORIA | CN601720345 | RN103196689 | Two ultra low sulfur diesel fired emergency generator engines (17EG-02 and 18EG-21) | The following property is used 100% for pollution control and is installed to meet or exceed federal or state regulations: Fuel injection systems for two ultra low sulfur diesel fired emergency generator engines (17EG-02 and 18EG-21) | 2018-07-31 | 128283 | 100
21937 | T1 | XTREME DRILLING CORPORATION | DRILL RIG 14 | 2110 FEDERAL RD | HOUSTON | TX | 77015 | HARRIS | CN605543982 | RN110448404 | Spill Response System | No response to NOD by 9/25/2018 | 2018-08-20 | 326857 | 100
21938 | T1 | XTREME DRILLING CORPORATION | DRILL RIG 21 | FROM FM1920 AND LOCUST GROVE RD CONTINUE NTH ON FM 1920 FOR 0.9 MILE TURN EAST ONTO EXISTING LEASE |  | TX | 79014 | LIPSCOMB | CN605543982 | RN110448461 | Spill Response System | No response to NOD by 9/25/2018 | 2018-08-20 | 3220461.39 | 100
21939 | T1 | XTREME DRILLING CORPORATION | DRILL RIG 28 | 16030 BEAR BAYOU DR | CHANNELVIEW | TX | 77530 | HARRIS | CN605543982 | RN101049658 | Spill Response System | No response to NOD by 9/25/2018 | 2018-08-20 | 798485 | 100
21940 | T1 | XTREME DRILLING CORPORATION | DRILL RIG 12 | 2110 FEDERAL RD | HOUSTON | TX | 77015 | HARRIS | CN605543982 | RN110448404 | Spill Response System | No response to NOD by 9/25/2018 | 2018-08-20 | 3220461.39 | 100
21941 | T1 | XTREME DRILLING CORPORATION | DRILL RIG 26 | 16030 BEAR BAYOU DR | CHANNELVIEW | TX | 77530 | HARRIS | CN605543982 | RN101049658 | Spill Response System | No response to NOD by 9/25/2018 | 2018-08-20 | 1016608 | 100
21942 | T1 | XTREME DRILLING CORPORATION | DRILL RIG 23 | Latitude = 35.54613, Longitude = -100.035 |  | TX | 79096 | WHEELER | CN605543982 | RN110449568 | Spill Response System | No response to NOD by 9/25/2018 | 2018-08-20 | 1085021.22 | 100
21943 | T1 | XTREME DRILLING CORPORATION | DRILL RIG 28 | 16030 BEAR BAYOU DR | CHANNELVIEW | TX | 77530 | HARRIS | CN605543982 | RN101049658 | Mud Recycle System | NOD response not received. | 2018-08-20 | 1600253 | 100
21944 | T1 | XTREME DRILLING CORPORATION | DRILL RIG 27 | 16030 BEAR BAYOU DR | CHANNELVIEW | TX | 77530 | HARRIS | CN605543982 | RN101049658 | Mud Recycling System | NOD response not received. | 2018-08-20 | 1865164 | 100
21945 | T1 | XTREME DRILLING CORPORATION | DRILL RIG 26 | 16030 BEAR BAYOU DR | CHANNELVIEW | TX | 77530 | HARRIS | CN605543982 | RN101049658 | Mud Recycling System | NOD response not received. | 2018-08-20 | 1928698 | 100
21946 | T1 | XTREME DRILLING CORPORATION | DRILL RIG 23 | Latitude = 35.54613, Longitude = -100.035 |  | TX | 79096 | WHEELER | CN605543982 | RN110449568 | Mud Recycling System | NOD response not received. | 2018-08-20 | 4196652.39 | 100
21947 | T1 | XTREME DRILLING CORPORATION | DRILL RIG 21 | FROM FM1920 AND LOCUST GROVE RD CONTINUE NTH ON FM 1920 FOR 0.9 MILE TURN EAST ONTO EXISTING LEASE |  | TX | 79014 | LIPSCOMB | CN605543982 | RN110448461 | Mud Recycling System | NOD response not received. | 2018-08-20 | 3220461.39 | 100
21948 | T1 | XTREME DRILLING CORPORATION | DRILL RIG 12 | 2110 FEDERAL RD | HOUSTON | TX | 77015 | HARRIS | CN605543982 | RN110448404 | Mud Recycling System | NOD response not received. | 2018-08-20 | 3220461.39 | 100
21949 | T1 | XTREME DRILLING CORPORATION | DRILL RIG 14 | 2110 FEDERAL RD | HOUSTON | TX | 77015 | HARRIS | CN605543982 | RN110448404 | Mud Recycling System | NOD response not received. | 2018-08-20 | 2027252 | 100
21950 | T2 | FREEPORT LNG DEVELOPMENT LP | FREEPORT LNG PRETREATMENT FACILITY | Latitude = 28.9791, Longitude = -95.3069 |  | TX | 77541 | BRAZORIA | CN601720345 | RN106481500 | Acoustical panels for the Pretreatment Facility's gas turbine generator. | The following property is used 100% for pollution control and installed to meet or exceed federal or state regulations: Acoustical panels for the Pretreatment Facility’s gas turbine generator. | 2018-07-23 | 324883 | 100
21951 | T1 | FREEPORT LNG DEVELOPMENT LP | FREEPORT LNG LIQUEFACTION PLANT | 1500 LAMAR ST | QUINTANA | TX | 77541 | BRAZORIA | CN601720345 | RN103196689 | Septic wastewater treatment system | The following property is used 100% for pollution control and is installed to meet or exceed federal or state regulations: Septic wastewater treatment system. | 2018-07-27 | 380336 | 100
21952 | T1 | SHAMROCK MARINE LLC | SHAMROCK MARINE LLC | 4711 N WHEELER ST | JASPER | TX | 75951 | JASPER | CN605553734 | RN110464401 | The incremental cost difference between a single-hulled barge and a double hulled barge; perimeter deck spill rails, hose assemblies, high level overflow alarms(Shamrock 500; Shamrock 900; Shamrock 901; Shamrock 902; Shamrock 903)& vapor recovery system (Shamrock 900; Shamrock 901; Shamrock 902; Shamrock 903) | The following property is used 100% for pollution control and is installed to meet or exceed federal or state regulations: The incremental cost difference between a single-hulled barge and a double hulled barge; perimeter deck spill rails, hose assemblies, rising stick gauges, drip pans, high level overflow alarms & oil spill response kits including spill booms, spill pads and bags of sand for barges Shamrock 500, Shamrock 900, Shamrock 901, Shamrock 902 and Shamrock 903. | 2018-08-24 | 15120000 | 100
21953 | T1 | FREEPORT LNG DEVELOPMENT LP | FREEPORT LNG PRETREATMENT FACILITY | 2363 COUNTY RD 690 | OYSTER CITY | TX | 77541 | BRAZORIA | CN601720345 | RN106481500 | Fuel injection systems for three ultra low sulfur diesel fired emergency generator engines (61EG-01, 62EG-01 and 63EG-01) | The following property is used 100% for pollution control and is installed to meet or exceed federal or state regulations: Fuel injection systems for three ultra low sulfur diesel fired emergency generator engines (61EG-01, 62EG-01 and 63EG-01) | 2018-08-07 | 261054 | 100
21954 | T1 | LAUREN CONCRETE INC | LAUREN CONCRETE SPICEWOOD - PLANT 10 | 5525 E STATE HIGHWAY 71 | SPICEWOOD | TX | 78669 | BURNET | CN605061001 | RN102662442 | Donaldson Torit dust collector and Sweepmaster sweeper (Serial Number XXXXX). | The following property is used 100% for pollution control and is installed to meet or exceed federal or state regulations: Donaldson Torit dust collector and Sweepmaster sweeper (Serial Number XXXXX). | 2018-08-07 | 80387 | 100
21955 | T1 | SHAMROCK MARINE LLC | SHAMROCK MARINE LLC | 4711 N WHEELER ST | JASPER | TX | 75951 | JASPER | CN605553734 | RN110464401 | Vapor Recovery System for barges Shamrock 900, Shamrock 901, Shamrock 902 and Shamrock 903 | The following property is used 100% for pollution control and is installed to meet or exceed federal or state regulations: Vapor Recovery System for barges Shamrock 900, Shamrock 901, Shamrock 902 and Shamrock 903 | 2018-08-28 | 12500000 | 100
21956 | T1 | ALLSUP PETROLEUM INC | ALLSUPS 370 | 805 W 2ND ST | CLARENDON | TX | 79226 | DONLEY | CN601099260 | RN110123577 | Overfill alarms; tank top sumps; automatic tank gauging probes and control console monitors; secondary containment monitoring equipment to monitor interstitial space in double-walled tanks or double-walled pipes for leaks; automatic line leak detectors; the incremental difference in cost between one 12,000 gallon, one 15,000 gallon, and two 25,000 gallon double-walled tanks and comparable single-walled tanks; and the incremental difference in cost between double-walled pipes and single-walled pipes. | The following property is used 100% for pollution control and is installed to meet or exceed federal or state regulations: Overfill alarms; tank top sumps; automatic tank gauging probes and control console monitors; secondary containment monitoring equipment to monitor interstitial space in double-walled tanks or double-walled pipes for leaks; automatic line leak detectors; the incremental difference in cost between one 12,000 gallon, one 15,000 gallon, and two 25,000 gallon double-walled tanks and comparable single-walled tanks; and the incremental difference in cost between double-walled pipes and single-walled pipes. | 2018-09-05 | 132019.26 | 100
21957 | T1 | ALLSUP PETROLEUM INC | ALLSUPS 100 | 3037 HWY 87 | ODONNELL | TX | 79351 | LYNN | CN601099260 | RN110072626 | Overfill alarms; tank top sumps; automatic tank gauging probes and control console monitors; secondary containment monitoring equipment to monitor interstitial space in double-walled tanks or double-walled pipes for leaks; automatic line leak detectors; the incremental difference in cost between one 12,000 gallon, one 15,000 gallon, and two 25,000 gallon double-walled tanks and comparable single-walled tanks; and the incremental difference in cost between double-walled pipes and single-walled pipes. | The following property is used 100% for pollution control and is installed to meet or exceed federal or state regulations: Overfill alarms; tank top sumps; automatic tank gauging probes and control console monitors; secondary containment monitoring equipment to monitor interstitial space in double-walled tanks or double-walled pipes for leaks; automatic line leak detectors; the incremental difference in cost between one 12,000 gallon, one 15,000 gallon, and two 25,000 gallon double-walled tanks and comparable single-walled tanks; and the incremental difference in cost between double-walled pipes and single-walled pipes. | 2018-09-05 | 132019.26 | 100
21958 | T1 | ALLSUP PETROLEUM INC | ALLSUPS 371 | 8222 US HIGHWAY 87 N | SAN ANGELO | TX | 76901 | TOM GREEN | CN601099260 | RN110123742 | Overfill alarms; tank top sumps; automatic tank gauging probes and control console monitors; secondary containment monitoring equipment to monitor interstitial space in double-walled tanks or double-walled pipes for leaks; automatic line leak detectors; the incremental difference in cost between one 12,000 gallon, one 15,000 gallon, and two 25,000 gallon double-walled tanks and comparable single-walled tanks; and the incremental difference in cost between double-walled pipes and single-walled pipes. | The following property is used 100% for pollution control and is installed to meet or exceed federal or state regulations: Overfill alarms; tank top sumps; automatic tank gauging probes and control console monitors; secondary containment monitoring equipment to monitor interstitial space in double-walled tanks or double-walled pipes for leaks; automatic line leak detectors; the incremental difference in cost between one 12,000 gallon, one 15,000 gallon, and two 25,000 gallon double-walled tanks and comparable single-walled tanks; and the incremental difference in cost between double-walled pipes and single-walled pipes. | 2018-09-05 | 132019.26 | 100
21959 | T1 | ALLSUP PETROLEUM INC | ALLSUPS 298 | 314 S CENTER ST | ARCHER CITY | TX | 76351 | ARCHER | CN601099260 | RN102028610 | Overfill alarms; tank top sumps; automatic tank gauging probes and control console monitors; secondary containment monitoring equipment to monitor interstitial space in double-walled tanks or double-walled pipes for leaks; automatic line leak detectors; the incremental difference in cost between two 12,000 gallon and one 20,000 gallon double-walled tanks and comparable single-walled tanks; and the incremental difference in cost between double-walled pipes and single-walled pipes. | The following property is used 100% for pollution control and is installed to meet or exceed federal or state regulations: Overfill alarms; tank top sumps; automatic tank gauging probes and control console monitors; secondary containment monitoring equipment to monitor interstitial space in double-walled tanks or double-walled pipes for leaks; automatic line leak detectors; the incremental difference in cost between two 12,000 gallon and one 20,000 gallon double-walled tanks and comparable single-walled tanks; and the incremental difference in cost between double-walled pipes and single-walled pipes. | 2018-09-11 | 80226.37 | 100
21960 | T1 | ALLSUP PETROLEUM INC | ALLSUPS 62 | 601 AVENUE F NW | CHILDRESS | TX | 79201 | CHILDRESS | CN601099260 | RN102050499 | Property Description: Overfill alarms; tank top sumps; automatic tank gauging probes and control console monitors; secondary containment monitoring equipment to monitor interstitial space in double-walled tanks or double-walled pipes for leaks; automatic line leak detectors; the incremental difference in cost between two 12,000 gallon and one 20,000 gallon double-walled tanks and comparable single-walled tanks; and the incremental difference in cost between double-walled pipes and single-walled pipes. | The following property is used 100% for pollution control and is installed to meet or exceed federal or state regulations: Overfill alarms; tank top sumps; automatic tank gauging probes and control console monitors; secondary containment monitoring equipment to monitor interstitial space in double-walled tanks or double-walled pipes for leaks; automatic line leak detectors; the incremental difference in cost between two 12,000 gallon and one 20,000 gallon double-walled tanks and comparable single-walled tanks; and the incremental difference in cost between double-walled pipes and single-walled pipes. | 2018-09-11 | 80276.37 | 100
21961 | T1 | ALLSUP PETROLEUM INC | ALLSUPS 54 | 500 E 11TH ST | QUANAH | TX | 79252 | HARDEMAN | CN601099260 | RN102013430 | Overfill alarms; tank top sumps; automatic tank gauging probes and control console monitors; secondary containment monitoring equipment to monitor interstitial space in double-walled tanks or double-walled pipes for leaks; automatic line leak detectors; the incremental difference in cost between two 12,000 gallon and one 20,000 gallon double-walled tanks and comparable single-walled tanks; and the incremental difference in cost between double-walled pipes and single-walled pipes. | The following property is used 100% for pollution control and is installed to meet or exceed federal or state regulations: Overfill alarms; tank top sumps; automatic tank gauging probes and control console monitors; secondary containment monitoring equipment to monitor interstitial space in double-walled tanks or double-walled pipes for leaks; automatic line leak detectors; the incremental difference in cost between two 12,000 gallon and one 20,000 gallon double-walled tanks and comparable single-walled tanks; and the incremental difference in cost between double-walled pipes and single-walled pipes. | 2018-09-18 | 80276.37 | 100
21962 | T1 | CONTINENTAL DAIRY FACILITIES SOUTHWEST LLC | CONTINENTAL DAIRY FACILITY SOUTHWEST | 1926 FM 54 | LITTLEFIELD | TX | 79339 | LAMB | CN605136647 | RN101788883 | The incremental cost difference for low NOx burners versus similar burners without NOx controls on three boilers. | The following property is used 100% for pollution control and is installed to meet or exceed federal or state regulations: The incremental cost difference for low NOx burners versus similar burners without NOx controls on three boilers. | 2018-09-24 | 97600 | 100
21963 | T1 | CONTINENTAL DAIRY FACILITIES SOUTHWEST LLC | PLAINS COTTON PLANT | 1926 FM 54 | LITTLEFIELD | TX | 79339 | LAMB | CN605136647 | RN101788883 | Three Flue Gas Recirculation System components including the fans and piping that recirculate flue gas back to the boiler combustion chamber and the electronic controls and electrical wiring and connectors necessary to operate the FGR system installed on each boiler. | The following property is used 100% for pollution control and is installed to meet or exceed federal or state regulations: Three Flue Gas Recirculation System components including the fans and piping that recirculate flue gas back to the boiler combustion chamber and the electronic controls and electrical wiring and connectors necessary to operate the FGR system installed on each boiler. | 2018-10-01 | 183400 | 100
21964 | T1 | CONTINENTAL DAIRY FACILITIES SOUTHWEST LLC | PLAINS COTTON PLANT | 1926 FM 54 | LITTLEFIELD | TX | 79339 | LAMB | CN605136647 | RN101788883 | The incremental cost difference for a low NOx burner versus a similar burner without NOx controls on the spray dryer. | The following property is used 100% for pollution control and is installed to meet or exceed federal or state regulations: The incremental cost difference for a low NOx burner versus a similar burner without NOx controls on the spray dryer. | 2018-09-28 | 37000 | 100
21965 | T3 | SHELL CHEMICAL LP | SHELL OIL DEER PARK | 5900 HIGHWAY 225 | DEER PARK | TX | 77536 | HARRIS | CN601405145 | RN100211879 | Flare gas recovery system including a duplicate spare compressor, hydrogen sulfide scrubber, knockout vessel, pumps and utilities to support the operation of the flare gas recovery system. | 12/10/2018 - No response to ANOD | 2018-11-06 | 83330000 | 85.6
21966 | T1 | THE DOW CHEMICAL COMPANY | DOW TEXAS OPERATIONS FREEPORT | 2301 N BRAZOSPORT BLVD | FREEPORT | TX | 77541 | BRAZORIA | CN600356976 | RN100225945 | Oil water separator, main process sump skimmer (ME-6060), raw material sump skimmer (ME-5061), and railcar area sump skimmer (ME-5062). | The following property is used 100% for pollution control and is installed to meet or exceed federal or state regulations: oil water separator, main process sump skimmer (ME-6060), raw material sump skimmer (ME-5061), and railcar area sump skimmer (ME-5062). | 2018-12-10 | 94000 | 100
21967 | T1 | THE DOW CHEMICAL COMPANY | DOW TEXAS OPERATIONS FREEPORT | 2301 N BRAZOSPORT BLVD | FREEPORT | TX | 77541 | BRAZORIA | CN600356976 | RN100225945 | Stormwater and wastewater collection system components consisting of main process sump (SUM-6060), rail loading area sump (SUM-6067), pelletizer area sump (SUM-6068), pelletizer area sump pump (PS-6068), rail loading area pump (PS-6067), pelletizer area sump conveyor (CV-5511), rail loading area sump conveyor (CV-5063), pelletizer area sump conveyor hoppers (DF-5517 A/B), rail loading area sump conveyor hoppers (DF-5063), trenches, and dikes. | The following property is used 100% for pollution control and is installed to meet or exceed federal or state regulations: stormwater and wastewater collection system components consisting of main process sump (SUM-6060), rail loading area sump (SUM-6067), pelletizer area sump (SUM-6068), pelletizer area sump pump (PS-6068), rail loading area pump (PS-6067), pelletizer area sump conveyor (CV-5511), rail loading area sump conveyor (CV-5063), pelletizer area sump conveyor hoppers (DF-5517 A/B), rail loading area sump conveyor hoppers (DF-5063), trenches, and dikes. | 2019-01-09 | 5996650 | 100
21968 | T1 | THE DOW CHEMICAL COMPANY | DOW TEXAS OPERATIONS FREEPORT | 2301 N BRAZOSPORT BLVD | FREEPORT | TX | 77541 | BRAZORIA | CN600356976 | RN100225945 | Material handling bypass vent valve (ABV-6939-17), material handling air intake bypass flow meter (FT-6933915), and material handling air intake bypass vent valve (ABV-693919). | The following property is used 100% for pollution control and is installed to meet or exceed federal or state regulations: material handling bypass vent valve (ABV-6939-17), material handling air intake bypass flow meter (FT-6933915), and material handling air intake bypass vent valve (ABV-693919). | 2018-12-10 | 9280 | 100
21969 | T1 | THE DOW CHEMICAL COMPANY | DOW TEXAS OPERATIONS FREEPORT | 2301 N BRAZOSPORT BLVD | FREEPORT | TX | 77541 | BRAZORIA | CN600356976 | RN100225945 | Flare vent collection header, furnace blower and furnace pre-heater. | No response to NOD | 2019-04-16 | 3249845 | 100
21970 | T1 | THE DOW CHEMICAL COMPANY | DOW TEXAS OPERATIONS FREEPORT | 2301 N BRAZOSPORT BLVD | FREEPORT | TX | 77541 | BRAZORIA | CN600356976 | RN100225945 | Air assisted flare (FS-5081) and flare flow meter (FT-6717-27) | Application withdrawn via email 11/21/2018 | 2018-11-21 | 71093 | 100
21971 | T1 | THE DOW CHEMICAL COMPANY | DOW TEXAS OPERATIONS FREEPORT | 2301 N BRAZOSPORT BLVD | FREEPORT | TX | 77541 | BRAZORIA | CN600356976 | RN100225945 | Caustic scrubber system (CCR Vent Scrubber System - ME - 485) | The following property is used 100% for pollution control and is installed to meet or exceed federal or state regulations: Caustic scrubber system (CCR Vent Scrubber System - ME - 485) | 2018-12-10 | 7099460 | 100
21972 | T2 | ORYX DELAWARE HOLDINGS LLC | ORYX DELAWARE HOLDINGS LLC PIPELINE SEGMENTS IN WARD COUNTY | 48.28 MILES OF 24 INCH DIAMETER PIPELINE IN WARD COUNTY TRANSPORTING CRUDE OIL | Ward County | TX | 79756 | WARD | CN605581255 | RN110519048 | Nondestructive pipeline testing expenditures â€“ Radiography. | The following property is used 100% for pollution control and is installed to meet or exceed federal or state regulations: Nondestructive pipeline testing expenditures â€“ Radiography. | 2018-10-26 | 1576292 | 100
21973 | T2 | ORYX DELAWARE HOLDINGS LLC | ORYX DELAWARE HOLDINGS LLC PIPELINE SEGMENTS IN UPTON COUNTY | 15.38 MILES OF 24 INCH DIAMETER PIPELINE IN UPTON COUNTY TRANSPORTING CRUDE OIL | Upton County | TX | 79778 | UPTON | CN605581255 | RN110518941 | Nondestructive pipeline testing expenditures â€“ Radiography. | The following property is used 100% for pollution control and is installed to meet or exceed federal or state regulations: Nondestructive pipeline testing expenditures â€“ Radiography. | 2018-10-26 | 502141 | 100
21974 | T2 | ORYX DELAWARE HOLDINGS LLC | ORYX DELAWARE HOLDINGS LLC PIPELINE IN REEVES COUNTY | 49.41 MILES OF 8 INCH TO 24 INCH DIAMETER PIPELINE IN REEVES COUNTY TRANSPORTING CRUDE OIL | Reeves County | TX | 79772 | REEVES | CN605581255 | RN110519022 | Nondestructive pipeline testing expenditures â€“ Radiography. | The following property is used 100% for pollution control and is installed to meet or exceed federal or state regulations: Nondestructive pipeline testing expenditures â€“ Radiography. | 2018-10-26 | 1591963 | 100
21975 | T2 | ORYX DELAWARE HOLDINGS LLC | ORYX DELAWARE HOLDINGS LLC PIPELINE IN MIDLAND COUNTY | 33.23 MILES OF 24 INCH DIAMETER PIPELINE IN MIDLAND COUNTY TRANSPORTING CRUDE OIL | Midland County | TX | 79701 | MIDLAND | CN605581255 | RN110519063 | Nondestructive pipeline testing expenditures â€“ Radiography. | The following property is used 100% for pollution control and is installed to meet or exceed federal or state regulations: Nondestructive pipeline testing expenditures â€“ Radiography. | 2018-10-26 | 1084925 | 100
21976 | T2 | ORYX DELAWARE HOLDINGS LLC | ORYX DELAWARE HOLDINGS LLC PIPELINE IN LOVING COUNTY | 70.29 MILES OF 4 TO 20 INCH DIAMETER PIPELINE IN LOVING COUNTY TRANSPORTING CRUDE OIL | Loving County | TX | 79754 | LOVING | CN605581255 | RN110519105 | Nondestructive pipeline testing expenditures â€“ Radiography. | The following property is used 100% for pollution control and is installed to meet or exceed federal or state regulations: Nondestructive pipeline testing expenditures â€“ Radiography. | 2018-10-25 | 1528298 | 100
21977 | T2 | ORYX DELAWARE HOLDINGS LLC | ORYX DELAWARE HOLDINGS LLC PIPELINE IN CULBERSON COUNTY | 7.54 MILES OF 16 INCH DIAMETER PIPELINE IN CULBERSON COUNTY TRANSPORTING CRUDE OIL | Culberson County | TX | 79855 | CULBERSON | CN605581255 | RN110519014 | Nondestructive pipeline testing expenditures â€“ Radiography. | The following property is used 100% for pollution control and is installed to meet or exceed federal or state regulations: Nondestructive pipeline testing expenditures â€“ Radiography. | 2018-10-25 | 246173 | 100
21978 | T1 | ORYX DELAWARE HOLDINGS LLC | ORYX DELAWARE HOLDINGS LLC PIPELINE IN MIDLAND COUNTY | 33.23 MILES OF 24 INCH DIAMETER PIPELINE IN MIDLAND COUNTY TRANSPORTING CRUDE OIL | Midland County | TX | 79701 | MIDLAND | CN605581255 | RN110519063 | Cathodic protection; fusion-bonded epoxy (FBE) on the pipe surface; adhesive for top coat; and top coat consisting of polyethylene or polypropylene. | The following property is used 100% for pollution control and is installed to meet or exceed federal or state regulations: Cathodic protection; fusion-bonded epoxy (FBE) on the pipe surface; adhesive for top coat; and top coat consisting of polyethylene or polypropylene | 2018-10-25 | 2028640 | 100
21979 | T2 | ORYX DELAWARE HOLDINGS LLC | ORYX DELAWARE HOLDINGS LLC PIPELINE SEGMENTS IN CRANE COUNTY | 30.89 MILES OF 24 INCH DIAMETER PIPELINE IN CRANE COUNTY TRANSPORTING CRUDE OIL | Crane County | TX | 79731 | CRANE | CN605581255 | RN110519089 | Nondestructive pipeline testing expenditures â€“ Radiography. | The following property is used 100% for pollution control and is installed to meet or exceed federal or state regulations: Nondestructive pipeline testing expenditures â€“ Radiography. | 2018-10-25 | 1008526 | 100
21980 | T1 | ORYX DELAWARE HOLDINGS LLC | ORYX DELAWARE HOLDINGS LLC PIPELINE IN LOVING COUNTY | 70.29 MILES OF 4 TO 20 INCH DIAMETER PIPELINE IN LOVING COUNTY TRANSPORTING CRUDE OIL | Loving County | TX | 79754 | LOVING | CN605581255 | RN110519105 | Cathodic protection; fusion-bonded epoxy (FBE) on the pipe surface; adhesive for top coat; and top coat consisting of polyethylene or polypropylene. This use determination applies to the transmission line only. | The following property is used 100% for pollution control and is installed to meet or exceed federal or state regulations: Cathodic protection; fusion-bonded epoxy (FBE) on the pipe surface; adhesive for top coat; and top coat consisting of polyethylene or polypropylene. This use determination applies to the transmission line only. | 2018-10-29 | 2857678 | 100 |  | `
21981 | T1 | ORYX DELAWARE HOLDINGS LLC | ORYX DELAWARE HOLDINGS LLC PIPELINE SEGMENTS IN WARD COUNTY | 48.28 MILES OF 24 INCH DIAMETER PIPELINE IN WARD COUNTY TRANSPORTING CRUDE OIL | Ward County | TX | 79756 | WARD | CN605581255 | RN110519048 | Cathodic protection; fusion-bonded epoxy (FBE) on the pipe surface; adhesive for top coat; and top coat consisting of polyethylene or polypropylene. | The following property is used 100% for pollution control and is installed to meet or exceed federal or state regulations: Cathodic protection; fusion-bonded epoxy (FBE) on the pipe surface; adhesive for top coat; and top coat consisting of polyethylene or polypropylene. | 2018-10-25 | 2947419 | 100
21982 | T1 | ORYX DELAWARE HOLDINGS LLC | ORYX DELAWARE HOLDINGS LLC PIPELINE IN CULBERSON COUNTY | 7.54 MILES OF 16 INCH DIAMETER PIPELINE IN CULBERSON COUNTY TRANSPORTING CRUDE OIL | Culberson County | TX | 79855 | CULBERSON | CN605581255 | RN110519014 | Cathodic protection; fusion-bonded epoxy (FBE) on the pipe surface; adhesive for top coat; and top coat consisting of polyethylene or polypropylene. | The following property is used 100% for pollution control and is installed to meet or exceed federal or state regulations: Cathodic protection; fusion-bonded epoxy (FBE) on the pipe surface; adhesive for top coat; and top coat consisting of polyethylene or polypropylene. | 2018-10-25 | 460305 | 100
21983 | T1 | ORYX DELAWARE HOLDINGS LLC | ORYX DELAWARE HOLDINGS LLC PIPELINE SEGMENTS IN UPTON COUNTY | 15.38 MILES OF 24 INCH DIAMETER PIPELINE IN UPTON COUNTY TRANSPORTING CRUDE OIL | Upton County | TX | 79778 | UPTON | CN605581255 | RN110518941 | Cathodic protection; fusion-bonded epoxy (FBE) on the pipe surface; adhesive for top coat; and top coat consisting of polyethylene or polypropylene. | The following property is used 100% for pollution control and is installed to meet or exceed federal or state regulations: Cathodic protection; fusion-bonded epoxy (FBE) on the pipe surface; adhesive for top coat; and top coat consisting of polyethylene or polypropylene. | 2018-10-26 | 938925 | 100
21984 | T1 | ORYX DELAWARE HOLDINGS LLC | ORYX DELAWARE HOLDINGS LLC PIPELINE SEGMENTS IN CRANE COUNTY | 30.89 MILES OF 24 INCH DIAMETER PIPELINE IN CRANE COUNTY TRANSPORTING CRUDE OIL | Crane County | TX | 79731 | CRANE | CN605581255 | RN110519089 | Cathodic protection; fusion-bonded epoxy (FBE) on the pipe surface; adhesive for top coat; and top coat consisting of polyethylene or polypropylene. | The following property is used 100% for pollution control and is installed to meet or exceed federal or state regulations: Cathodic protection; fusion-bonded epoxy (FBE) on the pipe surface; adhesive for top coat; and top coat consisting of polyethylene or polypropylene. | 2018-10-26 | 1885787 | 100
21985 | T1 | ORYX DELAWARE HOLDINGS LLC | ORYX DELAWARE HOLDINGS LLC PIPELINE IN REEVES COUNTY | 49.41 MILES OF 8 INCH TO 24 INCH DIAMETER PIPELINE IN REEVES COUNTY TRANSPORTING CRUDE OIL | Reeves County | TX | 79772 | REEVES | CN605581255 | RN110519022 | Cathodic protection; fusion-bonded epoxy (FBE) on the pipe surface; adhesive for top coat; and top coat consisting of polyethylene or polypropylene. This use determination applies to the transmission line only. | The following property is used 100% for pollution control and is installed to meet or exceed federal or state regulations: Cathodic protection; fusion-bonded epoxy (FBE) on the pipe surface; adhesive for top coat; and top coat consisting of polyethylene or polypropylene. This use determination applies to the transmission line only. | 2018-10-29 | 2976722 | 100
21986 | T1 | ORYX DELAWARE HOLDINGS LLC | ORYX DELAWARE HOLDINGS LLC PIPELINE SEGMENTS IN WARD COUNTY | 48.28 MILES OF 24 INCH DIAMETER PIPELINE IN WARD COUNTY TRANSPORTING CRUDE OIL | Ward County | TX | 79756 | WARD | CN605581255 | RN110519048 | Sedimentation and erosion controls including slope breakers, silt fences, sedimentation barriers, staked hay or straw bales, matting and diking. | The following property is used 100% for pollution control and is installed to meet or exceed federal or state regulations: Sedimentation and erosion controls including slope breakers, silt fences, sedimentation barriers, staked hay or straw bales, matting and diking. | 2018-10-25 | 3546657 | 100
21987 | T1 | ORYX DELAWARE HOLDINGS LLC | ORYX DELAWARE HOLDINGS LLC PIPELINE SEGMENTS IN UPTON COUNTY | 15.38 MILES OF 24 INCH DIAMETER PIPELINE IN UPTON COUNTY TRANSPORTING CRUDE OIL | Upton County | TX | 79778 | UPTON | CN605581255 | RN110518941 | Sedimentation and erosion controls including slope breakers, silt fences, sedimentation barriers, staked hay or straw bales, matting and diking. | The following property is used 100% for pollution control and is installed to meet or exceed federal or state regulations: Sedimentation and erosion controls including slope breakers, silt fences, sedimentation barriers, staked hay or straw bales, matting and diking. | 2018-10-25 | 1129817 | 100
21988 | T1 | ORYX DELAWARE HOLDINGS LLC | ORYX DELAWARE HOLDINGS LLC PIPELINE IN REEVES COUNTY | 49.41 MILES OF 8 INCH TO 24 INCH DIAMETER PIPELINE IN REEVES COUNTY TRANSPORTING CRUDE OIL | Reeves County | TX | 79772 | REEVES | CN605581255 | RN110519022 | Sedimentation and erosion controls including slope breakers, silt fences, sedimentation barriers, staked hay or straw bales, matting and diking. | The following property is used 100% for pollution control and is installed to meet or exceed federal or state regulations: Sedimentation and erosion controls including slope breakers, silt fences, sedimentation barriers, staked hay or straw bales, matting and diking. | 2018-10-25 | 3629667 | 100
21989 | T1 | ORYX DELAWARE HOLDINGS LLC | ORYX DELAWARE HOLDINGS LLC PIPELINE IN MIDLAND COUNTY | 33.23 MILES OF 24 INCH DIAMETER PIPELINE IN MIDLAND COUNTY TRANSPORTING CRUDE OIL | Midland County | TX | 79701 | MIDLAND | CN605581255 | RN110519063 | Sedimentation and erosion controls including slope breakers, silt fences, sedimentation barriers, staked hay or straw bales, matting and diking. | The following property is used 100% for pollution control and is installed to meet or exceed federal or state regulations: Sedimentation and erosion controls including slope breakers, silt fences, sedimentation barriers, staked hay or straw bales, matting and diking. | 2018-10-25 | 2441081 | 100
21990 | T1 | ORYX DELAWARE HOLDINGS LLC | ORYX DELAWARE HOLDINGS LLC PIPELINE IN LOVING COUNTY | 70.29 MILES OF 4 TO 20 INCH DIAMETER PIPELINE IN LOVING COUNTY TRANSPORTING CRUDE OIL | Loving County | TX | 79754 | LOVING | CN605581255 | RN110519105 | Sedimentation and erosion controls including slope breakers, silt fences, sedimentation barriers, staked hay or straw bales, matting and diking. | The following property is used 100% for pollution control and is installed to meet or exceed federal or state regulations: Sedimentation and erosion controls including slope breakers, silt fences, sedimentation barriers, staked hay or straw bales, matting and diking. | 2018-10-25 | 5163370 | 100
21991 | T1 | ORYX DELAWARE HOLDINGS LLC | ORYX DELAWARE HOLDINGS LLC PIPELINE IN CULBERSON COUNTY | 7.54 MILES OF 16 INCH DIAMETER PIPELINE IN CULBERSON COUNTY TRANSPORTING CRUDE OIL | Culberson County | TX | 79855 | CULBERSON | CN605581255 | RN110519014 | Sedimentation and erosion controls including slope breakers, silt fences, sedimentation barriers, staked hay or straw bales, matting and diking. | The following property is used 100% for pollution control and is installed to meet or exceed federal or state regulations: Sedimentation and erosion controls including slope breakers, silt fences, sedimentation barriers, staked hay or straw bales, matting and diking. | 2018-10-25 | 553890 | 100
21992 | T1 | ORYX DELAWARE HOLDINGS LLC | ORYX DELAWARE HOLDINGS LLC PIPELINE IN CULBERSON COUNTY | 7.54 MILES OF 16 INCH DIAMETER PIPELINE IN CULBERSON COUNTY TRANSPORTING CRUDE OIL | Culberson County | TX | 79855 | CULBERSON | CN605581255 | RN110519014 | Duplicate | Duplicate | Duplicate | Duplicate | Duplicate
21993 | T1 | ORYX DELAWARE HOLDINGS LLC | ORYX DELAWARE HOLDINGS LLC PIPELINE SEGMENTS IN CRANE COUNTY | 30.89 MILES OF 24 INCH DIAMETER PIPELINE IN CRANE COUNTY TRANSPORTING CRUDE OIL | Crane County | TX | 79731 | CRANE | CN605581255 | RN110519089 | Sedimentation and erosion controls including slope breakers, silt fences, sedimentation barriers, staked hay or straw bales, matting and diking. | The following property is used 100% for pollution control and is installed to meet or exceed federal or state regulations: Sedimentation and erosion controls including slope breakers, silt fences, sedimentation barriers, staked hay or straw bales, matting and diking. | 2018-10-25 | 2269184 | 100
21994 | T1 | ALDI TEXAS LLC | ALDI DISTRIBUTION FACILITY | 777 HIGHWAY 90A W | ROSENBERG | TX | 77471 | FORT BEND | CN603354036 | RN107083362 | Two compactors used to change the physical format of municipal waste material for on-site storage and disposal of facility-generated municipal solid waste. | The following property is used 100% for pollution control and is installed to meet or exceed federal or state regulations: Two compactors used to change the physical format of municipal waste material for on-site storage and disposal of facility-generated municipal solid waste. | 2018-11-02 | 106339 | 100
21995 | T1 | ALDI TEXAS LLC | ALDI DISTRIBUTION FACILITY | 777 HIGHWAY 90A W | ROSENBERG | TX | 77471 | FORT BEND | CN603354036 | RN107083362 | 304,268 square feet of concrete paving for vehicular traffic areas. | The following property is used 100% for pollution control and is installed to meet or exceed federal or state regulations: 304,268 square feet of concrete paving for vehicular traffic areas. | 2018-10-25 | 1348209 | 100
21996 | T1 | ORYX DELAWARE HOLDINGS LLC | ORYX DELAWARE HOLDINGS LLC PIPELINE IN REEVES COUNTY | 49.41 MILES OF 8 INCH TO 24 INCH DIAMETER PIPELINE IN REEVES COUNTY TRANSPORTING CRUDE OIL | Reeves County | TX | 79772 | REEVES | CN605581255 | RN110519022 | One intelligent pipeline inspection gauge (PIG) launcher and one PIG receiver. | The following property is used 100% for pollution control and is installed to meet or exceed federal or state regulations: One intelligent pipeline inspection gauge (PIG) launcher and one PIG receiver. | 2018-10-29 | 305053 | 100
21997 | T1 | ORYX DELAWARE HOLDINGS LLC | ORYX DELAWARE HOLDINGS LLC PIPELINE IN MIDLAND COUNTY | 33.23 MILES OF 24 INCH DIAMETER PIPELINE IN MIDLAND COUNTY TRANSPORTING CRUDE OIL | Midland County | TX | 79701 | MIDLAND | CN605581255 | RN110519063 | One intelligent pipeline inspection gauge (PIG) launcher and one PIG receiver. | The following property is used 100% for pollution control and is installed to meet or exceed federal or state regulations: One intelligent pipeline inspection gauge (PIG) launcher and one PIG receiver. | 2018-10-29 | 300931 | 100
21998 | T1 | ORYX DELAWARE HOLDINGS LLC | ORYX DELAWARE HOLDINGS LLC PIPELINE IN LOVING COUNTY | 70.29 MILES OF 4 TO 20 INCH DIAMETER PIPELINE IN LOVING COUNTY TRANSPORTING CRUDE OIL | Loving County | TX | 79754 | LOVING | CN605581255 | RN110519105 | Two intelligent pipeline inspection gauge (PIG) launchers and three PIG receivers. | The following property is used 100% for pollution control and is installed to meet or exceed federal or state regulations: Two intelligent pipeline inspection gauge (PIG) launchers and three PIG receivers. | 2018-10-29 | 515293 | 100
21999 | T1 | ORYX DELAWARE HOLDINGS LLC | ORYX DELAWARE HOLDINGS LLC PIPELINE SEGMENTS IN CRANE COUNTY | 30.89 MILES OF 24 INCH DIAMETER PIPELINE IN CRANE COUNTY TRANSPORTING CRUDE OIL | Crane County | TX | 79731 | CRANE | CN605581255 | RN110519089 | One intelligent pipeline inspection gauge (PIG) launcher and one PIG receiver. | The following property is used 100% for pollution control and is installed to meet or exceed federal or state regulations: One intelligent pipeline inspection gauge (PIG) launcher and one PIG receiver. | 2018-10-29 | 300931 | 100
22000 | T1 | ORYX DELAWARE HOLDINGS LLC | ORYX DELAWARE HOLDINGS LLC PIPELINE IN WARD COUNTY | 48.28 MILES OF 24 INCH DIAMETER PIPELINE IN WARD COUNTY TRANSPORTING CRUDE OIL | Ward County | TX | 79756 | WARD | CN605581255 | RN110519048 | Four automatic shut off valves at 31Â°29'42.4"N 103Â°29'39.4"W, 31Â°33'23.6"N 103Â°10'34.4"W, 31Â°31'52.5"N 103Â°06'15.9"W, and 31Â°30'29.0"N 102Â°52'21.2"W. | The following property is used 100% for pollution control and is installed to meet or exceed federal or state regulations: Four automatic shut off valves at 31Â°29'42.4"N 103Â°29'39.4"W, 31Â°33'23.6"N 103Â°10'34.4"W, 31Â°31'52.5"N 103Â°06'15.9"W, and 31Â°30'29.0"N 102Â°52'21.2"W. | 2018-10-29 | 327792 | 100
22001 | T1 | ORYX DELAWARE HOLDINGS LLC | ORYX DELAWARE HOLDINGS LLC PIPELINE IN UPTON COUNTY | 15.38 MILES OF 24 INCH DIAMETER PIPELINE IN UPTON COUNTY TRANSPORTING CRUDE OIL | Upton County | TX | 79778 | UPTON | CN605581255 | RN110518941 | One automatic shut off valve at 31Â°36'18.2"N 102Â°11'18.3"W. | The following property is used 100% for pollution control and is installed to meet or exceed federal or state regulations: One automatic shut off valve at 31Â°36'18.2"N 102Â°11'18.3"W. | 2018-10-29 | 81948 | 100
22002 | T1 | ORYX DELAWARE HOLDINGS LLC | ORYX DELAWARE HOLDINGS LLC PIPELINE IN REEVES COUNTY | 49.41 MILES OF 8 INCH TO 24 INCH DIAMETER PIPELINE IN REEVES COUNTY TRANSPORTING CRUDE OIL | Reeves County | TX | 79772 | REEVES | CN605581255 | RN110519022 | Four automatic shut off valves at 31Â°54'11.4"N 103Â°57'09.2"W, 31Â°44'01.3"N 103Â°44'48.0"W, 31Â°38'30.2"N 103Â°37'26.4"W, and 31Â°33'15.2"N 103Â°34'19.6"W. | The following property is used 100% for pollution control and is installed to meet or exceed federal or state regulations: Four automatic shut off valves at 31Â°54'11.4"N 103Â°57'09.2"W, 31Â°44'01.3"N 103Â°44'48.0"W, 31Â°38'30.2"N 103Â°37'26.4"W, and 31Â°33'15.2"N 103Â°34'19.6"W. | 2018-10-29 | 230031 | 100
22003 | T1 | ORYX DELAWARE HOLDINGS LLC | ORYX DELAWARE HOLDINGS LLC PIPELINE SEGMENTS IN CRANE COUNTY | 30.89 MILES OF 24 INCH DIAMETER PIPELINE IN CRANE COUNTY TRANSPORTING CRUDE OIL | Crane County | TX | 79731 | CRANE | CN605581255 | RN110519089 | One automatic shut off valve at 31Â°25'32.6"N 102Â°37'43.8"W. | The following property is used 100% for pollution control and is installed to meet or exceed federal or state regulations: One automatic shut off valve at 31Â°25'32.6"N 102Â°37'43.8"W. | 2018-10-29 | 81948 | 100
22004 | T1 | ORYX DELAWARE HOLDINGS LLC | ORYX DELAWARE HOLDINGS LLC PIPELINE IN MIDLAND COUNTY | 33.23 MILES OF 24 INCH DIAMETER PIPELINE IN MIDLAND COUNTY TRANSPORTING CRUDE OIL | Midland County | TX | 79701 | MIDLAND | CN605581255 | RN110519063 | Four automatic shut off valves at 31Â°39'54.1"N 102Â°09'05.9"W, 31Â°47'06.6"N 102Â°03'34.0"W, 31Â°52'55.6"N 102Â°00'51.5"W, 31Â°57'19.6"N 102Â°00'26.6"W. | The following property is used 100% for pollution control and is installed to meet or exceed federal or state regulations: Four automatic shut off valves at 31Â°39'54.1"N 102Â°09'05.9"W, 31Â°47'06.6"N 102Â°03'34.0"W, 31Â°52'55.6"N 102Â°00'51.5"W, 31Â°57'19.6"N 102Â°00'26.6"W. | 2018-10-29 | 327792 | 100
22005 | T1 | ORYX DELAWARE HOLDINGS LLC | ORYX DELAWARE HOLDINGS LLC PIPELINE IN LOVING COUNTY | 70.29 MILES OF 4 TO 20 INCH DIAMETER PIPELINE IN LOVING COUNTY TRANSPORTING CRUDE OIL | Loving County | TX | 79754 | LOVING | CN605581255 | RN110519105 | Three automatic shut off valves | The following property is used 100% for pollution control and is installed to meet or exceed federal or state regulations: Three automatic shut off valves | 2018-10-29 | 163112 | 100
22006 | T1 | ORYX DELAWARE HOLDINGS LLC | ORYX DELAWARE HOLDINGS LLC PIPELINE IN CULBERSON COUNTY | 7.54 MILES OF 16 INCH DIAMETER PIPELINE IN CULBERSON COUNTY TRANSPORTING CRUDE OIL | Culberson County | TX | 79855 | CULBERSON | CN605581255 | RN110519014 | One automatic shut off valve | The following property is used 100% for pollution control and is installed to meet or exceed federal or state regulations: One automatic shut off valve | 2018-10-29 | 29274 | 100
22007 | T1 | FREEPORT LNG DEVELOPMENT LP | FREEPORT LNG LIQUEFACTION PLANT | 1500 LAMAR ST | QUINTANA | TX | 77541 | BRAZORIA | CN601720345 | RN103196689 | Z4 BTU flare replacement line. | The following property is used 100% for pollution control and is installed to meet or exceed federal or state regulations: Z4 BTU flare replacement line. | 2018-10-29 | 1212061 | 100
22008 | T1 | CONTINENTAL DAIRY FACILITIES SOUTHWEST LLC | CONTINENTAL DAIRY - LITTLEFIELD PLANT | 1926 FM 54 | LITTLEFIELD | TX | 79339 | LAMB | CN605136647 | RN101788883 | Biogas Flare | The following property is used 100% for pollution control and is installed to meet or exceed federal or state regulations: Biogas Flare | 2018-10-29 | 141780 | 100
22009 | T1 | DCP SAND HILLS PIPELINE LLC | DCP SAND HILLS PIPELINE PIPELINE IN NUECES COUNTY | 3.08 MILES OF 10 INCH DIAMETER PIPELINE IN NUECES COUNTY TRANSPORTING NATURAL GAS LIQUIDS | Nueces County | TX | 78401 | NUECES | CN604514109 | RN110519139 | Cathodic protection; fusion-bonded epoxy (FBE) on the pipe surface; adhesive for top coat; and top coat consisting of polyethylene or polypropylene. | The following property is used 100% for pollution control and is installed to meet or exceed federal or state regulations: Cathodic protection; fusion-bonded epoxy (FBE) on the pipe surface; adhesive for top coat; and top coat consisting of polyethylene or polypropylene. | 2018-10-30 | 13630 | 100
22010 | T1 | DCP SAND HILLS PIPELINE LLC | DCP SAND HILLS PIPELINE PIPELINE SEGMENTS IN REAGAN COUNTY | 28.10 MILES OF 24 INCH DIAMETER PIPELINE IN REAGAN COUNTY TRANSPORTING NATURAL GAS LIQUIDS | Reagan County | TX | 76932 | REAGAN | CN604514109 | RN110519162 | Cathodic protection; fusion-bonded epoxy (FBE) on the pipe surface; adhesive for top coat; and top coat consisting of polyethylene or polypropylene. | The following property is used 100% for pollution control and is installed to meet or exceed federal or state regulations: Cathodic protection; fusion-bonded epoxy (FBE) on the pipe surface; adhesive for top coat; and top coat consisting of polyethylene or polypropylene. | 2018-10-30 | 2575204 | 100
22011 | T1 | DCP SAND HILLS PIPELINE LLC | DCP SAND HILLS PIPELINE PIPELINE IN KINNEY COUNTY | 19.42 MILES OF 24 INCH DIAMETER PIPELINE IN KINNEY COUNTY TRANSPORTING NATURAL GAS LIQUIDS | Kinney County | TX | 78832 | KINNEY | CN604514109 | RN110519154 | Cathodic protection; fusion-bonded epoxy (FBE) on the pipe surface; adhesive for top coat; and top coat consisting of polyethylene or polypropylene. | The following property is used 100% for pollution control and is installed to meet or exceed federal or state regulations: Cathodic protection; fusion-bonded epoxy (FBE) on the pipe surface; adhesive for top coat; and top coat consisting of polyethylene or polypropylene. | 2018-10-30 | 1361392 | 100
22012 | T1 | DCP SAND HILLS PIPELINE LLC | SAND HILLS PIPELINE | SANDHILLS PIPELINE IN MIDLAND COUNTY | Midland County | TX | 79701 | MIDLAND | CN604514109 | RN107099673 | Cathodic protection; fusion-bonded epoxy (FBE) on the pipe surface; adhesive for top coat; and top coat consisting of polyethylene or polypropylene. | The following property is used 100% for pollution control and is installed to meet or exceed federal or state regulations: Cathodic protection; fusion-bonded epoxy (FBE) on the pipe surface; adhesive for top coat; and top coat consisting of polyethylene or polypropylene. | 2018-11-02 | 1411168 | 100
22013 | T1 | DCP SAND HILLS PIPELINE LLC | SAND HILLS PIPELINE | SANDHILLS PIPELINE IN ECTOR COUNTY | Ector County | TX | 79760 | ECTOR | CN604514109 | RN107099673 | Cathodic protection; fusion-bonded epoxy (FBE) on the pipe surface; adhesive for top coat; and top coat consisting of polyethylene or polypropylene. | The following property is used 100% for pollution control and is installed to meet or exceed federal or state regulations: Cathodic protection; fusion-bonded epoxy (FBE) on the pipe surface; adhesive for top coat; and top coat consisting of polyethylene or polypropylene. | 2018-11-02 | 1880545 | 100
22014 | T1 | DCP SAND HILLS PIPELINE LLC | SAND HILLS PIPELINE | SANDHILLS PIPELINE IN WINKLER COUNTY | Winkler County | TX | 79745 | WINKLER | CN604514109 | RN107099673 | Cathodic protection; fusion-bonded epoxy (FBE) on the pipe surface; adhesive for top coat; and top coat consisting of polyethylene or polypropylene. | The following property is used 100% for pollution control and is installed to meet or exceed federal or state regulations: Cathodic protection; fusion-bonded epoxy (FBE) on the pipe surface; adhesive for top coat; and top coat consisting of polyethylene or polypropylene. | 2018-11-02 | 1315470 | 100
22015 | T1 | DCP SAND HILLS PIPELINE LLC | SAND HILLS PIPELINE | SANDHILLS PIPELINE IN LOVING COUNTY | Loving County | TX | 79754 | LOVING | CN604514109 | RN107099673 | Cathodic protection; fusion-bonded epoxy (FBE) on the pipe surface; adhesive for top coat; and top coat consisting of polyethylene or polypropylene. | The following property is used 100% for pollution control and is installed to meet or exceed federal or state regulations: Cathodic protection; fusion-bonded epoxy (FBE) on the pipe surface; adhesive for top coat; and top coat consisting of polyethylene or polypropylene. | 2018-11-02 | 902297 | 100
22016 | T1 | DCP SAND HILLS PIPELINE LLC | SAND HILLS PIPELINE | SANDHILLS PIPELINE IN REEVES COUNTY | Reeves County | TX | 79772 | REEVES | CN604514109 | RN107099673 | Cathodic protection; fusion-bonded epoxy (FBE) on the pipe surface; adhesive for top coat; and top coat consisting of polyethylene or polypropylene. | The following property is used 100% for pollution control and is installed to meet or exceed federal or state regulations: Cathodic protection; fusion-bonded epoxy (FBE) on the pipe surface; adhesive for top coat; and top coat consisting of polyethylene or polypropylene. | 2018-11-02 | 221777 | 100
22017 | T1 | DCP SAND HILLS PIPELINE LLC | DCP SAND HILLS PIPELINE PIPELINE IN SAN PATRICIO COUNTY | 28.58 MILES OF 10 INCH DIAMETER PIPELINE IN SAN PATRICIO COUNTY TRANSPORTING NATURAL GAS LIQUIDS | San Patricio County | TX | 78387 | SAN PATRICIO | CN604514109 | RN110519170 | Cathodic protection; fusion-bonded epoxy (FBE) on the pipe surface; adhesive for top coat; and top coat consisting of polyethylene or polypropylene. | The following property is used 100% for pollution control and is installed to meet or exceed federal or state regulations: Cathodic protection; fusion-bonded epoxy (FBE) on the pipe surface; adhesive for top coat; and top coat consisting of polyethylene or polypropylene. | 2018-11-06 | 126472 | 100
22018 | T1 | DCP SAND HILLS PIPELINE LLC | DCP SAND HILLS PIPELINE PIPELINE IN REAGAN COUNTY | 28.10 MILES OF 24 INCH DIAMETER PIPELINE IN REAGAN COUNTY TRANSPORTING NATURAL GAS LIQUIDS | Reagan County | TX | 76932 | REAGAN | CN604514109 | RN110519162 | Sedimentation and erosion controls including slope breakers, silt fences, sedimentation barriers, staked hay or straw bales, matting and diking. | The following property is used 100% for pollution control and is installed to meet or exceed federal or state regulations: Sedimentation and erosion controls including slope breakers, silt fences, sedimentation barriers, staked hay or straw bales, matting and diking. | 2018-10-30 | 870287 | 100
22019 | T1 | DCP SAND HILLS PIPELINE LLC | DCP SAND HILLS PIPELINE IN NUECES COUNTY | DCP SAND HILLS PIPELINE PIPELINE SEGMENTS IN NUECES COUNTY | Nueces County | TX | 78401 | NUECES | CN604514109 | RN110519139 | Sedimentation and erosion controls including slope breakers, silt fences, sedimentation barriers, staked hay or straw bales, matting and diking. | The following property is used 100% for pollution control and is installed to meet or exceed federal or state regulations: Sedimentation and erosion controls including slope breakers, silt fences, sedimentation barriers, staked hay or straw bales, matting and diking. | 2018-10-30 | 99025 | 100
22020 | T1 | DCP SAND HILLS PIPELINE LLC | DCP SAND HILLS PIPELINE PIPELINE SEGMENTS IN KINNEY COUNTY | 19.42 MILES OF 24 INCH DIAMETER PIPELINE IN KINNEY COUNTY TRANSPORTING NATURAL GAS LIQUIDS | Kinney County | TX | 78832 | KINNEY | CN604514109 | RN110519154 | Sedimentation and erosion controls including slope breakers, silt fences, sedimentation barriers, staked hay or straw bales, matting and diking. | The following property is used 100% for pollution control and is installed to meet or exceed federal or state regulations: Sedimentation and erosion controls including slope breakers, silt fences, sedimentation barriers, staked hay or straw bales, matting and diking. | 2018-10-30 | 387432 | 100
22021 | T1 | DCP SAND HILLS PIPELINE LLC | SAND HILLS PIPELINE | SANDHILLS PIPELINE IN MIDLAND COUNTY | Midland County | TX | 79701 | MIDLAND | CN604514109 | RN107099673 | Sedimentation and erosion controls including slope breakers, silt fences, sedimentation barriers, staked hay or straw bales, matting and diking. | The following property is used 100% for pollution control and is installed to meet or exceed federal or state regulations: Sedimentation and erosion controls including slope breakers, silt fences, sedimentation barriers, staked hay or straw bales, matting and diking. | 2018-11-02 | 722748 | 100
22022 | T1 | DCP SAND HILLS PIPELINE LLC | SAND HILLS PIPELINE | SANDHILLS PIPELINE IN ECTOR COUNTY | Ector County | TX | 79760 | ECTOR | CN604514109 | RN107099673 | Sedimentation and erosion controls including slope breakers, silt fences, sedimentation barriers, staked hay or straw bales, matting and diking. | The following property is used 100% for pollution control and is installed to meet or exceed federal or state regulations: Sedimentation and erosion controls including slope breakers, silt fences, sedimentation barriers, staked hay or straw bales, matting and diking. | 2018-11-02 | 963145 | 100
22023 | T1 | DCP SAND HILLS PIPELINE LLC | SAND HILLS PIPELINE | SANDHILLS PIPELINE IN WINKLER COUNTY | Winkler County | TX | 79745 | WINKLER | CN604514109 | RN107099673 | Sedimentation and erosion controls including slope breakers, silt fences, sedimentation barriers, staked hay or straw bales, matting and diking. | The following property is used 100% for pollution control and is installed to meet or exceed federal or state regulations: Sedimentation and erosion controls including slope breakers, silt fences, sedimentation barriers, staked hay or straw bales, matting and diking. | 2018-11-02 | 673735 | 100
22024 | T1 | DCP SAND HILLS PIPELINE LLC | SAND HILLS PIPELINE | SANDHILLS PIPELINE IN LOVING COUNTY | Loving County | TX | 79754 | LOVING | CN604514109 | RN107099673 | Sedimentation and erosion controls including slope breakers, silt fences, sedimentation barriers, staked hay or straw bales, matting and diking. | The following property is used 100% for pollution control and is installed to meet or exceed federal or state regulations: Sedimentation and erosion controls including slope breakers, silt fences, sedimentation barriers, staked hay or straw bales, matting and diking. | 2018-11-02 | 462123 | 100
22025 | T1 | DCP SAND HILLS PIPELINE LLC | SAND HILLS PIPELINE | SANDHILLS PIPELINE IN REEVES COUNTY | Reeves County | TX | 79772 | REEVES | CN604514109 | RN107099673 | Sedimentation and erosion controls including slope breakers, silt fences, sedimentation barriers, staked hay or straw bales, matting and diking. | The following property is used 100% for pollution control and is installed to meet or exceed federal or state regulations: Sedimentation and erosion controls including slope breakers, silt fences, sedimentation barriers, staked hay or straw bales, matting and diking. | 2018-11-02 | 113586 | 100
22026 | T1 | DCP SAND HILLS PIPELINE LLC | DCP SAND HILLS PIPELINE IN SAN PATRICIO COUNTY | DCP SAND HILLS PIPELINE SEGMENT IN SAN PATRICIO COUNTY | San Patricio County | TX | 78387 | SAN PATRICIO | CN604514109 | RN110519170 | Sedimentation and erosion controls including slope breakers, silt fences, sedimentation barriers, staked hay or straw bales, matting and diking. | The following property is used 100% for pollution control and is installed to meet or exceed federal or state regulations: Sedimentation and erosion controls including slope breakers, silt fences, sedimentation barriers, staked hay or straw bales, matting and diking. | 2018-10-30 | 918876 | 100
22027 | T2 | DCP SAND HILLS PIPELINE LLC | DCP SAND HILLS PIPELINE PIPELINE SEGMENTS IN NUECES COUNTY | 3.08 MILES OF 10 INCH DIAMETER PIPELINE IN NUECES COUNTY TRANSPORTING NATURAL GAS LIQUIDS | Nueces County | TX | 78401 | NUECES | CN604514109 | RN110519139 | Nondestructive pipeline testing expenditures â€“ Radiography. | The following property is used 100% for pollution control and is installed to meet or exceed federal or state regulations: Nondestructive pipeline testing expenditures â€“ Radiography. | 2018-10-30 | 42121 | 100
22028 | T2 | DCP SAND HILLS PIPELINE LLC | DCP SAND HILLS PIPELINE PIPELINE SEGMENTS IN REAGAN COUNTY | 28.10 MILES OF 24 INCH DIAMETER PIPELINE IN REAGAN COUNTY TRANSPORTING NATURAL GAS LIQUIDS | Reagan County | TX | 76932 | REAGAN | CN604514109 | RN110519162 | Nondestructive pipeline testing expenditures â€“ Radiography. | The following property is used 100% for pollution control and is installed to meet or exceed federal or state regulations: Nondestructive pipeline testing expenditures â€“ Radiography. | 2018-10-30 | 801423 | 100
22029 | T2 | DCP SAND HILLS PIPELINE LLC | DCP SAND HILLS PIPELINE PIPELINE SEGMENTS IN KINNEY COUNTY | 19.42 MILES OF 24 INCH DIAMETER PIPELINE IN KINNEY COUNTY TRANSPORTING NATURAL GAS LIQUIDS | Kinney County | TX | 78832 | KINNEY | CN604514109 | RN110519154 | Nondestructive pipeline testing expenditures â€“ Radiography. | The following property is used 100% for pollution control and is installed to meet or exceed federal or state regulations: Nondestructive pipeline testing expenditures â€“ Radiography. | 2018-10-30 | 574909 | 100
22030 | T2 | DCP SAND HILLS PIPELINE LLC | SAND HILLS PIPELINE | SANDHILLS PIPELINE IN REEVES COUNTY | Reeves County | TX | 79772 | REEVES | CN604514109 | RN107099673 | Nondestructive pipeline testing expenditures â€“ Radiography. | The following property is used 100% for pollution control and is installed to meet or exceed federal or state regulations: Nondestructive pipeline testing expenditures â€“ Radiography. | 2018-11-02 | 79107 | 100
22031 | T2 | DCP SAND HILLS PIPELINE LLC | SAND HILLS PIPELINE | SANDHILLS PIPELINE IN MIDLAND COUNTY | Midland County | TX | 79701 | MIDLAND | CN604514109 | RN107099673 | Nondestructive pipeline testing expenditures â€“ Radiography. | The following property is used 100% for pollution control and is installed to meet or exceed federal or state regulations: Nondestructive pipeline testing expenditures â€“ Radiography. | 2018-11-02 | 503360 | 100
22032 | T2 | DCP SAND HILLS PIPELINE LLC | SAND HILLS PIPELINE | SANDHILLS PIPELINE IN ECTOR COUNTY | Ector County | TX | 79760 | ECTOR | CN604514109 | RN107099673 | Nondestructive pipeline testing expenditures â€“ Radiography. | The following property is used 100% for pollution control and is installed to meet or exceed federal or state regulations: Nondestructive pipeline testing expenditures â€“ Radiography. | 2018-11-02 | 670786 | 100
22033 | T2 | DCP SAND HILLS PIPELINE LLC | SAND HILLS PIPELINE | SANDHILLS PIPELINE IN WINKLER COUNTY | Winkler County | TX | 79745 | WINKLER | CN604514109 | RN107099673 | Nondestructive pipeline testing expenditures â€“ Radiography. | The following property is used 100% for pollution control and is installed to meet or exceed federal or state regulations: Nondestructive pipeline testing expenditures â€“ Radiography. | 2018-11-02 | 469225 | 100
22034 | T2 | DCP SAND HILLS PIPELINE LLC | SAND HILLS PIPELINE | SANDHILLS PIPELINE IN LOVING COUNTY | Loving County | TX | 79745 | LOVING | CN604514109 | RN107099673 | Nondestructive pipeline testing expenditures â€“ Radiography. | The following property is used 100% for pollution control and is installed to meet or exceed federal or state regulations: Nondestructive pipeline testing expenditures â€“ Radiography. | 2018-11-02 | 321847 | 100
22035 | T2 | DCP SAND HILLS PIPELINE LLC | DCP SAND HILLS PIPELINE PIPELINE IN SAN PATRICIO COUNTY | 28.58 MILES OF 10 INCH DIAMETER PIPELINE IN SAN PATRICIO COUNTY TRANSPORTING NATURAL GAS LIQUIDS | San Patricio County | TX | 78387 | SAN PATRICIO | CN604514109 | RN110519170 | Nondestructive pipeline testing expenditures â€“ Radiography. | The following property is used 100% for pollution control and is installed to meet or exceed federal or state regulations: Nondestructive pipeline testing expenditures â€“ Radiography. | 2018-10-30 | 390851 | 100
22036 | T1 | DCP SAND HILLS PIPELINE LLC | DCP SAND HILLS PIPELINE PIPELINE SEGMENTS IN REAGAN COUNTY | 28.10 MILES OF 24 INCH DIAMETER PIPELINE IN REAGAN COUNTY TRANSPORTING NATURAL GAS LIQUIDS | Reagan County | TX | 76932 | REAGAN | CN604514109 | RN110519162 | One intelligent pipeline inspection gauge (PIG) launcher and one PIG receiver. | The following property is used 100% for pollution control and is installed to meet or exceed federal or state regulations: One intelligent pipeline inspection gauge (PIG) launcher and one PIG receiver. | 2018-10-30 | 1562506 | 100
22037 | T1 | DCP SAND HILLS PIPELINE LLC | DCP SAND HILLS PIPELINE PIPELINE SEGMENTS IN KINNEY COUNTY | 19.42 MILES OF 24 INCH DIAMETER PIPELINE IN KINNEY COUNTY TRANSPORTING NATURAL GAS LIQUIDS | Kinney County | TX | 78832 | KINNEY | CN604514109 | RN110519154 | One intelligent pipeline inspection gauge (PIG) launcher and one PIG receiver. | The following property is used 100% for pollution control and is installed to meet or exceed federal or state regulations: One intelligent pipeline inspection gauge (PIG) launcher and one PIG receiver. | 2018-10-30 | 1705984 | 100
22038 | T1 | DCP SAND HILLS PIPELINE LLC | SAND HILLS PIPELINE | SANDHILLS PIPELINE IN MIDLAND COUNTY | Midland County | TX | 79701 | MIDLAND | CN604514109 | RN107099673 | One intelligent pipeline inspection gauge (PIG) receiver. | The following property is used 100% for pollution control and is installed to meet or exceed federal or state regulations: One intelligent pipeline inspection gauge (PIG) launcher and one PIG receiver. | 2018-11-02 | 457323 | 100
22039 | T1 | DCP SAND HILLS PIPELINE LLC | SAND HILLS PIPELINE | SANDHILLS PIPELINE IN WINKLER COUNTY | Winkler County | TX | 79745 | WINKLER | CN604514109 | RN107099673 | One intelligent pipeline inspection gauge (PIG) launcher and one PIG receiver. | The following property is used 100% for pollution control and is installed to meet or exceed federal or state regulations: One intelligent pipeline inspection gauge (PIG) launcher and one PIG receiver. | 2018-11-02 | 914646 | 100
22040 | T1 | DCP SAND HILLS PIPELINE LLC | SAND HILLS PIPELINE | SANDHILLS PIPELINE IN REEVES COUNTY | Reeves County | TX | 79772 | REEVES | CN604514109 | RN107099673 | One intelligent pipeline inspection gauge (PIG) launcher | The following property is used 100% for pollution control and is installed to meet or exceed federal or state regulations: One intelligent pipeline inspection gauge (PIG) launcher | 2018-11-02 | 457323 | 100
22041 | T1 | DCP SAND HILLS PIPELINE LLC | DCP SAND HILLS PIPELINE PIPELINE SEGMENTS IN NUECES COUNTY | 3.08 MILES OF 10 INCH DIAMETER PIPELINE IN NUECES COUNTY TRANSPORTING NATURAL GAS LIQUIDS | Nueces County | TX | 78401 | NUECES | CN604514109 | RN110519139 | One intelligent pipeline inspection gauge (PIG) launcher | The following property is used 100% for pollution control and is installed to meet or exceed federal or state regulations: One intelligent pipeline inspection gauge (PIG) launcher | 2018-10-30 | 117979 | 100
22042 | T1 | DCP SAND HILLS PIPELINE LLC | DCP SAND HILLS PIPELINE PIPELINE SEGMENTS IN REAGAN COUNTY | 28.10 MILES OF 24 INCH DIAMETER PIPELINE IN REAGAN COUNTY TRANSPORTING NATURAL GAS LIQUIDS | Reagan County | TX | 76932 | REAGAN | CN604514109 | RN110519162 | Two automatic shut off valves at 31Â°05'54.2"N 101Â°29'58.3"W and 30Â°59'44.8"N 101Â°24'22.7"W. | The following property is used 100% for pollution control and is installed to meet or exceed federal or state regulations: Two automatic shut off valves at 31Â°05'54.2"N 101Â°29'58.3"W and 30Â°59'44.8"N 101Â°24'22.7"W. | 2018-10-30 | 835365 | 100
22043 | T1 | DCP SAND HILLS PIPELINE LLC | DCP SAND HILLS PIPELINE PIPELINE SEGMENTS IN KINNEY COUNTY | 19.42 MILES OF 24 INCH DIAMETER PIPELINE IN KINNEY COUNTY TRANSPORTING NATURAL GAS LIQUIDS | Kinney County | TX | 78832 | KINNEY | CN604514109 | RN110519154 | One automatic shut off valve 29Â°16'30.3"N 100Â°26'28.3"W. | The following property is used 100% for pollution control and is installed to meet or exceed federal or state regulations: One automatic shut off valve 29Â°16'30.3"N 100Â°26'28.3"W. | 2018-10-30 | 483437 | 100
22044 | T1 | DCP SAND HILLS PIPELINE LLC | SAND HILLS PIPELINE | SANDHILLS PIPELINE IN ECTOR COUNTY | Ector County | TX | 79760 | ECTOR | CN604514109 | RN107099673 | Three automatic shut off valves at 31Â°41'09.3"N 102Â°41'04.9"W, 31Â°42'28.2"N 102Â°34'37.7"W, and 31Â°43'07.7"N 102Â°25'17.5"W. | The following property is used 100% for pollution control and is installed to meet or exceed federal or state regulations: Three automatic shut off valves at 31Â°41'09.3"N 102Â°41'04.9"W, 31Â°42'28.2"N 102Â°34'37.7"W, and 31Â°43'07.7"N 102Â°25'17.5"W. | 2018-11-02 | 550307 | 100
22045 | T1 | DCP SAND HILLS PIPELINE LLC | SAND HILLS PIPELINE | SANDHILLS PIPELINE IN WINKLER COUNTY | Winkler County | TX | 79745 | WINKLER | CN604514109 | RN107099673 | Three automatic shut off valves at 31Â°47'53.2"N 103Â°11'46.9"W, 31Â°48'15.4"N 103Â°03'58.3"W, and 31Â°44'06.7"N 102Â°56'12.3"W. | The following property is used 100% for pollution control and is installed to meet or exceed federal or state regulations: Three automatic shut off valves at 31Â°47'53.2"N 103Â°11'46.9"W, 31Â°48'15.4"N 103Â°03'58.3"W, and 31Â°44'06.7"N 102Â°56'12.3"W. | 2018-11-02 | 550307 | 100
22046 | T1 | DCP SAND HILLS PIPELINE LLC | SAND HILLS PIPELINE | SANDHILLS PIPELINE IN LOVING COUNTY | Loving County | TX | 79754 | LOVING | CN604514109 | RN107099673 | Four automatic shut off valves at 31Â°47'58.0"N 103Â°48'21.8"W, 31Â°47'26.1"N 103Â°37'39.2"W, 31Â°47'08.8"N 103Â°31'11.5"W, and 31Â°47'07.5"N 103Â°20'59.8"W. | The following property is used 100% for pollution control and is installed to meet or exceed federal or state regulations: Four automatic shut off valves at 31Â°47'58.0"N 103Â°48'21.8"W, 31Â°47'26.1"N 103Â°37'39.2"W, 31Â°47'08.8"N 103Â°31'11.5"W, and 31Â°47'07.5"N 103Â°20'59.8"W. | 2018-11-02 | 733742 | 100
22047 | T1 | DCP SAND HILLS PIPELINE LLC | SAND HILLS PIPELINE | SANDHILLS PIPELINE IN REEVES COUNTY | Reeves County | TX | 79772 | REEVES | CN604514109 | RN107099673 | Two automatic shut off valves at 31Â°48'29.6"N 103Â°56'28.7"W and 31Â°48'13.2"N 103Â°50'27.3"W. | The following property is used 100% for pollution control and is installed to meet or exceed federal or state regulations: Two automatic shut off valves at 31Â°48'29.6"N 103Â°56'28.7"W and 31Â°48'13.2"N 103Â°50'27.3"W. | 2018-11-02 | 366871 | 100
22048 | T1 | DCP SAND HILLS PIPELINE LLC | DCP SAND HILLS PIPELINE PIPELINE IN SAN PATRICIO COUNTY | 28.58 MILES OF 10 INCH DIAMETER PIPELINE IN SAN PATRICIO COUNTY TRANSPORTING NATURAL GAS LIQUIDS | San Patricio County | TX | 78387 | SAN PATRICIO | CN604514109 | RN110519170 | Three automatic shut off valves at 27Â°54'40.0"N 97Â°37'17.1"W, 28Â°00'54.9"N 97Â°41'47.2"W, and 28Â°07'22.7"N 97Â°48'01.6"W. | The following property is used 100% for pollution control and is installed to meet or exceed federal or state regulations: Three automatic shut off valves at 27Â°54'40.0"N 97Â°37'17.1"W, 28Â°00'54.9"N 97Â°41'47.2"W, and 28Â°07'22.7"N 97Â°48'01.6"W. | 2018-10-30 | 388199 | 100
22049 | T1 | DCP SAND HILLS PIPELINE LLC | DCP SAND HILLS PIPELINE PIPELINE SEGMENTS IN NUECES COUNTY | 3.08 MILES OF 10 INCH DIAMETER PIPELINE IN NUECES COUNTY TRANSPORTING NATURAL GAS LIQUIDS | Nueces County | TX | 78401 | NUECES | CN604514109 | RN110519139 | Two automatic shut off valves at 27Â°50'20.8"N 97Â°32'00.9"W and 27Â°50'55.5"N 97Â°33'49.5"W. | The following property is used 100% for pollution control and is installed to meet or exceed federal or state regulations: Two automatic shut off valves at 27Â°50'20.8"N 97Â°32'00.9"W and 27Â°50'55.5"N 97Â°33'49.5"W. | 2018-10-30 | 258799 | 100
22050 | T1 | DCP SAND HILLS PIPELINE LLC | DCP SAND HILLS PIPELINE PIPELINE SEGMENTS IN LIVE OAK COUNTY | 53.84 MILES OF 10 TO 24 INCH DIAMETER PIPELINE IN LIVE OAK COUNTY TRANSPORTING NATURAL GAS LIQUIDS | Live Oak County | TX | 78022 | LIVE OAK | CN604514109 | RN110519147 | Six automatic shut off valves at 28Â°30'17.1"N 98Â°07'41.2"W, 28Â°11'36.9"N 97Â°51'23.8"W, 28Â°15'12.2"N 97Â°54'47.0"W, 28Â°20'33.6"N 97Â°58'20.4"W, 28Â°27'17.9"N 98Â°05'17.8"W, and 28Â°20'54.9"N 98Â°03'01.7"W. | The following property is used 100% for pollution control and is installed to meet or exceed federal or state regulations: Six automatic shut off valves at 28Â°30'17.1"N 98Â°07'41.2"W, 28Â°11'36.9"N 97Â°51'23.8"W, 28Â°15'12.2"N 97Â°54'47.0"W, 28Â°20'33.6"N 97Â°58'20.4"W, 28Â°27'17.9"N 98Â°05'17.8"W, and 28Â°20'54.9"N 98Â°03'01.7"W. | 2018-11-05 | 1027305 | 100
22051 | T1 | DCP SAND HILLS PIPELINE LLC | DCP SAND HILLS PIPELINE PIPELINE SEGMENTS IN JACKSON COUNTY | 7.09 MILES OF 24 INCH DIAMETER PIPELINE IN JACKSON COUNTY TRANSPORTING NATURAL GAS LIQUIDS | Jackson County | TX | 77957 | JACKSON | CN604514109 | RN110519188 | One intelligent pipeline inspection gauge (PIG) launcher and one PIG receiver. | The following property is used 100% for pollution control and is installed to meet or exceed federal or state regulations: One intelligent pipeline inspection gauge (PIG) launcher and one PIG receiver. | 2018-11-02 | 2128611 | 100
22052 | T1 | DCP SAND HILLS PIPELINE LLC | DCP SAND HILLS PIPELINE SEGMENTS IN GOLIAD COUNTY | 12.25 MILES OF 24 INCH DIAMETER PIPELINE IN GOLIAD COUNTY TRANSPORTING NATURAL GAS LIQUIDS | Goliad County | TX | 77963 | GOLIAD | CN604514109 | RN110519113 | One intelligent pipeline inspection gauge (PIG) launcher and one PIG receiver. | The following property is used 100% for pollution control and is installed to meet or exceed federal or state regulations: One intelligent pipeline inspection gauge (PIG) launcher and one PIG receiver. | 2018-11-02 | 2011421 | 100
22053 | T1 | DCP SAND HILLS PIPELINE LLC | DCP SAND HILLS PIPELINE PIPELINE SEGMENTS IN LIVE OAK COUNTY | 53.84 MILES OF 10 TO 24 INCH DIAMETER PIPELINE IN LIVE OAK COUNTY TRANSPORTING NATURAL GAS LIQUIDS | Live Oak County | TX | 78022 | LIVE OAK | CN604514109 | RN110519147 | One intelligent pipeline inspection gauge (PIG) launcher and two PIG receivers. | The following property is used 100% for pollution control and is installed to meet or exceed federal or state regulations: One intelligent pipeline inspection gauge (PIG) launcher and two PIG receivers. | 2018-11-02 | 2048213 | 100
22054 | T2 | DCP SAND HILLS PIPELINE LLC | DCP SAND HILLS PIPELINE PIPELINE SEGMENTS IN JACKSON COUNTY | 7.09 MILES OF 24 INCH DIAMETER PIPELINE IN JACKSON COUNTY TRANSPORTING NATURAL GAS LIQUIDS | Jackson County | TX | 77957 | JACKSON | CN604514109 | RN110519188 | Nondestructive pipeline testing expenditures â€“ Radiography. | The following property is used 100% for pollution control and is installed to meet or exceed federal or state regulations: Nondestructive pipeline testing expenditures â€“ Radiography. | 2018-11-05 | 222805 | 100
22055 | T2 | DCP SAND HILLS PIPELINE LLC | DCP SAND HILLS PIPELINE IN GOLIAD COUNTY | 12.25 MILES OF 24 INCH DIAMETER PIPELINE IN GOLIAD COUNTY TRANSPORTING NATURAL GAS LIQUIDS | Goliad County | TX | 77963 | GOLIAD | CN604514109 | RN110519113 | Nondestructive pipeline testing expenditures â€“ Radiography. | The following property is used 100% for pollution control and is installed to meet or exceed federal or state regulations: Nondestructive pipeline testing expenditures â€“ Radiography. | 2018-11-05 | 301668 | 100
22056 | T2 | DCP SAND HILLS PIPELINE LLC | DCP SAND HILLS PIPELINE PIPELINE SEGMENTS IN LIVE OAK COUNTY | 53.84 MILES OF 10 TO 24 INCH DIAMETER PIPELINE IN LIVE OAK COUNTY TRANSPORTING NATURAL GAS LIQUIDS | Live Oak County | TX | 78022 | LIVE OAK | CN604514109 | RN110519147 | Nondestructive pipeline testing expenditures â€“ Radiography. | The following property is used 100% for pollution control and is installed to meet or exceed federal or state regulations: Nondestructive pipeline testing expenditures â€“ Radiography. | 2018-11-05 | 859272 | 100
22057 | T1 | DCP SAND HILLS PIPELINE LLC | DCP SAND HILLS PIPELINE PIPELINE IN JACKSON COUNTY | 7.09 MILES OF 24 INCH DIAMETER PIPELINE IN JACKSON COUNTY TRANSPORTING NATURAL GAS LIQUIDS | Jackson County | TX | 77957 | JACKSON | CN604514109 | RN110519188 | Cathodic protection; fusion-bonded epoxy (FBE) on the pipe surface; adhesive for top coat; and top coat consisting of polyethylene or polypropylene. | The following property is used 100% for pollution control and is installed to meet or exceed federal or state regulations: Cathodic protection; fusion-bonded epoxy (FBE) on the pipe surface; adhesive for top coat; and top coat consisting of polyethylene or polypropylene. | 2018-11-05 | 234453 | 100
22058 | T1 | DCP SAND HILLS PIPELINE LLC | DCP SAND HILLS PIPELINE IN GOLIAD COUNTY | 12.25 MILES OF 24 INCH DIAMETER PIPELINE IN GOLIAD COUNTY TRANSPORTING NATURAL GAS LIQUIDS | Goliad County | TX | 77963 | GOLIAD | CN604514109 | RN110519113 | Cathodic protection; fusion-bonded epoxy (FBE) on the pipe surface; adhesive for top coat; and top coat consisting of polyethylene or polypropylene. | The following property is used 100% for pollution control and is installed to meet or exceed federal or state regulations: Cathodic protection; fusion-bonded epoxy (FBE) on the pipe surface; adhesive for top coat; and top coat consisting of polyethylene or polypropylene. | 2018-11-05 | 29731 | 100
22059 | T1 | DCP SAND HILLS PIPELINE LLC | DCP SAND HILLS PIPELINE PIPELINE IN LIVE OAK COUNTY | 53.84 MILES OF 10 TO 24 INCH DIAMETER PIPELINE IN LIVE OAK COUNTY TRANSPORTING NATURAL GAS LIQUIDS | Live Oak County | TX | 78022 | LIVE OAK | CN604514109 | RN110519147 | Cathodic protection; fusion-bonded epoxy (FBE) on the pipe surface; adhesive for top coat; and top coat consisting of polyethylene or polypropylene. | The following property is used 100% for pollution control and is installed to meet or exceed federal or state regulations: Cathodic protection; fusion-bonded epoxy (FBE) on the pipe surface; adhesive for top coat; and top coat consisting of polyethylene or polypropylene. | 2018-11-05 | 261445 | 100
22060 | T1 | DCP SAND HILLS PIPELINE LLC | DCP SAND HILLS PIPELINE PIPELINE IN JACKSON COUNTY | 7.09 MILES OF 24 INCH DIAMETER PIPELINE IN JACKSON COUNTY TRANSPORTING NATURAL GAS LIQUIDS | Jackson County | TX | 77957 | JACKSON | CN604514109 | RN110519188 | Sedimentation and erosion controls including slope breakers, silt fences, sedimentation barriers, staked hay or straw bales, matting and diking. | The following property is used 100% for pollution control and is installed to meet or exceed federal or state regulations: Sedimentation and erosion controls including slope breakers, silt fences, sedimentation barriers, staked hay or straw bales, matting and diking. | 2018-11-02 | 680781 | 100
22061 | T1 | DCP SAND HILLS PIPELINE LLC | DCP SAND HILLS PIPELINE IN GOLIAD COUNTY | 12.25 MILES OF 24 INCH DIAMETER PIPELINE IN GOLIAD COUNTY TRANSPORTING NATURAL GAS LIQUIDS | Goliad County | TX | 77963 | GOLIAD | CN604514109 | RN110519113 | Sedimentation and erosion controls including slope breakers, silt fences, sedimentation barriers, staked hay or straw bales, matting and diking. | The following property is used 100% for pollution control and is installed to meet or exceed federal or state regulations: Sedimentation and erosion controls including slope breakers, silt fences, sedimentation barriers, staked hay or straw bales, matting and diking. | 2018-11-02 | 680781 | 100
22062 | T1 | DCP SAND HILLS PIPELINE LLC | DCP SAND HILLS PIPELINE PIPELINE IN LIVE OAK COUNTY | DCP SAND HILLS PIPELINE PIPELINE SEGMENTS IN LIVE OAK COUNTY | Live Oak County | TX | 78022 | LIVE OAK | CN604514109 | RN110519147 | Sedimentation and erosion controls including slope breakers, silt fences, sedimentation barriers, staked hay or straw bales, matting and diking. | The following property is used 100% for pollution control and is installed to meet or exceed federal or state regulations: Sedimentation and erosion controls including slope breakers, silt fences, sedimentation barriers, staked hay or straw bales, matting and diking. | 2018-11-02 | 1708788 | 100
22063 | T1 | DCP SAND HILLS PIPELINE LLC | DCP SAND HILLS PIPELINE SEGMENTS IN GOLIAD COUNTY | 12.25 MILES OF 24 INCH DIAMETER PIPELINE IN GOLIAD COUNTY TRANSPORTING NATURAL GAS LIQUIDS | Goliad County | TX | 77963 | GOLIAD | CN604514109 | RN110519113 | One automatic shut off valve | The following property is used 100% for pollution control and is installed to meet or exceed federal or state regulations: One automatic shut off valve | 2018-11-02 | 358835 | 100
22064 | T1 | KINDER MORGAN TEJAS PIPELINE LLC | KINDER MORGAN TEJAS PIPELINE PIPELINE LAVACA COUNTY | LAVACA COUNTY PIPELINE SEGMENTS | Lavaca County | TX |  | LAVACA | CN603437849 | RN110530649 | Cathodic protection, fusion-bonded epoxy (FBE) on the pipe surface, and cathodic protection rectifiers. | The following property is used 100% for pollution control and is installed to meet or exceed federal or state regulations: cathodic protection, fusion-bonded epoxy (FBE) on the pipe surface, and cathodic protection rectifiers | 2018-12-10 | 679970 | 100
22065 | T1 | KINDER MORGAN TEJAS PIPELINE LLC | KINDER MORGAN TEJAS PIPELINE PIPELINE WHARTON COUNTY | WHARTON COUNTY PIPELINE SEGMENTS | Wharton County | TX |  | WHARTON | CN603437849 | RN110530664 | Cathodic protection and fusion-bonded epoxy (FBE) on the pipe surface. | The following property is used 100% for pollution control and is installed to meet or exceed federal or state regulations: cathodic protection and fusion-bonded epoxy (FBE) on the pipe surface. | 2018-12-10 | 130000 | 100
22066 | T1 | KINDER MORGAN TEJAS PIPELINE LLC | KINDER MORGAN TEJAS PIPELINE PIPELINE COLORADO COUNTY | COLORADO COUNTY PIPELINE SEGMENTS | Colorado County | TX |  | COLORADO | CN603437849 | RN110530847 | Cathodic protection, fusion-bonded epoxy (FBE) on the pipe surface, and cathodic protection rectifiers | The following property is used 100% for pollution control and is installed to meet or exceed federal or state regulations: Cathodic protection, fusion-bonded epoxy (FBE) on the pipe surface, and cathodic protection rectifiers. | 2018-12-10 | 858067 | 100
22067 | T1 | CONTINENTAL DAIRY FACILITIES SOUTHWEST LLC | CONTINENTAL DAIRY FACILITIES SOUTHWEST | 1926 FM 54 | LITTLEFIELD | TX | 79339 | LAMB | CN605136647 | RN101788883 | Waste water treatment plant building, waste water sampling/testing equipment, lift station equipment, backup generator, equalization basins/tanks, selector tank, aeration tank, dissolved air flotation/clarifier equipment, anaerobic digester, ultrafiltration membrane, sludge storage tank, sludge dewatering press, aerated lagoons, waste water storage/evaporation ponds and spray irrigation equipment. | The following property is used 100% for pollution control and is installed to meet or exceed federal or state regulations: Waste water treatment plant building, waste water sampling/testing equipment, lift station equipment, backup generator, equalization basins/tanks, selector tank, aeration tank, dissolved air flotation/clarifier equipment, anaerobic digester, ultrafiltration membrane, sludge storage tank, sludge dewatering press, aerated lagoons, waste water storage/evaporation ponds and spray irrigation equipment. | 2019-01-11 | 22116094 | 100
22068 | T2 | TRANSCONTINENTAL GAS PIPE LINE COMPANY LLC | COMPRESSOR STATION 23 | Latitude = 28.704663, Longitude = -96.930719 | Victoria County | TX | 77905 | VICTORIA | CN603452400 | RN109433854 | Dry Low Emissions (DLE) system including electric inlet guide vanes or bleed valves, universal gas fuel/dual fuel injectors, parallel fuel valve module, fuel system plumbing, augmented backside cooled combustor liner, and dedicated DLE system sensors and controls on two natural gas-fired Solar Taurus 70-10802S combustion turbines. | The following property is used 100% for pollution control and is installed to meet or exceed federal or state regulations: Dry Low Emissions (DLE) system including electric inlet guide vanes or bleed valves, universal gas fuel/dual fuel injectors, parallel fuel valve module, fuel system plumbing, augmented backside cooled combustor liner, and dedicated DLE system sensors and controls on two natural gas-fired Solar Taurus 70-10802S combustion turbines. | 2018-12-13 | 6964446 | 100
22069 | T2 | TRANSCONTINENTAL GAS PIPE LINE COMPANY LLC | COMPRESSOR STATION 17 | Latitude = 28.102028, Longitude = -97.505332 | San Patricio County | TX | 78387 | SAN PATRICIO | CN603452400 | RN109435313 | Dry Low Emissions (DLE) System including Electric Inlet Guide Vanes or Bleed Valves, Universal Gas Fuel Dual Fuel Injectors, Parallel Fuel Valve Module, Fuel System Plumbing, Augmented Backside Cooled Combustor Liner and Dedicated DLE System Sensors and controls on one natural gas-fired Solar Taurus 60 7800S combustion turbine. | The following property is used 100% for pollution control and is installed to meet or exceed federal or state regulations: Dry Low Emissions (DLE) System including Electric Inlet Guide Vanes or Bleed Valves, Universal Gas Fuel Dual Fuel Injectors, Parallel Fuel Valve Module, Fuel System Plumbing, Augmented Backside Cooled Combustor Liner and Dedicated DLE System Sensors and controls on one natural gas-fired Solar Taurus 60 7800S combustion turbine. | 2018-12-18 | 3461984 | 100
22070 | T1 | RICH PRODUCTS CORPORATION | RICHS FOOD PROCESSING | 14847 FAIRWAY PINES DR | MISSOURI CITY | TX | 77489 | FORT BEND | CN604038356 | RN106875784 | Primary and secondary wastewater treatment system consisting of a dissolved air flotation system and a moving bed biofilm reactor. | The following property is used 100% for pollution control and is installed to meet or exceed federal or state regulations: Primary and secondary wastewater treatment system consisting of a dissolved air flotation system and a moving bed biofilm reactor. | 2019-01-10 | 2431150 | 100
22071 | T1 | TRANSCANADA KEYSTONE PIPELINE LP | TRANSCANADA PIPELINE SEGMENT IN JEFFERSON COUNTY | 32.22 MILES OF 36 PIPE IN JEFFERSON COUNTY | Jefferson County | TX | 77701 | JEFFERSON | CN603827155 | RN110605540 | Sedimentation and erosion controls including slope breakers, silt fences, sedimentation barriers, staked hay or straw bales, matting and diking. | The following property is used 100% for pollution control and is installed to meet or exceed federal or state regulations: Sedimentation and erosion controls including slope breakers, silt fences, sedimentation barriers, staked hay or straw bales, matting and diking. | 2019-01-04 | 14529804 | 100
22072 | T1 | TRANSCANADA KEYSTONE PIPELINE LP | TRANSCANADA PIPELINE SEGMENT IN HARDIN COUNTY | 11.7 MILES OF 36 PIPE IN HARDIN COUNTY | Hardin County | TX | 77625 | HARDIN | CN603827155 | RN110605557 | Sedimentation and erosion controls including slope breakers, silt fences, sedimentation barriers, staked hay or straw bales, matting and diking. | The following property is used 100% for pollution control and is installed to meet or exceed federal or state regulations: Sedimentation and erosion controls including slope breakers, silt fences, sedimentation barriers, staked hay or straw bales, matting and diking. | 2019-01-04 | 5276186 | 100
22073 | T1 | TRANSCANADA KEYSTONE PIPELINE LP | TRANSCANADA PIPELINE SEGMENT IN LIBERTY COUNTY | 24.47 MILES OF 36 PIPE IN LIBERTY COUNTY | Liberty County | TX | 77575 | LIBERTY | CN603827155 | RN110605565 | Sedimentation and erosion controls including slope breakers, silt fences, sedimentation barriers, staked hay or straw bales, matting and diking. | The following property is used 100% for pollution control and is installed to meet or exceed federal or state regulations: Sedimentation and erosion controls including slope breakers, silt fences, sedimentation barriers, staked hay or straw bales, matting and diking. | 2019-01-04 | 11034895 | 100
22074 | T1 | TRANSCANADA KEYSTONE PIPELINE LP | TRANSCANADA PIPELINE SEGMENT IN POLK COUNTY | 47.17 MILES OF 36 PIPE IN POLK COUNTY | Polk County | TX | 77351 | POLK | CN603827155 | RN110605573 | Sedimentation and erosion controls including slope breakers, silt fences, sedimentation barriers, staked hay or straw bales, matting and diking. | The following property is used 100% for pollution control and is installed to meet or exceed federal or state regulations: Sedimentation and erosion controls including slope breakers, silt fences, sedimentation barriers, staked hay or straw bales, matting and diking. | 2019-01-04 | 21271597 | 100
22075 | T1 | TRANSCANADA KEYSTONE PIPELINE LP | TRANSCANADA PIPELINE SEGMENT IN ANGELINA COUNTY | 27.47 MILES OF 36 PIPE IN ANGELINA COUNTY | Angelina County | TX | 75901 | ANGELINA | CN603827155 | RN110605581 | Sedimentation and erosion controls including slope breakers, silt fences, sedimentation barriers, staked hay or straw bales, matting and diking. | The following property is used 100% for pollution control and is installed to meet or exceed federal or state regulations: Sedimentation and erosion controls including slope breakers, silt fences, sedimentation barriers, staked hay or straw bales, matting and diking. | 2019-01-04 | 12387763 | 100
22076 | T1 | TRANSCANADA KEYSTONE PIPELINE LP | TRANSCANADA PIPELINE SEGMENT IN NACOGDOCHES COUNTY | 19.52 MILES OF 36 PIPE IN NACOGDOCHES COUNTY | Nacogdoches County | TX | 75961 | NACOGDOCHES | CN603827155 | RN110605599 | Sedimentation and erosion controls including slope breakers, silt fences, sedimentation barriers, staked hay or straw bales, matting and diking. | The following property is used 100% for pollution control and is installed to meet or exceed federal or state regulations: Sedimentation and erosion controls including slope breakers, silt fences, sedimentation barriers, staked hay or straw bales, matting and diking. | 2019-01-04 | 8802662 | 100
22077 | T1 | TRANSCANADA KEYSTONE PIPELINE LP | TRANSCANADA PIPELINE SEGMENT IN RUSK COUNTY | 13.75 MILES OF 36 PIPE IN RUSK COUNTY | Rusk County | TX | 75652 | RUSK | CN603827155 | RN110605615 | Sedimentation and erosion controls including slope breakers, silt fences, sedimentation barriers, staked hay or straw bales, matting and diking. | The following property is used 100% for pollution control and is installed to meet or exceed federal or state regulations: Sedimentation and erosion controls including slope breakers, silt fences, sedimentation barriers, staked hay or straw bales, matting and diking. | 2019-01-04 | 6200646 | 100
22078 | T1 | TRANSCANADA KEYSTONE PIPELINE LP | TRANSCANADA PIPELINE SEGMENT IN CHEROKEE COUNTY | 14.28 MILES OF 36 PIPE IN CHEROKEE COUNTY | Cherokee County | TX | 75785 | CHEROKEE | CN603827155 | RN110605623 | Sedimentation and erosion controls including slope breakers, silt fences, sedimentation barriers, staked hay or straw bales, matting and diking. | The following property is used 100% for pollution control and is installed to meet or exceed federal or state regulations: Sedimentation and erosion controls including slope breakers, silt fences, sedimentation barriers, staked hay or straw bales, matting and diking. | 2019-01-04 | 6439652 | 100
22079 | T1 | TRANSCANADA KEYSTONE PIPELINE LP | TRANSCANADA PIPELINE SEGMENT IN SMITH COUNTY | 29.83 MILES OF 36 PIPE IN SMITH COUNTY | Smith County | TX | 75701 | SMITH | CN603827155 | RN110605631 | Sedimentation and erosion controls including slope breakers, silt fences, sedimentation barriers, staked hay or straw bales, matting and diking. | The following property is used 100% for pollution control and is installed to meet or exceed federal or state regulations: Sedimentation and erosion controls including slope breakers, silt fences, sedimentation barriers, staked hay or straw bales, matting and diking. | 2019-01-04 | 13452019 | 100
22080 | T1 | TRANSCANADA KEYSTONE PIPELINE LP | TRANSCANADA PIPELINE SEGMENT IN UPSHUR COUNTY | 6.06 MILES OF 36 PIPE IN UPSHUR COUNTY | Upshur County | TX | 75644 | UPSHUR | CN603827155 | RN110605649 | Sedimentation and erosion controls including slope breakers, silt fences, sedimentation barriers, staked hay or straw bales, matting and diking. | The following property is used 100% for pollution control and is installed to meet or exceed federal or state regulations: Sedimentation and erosion controls including slope breakers, silt fences, sedimentation barriers, staked hay or straw bales, matting and diking. | 2019-01-04 | 2732794 | 100
22081 | T1 | TRANSCANADA KEYSTONE PIPELINE LP | TRANSCANADA PIPELINE SEGMENT IN WOOD COUNTY | 24.41 MILES OF 36 PIPE IN WOOD COUNTY | Wood County | TX | 75783 | WOOD | CN603827155 | RN110605656 | Sedimentation and erosion controls including slope breakers, silt fences, sedimentation barriers, staked hay or straw bales, matting and diking. | The following property is used 100% for pollution control and is installed to meet or exceed federal or state regulations: Sedimentation and erosion controls including slope breakers, silt fences, sedimentation barriers, staked hay or straw bales, matting and diking. | 2019-01-04 | 11007837 | 100
22082 | T1 | TRANSCANADA KEYSTONE PIPELINE LP | TRANSCANADA PIPELINE SEGMENT IN FRANKLIN COUNTY | 10.67 MILES OF 36 PIPE IN FRANKLIN COUNTY | Franklin County | TX | 75457 | FRANKLIN | CN603827155 | RN110605664 | Sedimentation and erosion controls including slope breakers, silt fences, sedimentation barriers, staked hay or straw bales, matting and diking. | The following property is used 100% for pollution control and is installed to meet or exceed federal or state regulations: Sedimentation and erosion controls including slope breakers, silt fences, sedimentation barriers, staked hay or straw bales, matting and diking. | 2019-01-04 | 4811701 | 100
22083 | T1 | TRANSCANADA KEYSTONE PIPELINE LP | TRANSCANADA PIPELINE SEGMENT IN HOPKINS COUNTY | 20.88 MILES OF 36 PIPE IN HOPKINS COUNTY | Hopkins County | TX | 75482 | HOPKINS | CN603827155 | RN110605672 | Sedimentation and erosion controls including slope breakers, silt fences, sedimentation barriers, staked hay or straw bales, matting and diking. | The following property is used 100% for pollution control and is installed to meet or exceed federal or state regulations: Sedimentation and erosion controls including slope breakers, silt fences, sedimentation barriers, staked hay or straw bales, matting and diking. | 2019-01-04 | 9415962 | 100
22084 | T1 | TRANSCANADA KEYSTONE PIPELINE LP | TRANSCANADA PIPELINE SEGMENT IN DELTA COUNTY | 11.15 MILES OF 36 PIPE IN DELTA COUNTY | Delta County | TX | 75432 | DELTA | CN603827155 | RN110605680 | Sedimentation and erosion controls including slope breakers, silt fences, sedimentation barriers, staked hay or straw bales, matting and diking. | The following property is used 100% for pollution control and is installed to meet or exceed federal or state regulations: Sedimentation and erosion controls including slope breakers, silt fences, sedimentation barriers, staked hay or straw bales, matting and diking. | 2019-01-04 | 5028160 | 100
22085 | T1 | TRANSCANADA KEYSTONE PIPELINE LP | TRANSCANADA PIPELINE SEGMENT IN LAMAR COUNTY | 28.5 MILES OF 36 PIPE IN LAMAR COUNTY | Lamar County | TX | 75460 | LAMAR | CN603827155 | RN110605698 | Sedimentation and erosion controls including slope breakers, silt fences, sedimentation barriers, staked hay or straw bales, matting and diking. | The following property is used 100% for pollution control and is installed to meet or exceed federal or state regulations: Sedimentation and erosion controls including slope breakers, silt fences, sedimentation barriers, staked hay or straw bales, matting and diking. | 2019-01-04 | 12852247 | 100
22086 | T1 | TRANSCANADA KEYSTONE PIPELINE LP | TRANSCANADA PIPELINE SEGMENT IN FANNIN COUNTY | 6.38 MILES OF 36 PIPE IN FANNIN COUNTY | Fannin County | TX | 75418 | FANNIN | CN603827155 | RN110605706 | Sedimentation and erosion controls including slope breakers, silt fences, sedimentation barriers, staked hay or straw bales, matting and diking. | The following property is used 100% for pollution control and is installed to meet or exceed federal or state regulations: Sedimentation and erosion controls including slope breakers, silt fences, sedimentation barriers, staked hay or straw bales, matting and diking. | 2019-01-04 | 2877100 | 100
22087 | T1 | TRANSCANADA KEYSTONE PIPELINE LP | TRANSCANADA PIPELINE SEGMENT IN JEFFERSON COUNTY | 32.22 MILES OF 36 PIPE IN JEFFERSON COUNTY | Jefferson County | TX | 77701 | JEFFERSON | CN603827155 | RN110605540 | Cathodic protection; fusion-bonded epoxy (FBE) on the pipe surface; adhesive for top coat; and top coat consisting of polyethylene or polypropylene. | The following property is used 100% for pollution control and is installed to meet or exceed federal or state regulations: Cathodic protection; fusion-bonded epoxy (FBE) on the pipe surface; adhesive for top coat; and top coat consisting of polyethylene or polypropylene. | 2019-01-04 | 2349659 | 100
22088 | T1 | TRANSCANADA KEYSTONE PIPELINE LP | TRANSCANADA PIPELINE SEGMENT IN HARDIN COUNTY | 11.7 MILES OF 36 PIPE IN HARDIN COUNTY | Hardin County | TX | 77625 | HARDIN | CN603827155 | RN110605557 | Cathodic protection; fusion-bonded epoxy (FBE) on the pipe surface; adhesive for top coat; and top coat consisting of polyethylene or polypropylene. | The following property is used 100% for pollution control and is installed to meet or exceed federal or state regulations: Cathodic protection; fusion-bonded epoxy (FBE) on the pipe surface; adhesive for top coat; and top coat consisting of polyethylene or polypropylene. | 2019-01-04 | 853228 | 100
22089 | T1 | TRANSCANADA KEYSTONE PIPELINE LP | TRANSCANADA PIPELINE SEGMENT IN LIBERTY COUNTY | 24.47 MILES OF 36 PIPE IN LIBERTY COUNTY | Liberty County | TX | 77575 | LIBERTY | CN603827155 | RN110605565 | Cathodic protection; fusion-bonded epoxy (FBE) on the pipe surface; adhesive for top coat; and top coat consisting of polyethylene or polypropylene. | The following property is used 100% for pollution control and is installed to meet or exceed federal or state regulations: Cathodic protection; fusion-bonded epoxy (FBE) on the pipe surface; adhesive for top coat; and top coat consisting of polyethylene or polypropylene. | 2019-01-04 | 1784486 | 100
22090 | T1 | TRANSCANADA KEYSTONE PIPELINE LP | TRANSCANADA PIPELINE SEGMENT IN POLK COUNTY | 47.17 MILES OF 36 PIPE IN POLK COUNTY | Polk County | TX | 77351 | POLK | CN603827155 | RN110605573 | Cathodic protection; fusion-bonded epoxy (FBE) on the pipe surface; adhesive for top coat; and top coat consisting of polyethylene or polypropylene. | The following property is used 100% for pollution control and is installed to meet or exceed federal or state regulations: Cathodic protection; fusion-bonded epoxy (FBE) on the pipe surface; adhesive for top coat; and top coat consisting of polyethylene or polypropylene. | 2019-01-04 | 3439895 | 100
22091 | T1 | TRANSCANADA KEYSTONE PIPELINE LP | TRANSCANADA PIPELINE SEGMENT IN ANGELINA COUNTY | 27.47 MILES OF 36 PIPE IN ANGELINA COUNTY | Angelina County | TX | 75901 | ANGELINA | CN603827155 | RN110605581 | Cathodic protection; fusion-bonded epoxy (FBE) on the pipe surface; adhesive for top coat; and top coat consisting of polyethylene or polypropylene. | The following property is used 100% for pollution control and is installed to meet or exceed federal or state regulations: Cathodic protection; fusion-bonded epoxy (FBE) on the pipe surface; adhesive for top coat; and top coat consisting of polyethylene or polypropylene. | 2019-01-04 | 2003263 | 100
22092 | T1 | TRANSCANADA KEYSTONE PIPELINE LP | TRANSCANADA PIPELINE SEGMENT IN NACOGDOCHES COUNTY | 19.52 MILES OF 36 PIPE IN NACOGDOCHES COUNTY | Nacogdoches County | TX | 75961 | NACOGDOCHES | CN603827155 | RN110605599 | Cathodic protection; fusion-bonded epoxy (FBE) on the pipe surface; adhesive for top coat; and top coat consisting of polyethylene or polypropylene. | The following property is used 100% for pollution control and is installed to meet or exceed federal or state regulations: Cathodic protection; fusion-bonded epoxy (FBE) on the pipe surface; adhesive for top coat; and top coat consisting of polyethylene or polypropylene. | 2019-01-04 | 1423505 | 100
22093 | T1 | TRANSCANADA KEYSTONE PIPELINE LP | TRANSCANADA PIPELINE SEGMENT IN RUSK COUNTY | 13.75 MILES OF 36 PIPE IN RUSK COUNTY | Rusk County | TX | 75652 | RUSK | CN603827155 | RN110605615 | Cathodic protection; fusion-bonded epoxy (FBE) on the pipe surface; adhesive for top coat; and top coat consisting of polyethylene or polypropylene. | The following property is used 100% for pollution control and is installed to meet or exceed federal or state regulations: Cathodic protection; fusion-bonded epoxy (FBE) on the pipe surface; adhesive for top coat; and top coat consisting of polyethylene or polypropylene. | 2019-01-04 | 1002725 | 100
22094 | T1 | TRANSCANADA KEYSTONE PIPELINE LP | TRANSCANADA PIPELINE SEGMENT IN CHEROKEE COUNTY | 14.28 MILES OF 36 PIPE IN CHEROKEE COUNTY | Cherokee County | TX | 75785 | CHEROKEE | CN603827155 | RN110605623 | Cathodic protection; fusion-bonded epoxy (FBE) on the pipe surface; adhesive for top coat; and top coat consisting of polyethylene or polypropylene. | The following property is used 100% for pollution control and is installed to meet or exceed federal or state regulations: Cathodic protection; fusion-bonded epoxy (FBE) on the pipe surface; adhesive for top coat; and top coat consisting of polyethylene or polypropylene. | 2019-01-04 | 1041376 | 100
22095 | T1 | TRANSCANADA KEYSTONE PIPELINE LP | TRANSCANADA PIPELINE SEGMENT IN SMITH COUNTY | 29.83 MILES OF 36 PIPE IN SMITH COUNTY | Smith County | TX | 75701 | SMITH | CN603827155 | RN110605631 | Cathodic protection; fusion-bonded epoxy (FBE) on the pipe surface; adhesive for top coat; and top coat consisting of polyethylene or polypropylene. | The following property is used 100% for pollution control and is installed to meet or exceed federal or state regulations: Cathodic protection; fusion-bonded epoxy (FBE) on the pipe surface; adhesive for top coat; and top coat consisting of polyethylene or polypropylene. | 2019-01-04 | 2175367 | 100
22096 | T1 | TRANSCANADA KEYSTONE PIPELINE LP | TRANSCANADA PIPELINE SEGMENT IN UPSHUR COUNTY | 6.06 MILES OF 36 PIPE IN UPSHUR COUNTY | Upshur County | TX | 75644 | UPSHUR | CN603827155 | RN110605649 | Cathodic protection; fusion-bonded epoxy (FBE) on the pipe surface; adhesive for top coat; and top coat consisting of polyethylene or polypropylene. | The following property is used 100% for pollution control and is installed to meet or exceed federal or state regulations: Cathodic protection; fusion-bonded epoxy (FBE) on the pipe surface; adhesive for top coat; and top coat consisting of polyethylene or polypropylene. | 2019-01-04 | 441928 | 100
22097 | T1 | TRANSCANADA KEYSTONE PIPELINE LP | TRANSCANADA PIPELINE SEGMENT IN WOOD COUNTY | 24.41 MILES OF 36 PIPE IN WOOD COUNTY | Wood County | TX | 75783 | WOOD | CN603827155 | RN110605656 | Cathodic protection; fusion-bonded epoxy (FBE) on the pipe surface; adhesive for top coat; and top coat consisting of polyethylene or polypropylene. | The following property is used 100% for pollution control and is installed to meet or exceed federal or state regulations: Cathodic protection; fusion-bonded epoxy (FBE) on the pipe surface; adhesive for top coat; and top coat consisting of polyethylene or polypropylene. | 2019-01-04 | 1780111 | 100
22098 | T1 | TRANSCANADA KEYSTONE PIPELINE LP | TRANSCANADA PIPELINE SEGMENT IN FRANKLIN COUNTY | 10.67 MILES OF 36 PIPE IN FRANKLIN COUNTY | Franklin County | TX | 75457 | FRANKLIN | CN603827155 | RN110605664 | Cathodic protection; fusion-bonded epoxy (FBE) on the pipe surface; adhesive for top coat; and top coat consisting of polyethylene or polypropylene. | The following property is used 100% for pollution control and is installed to meet or exceed federal or state regulations: Cathodic protection; fusion-bonded epoxy (FBE) on the pipe surface; adhesive for top coat; and top coat consisting of polyethylene or polypropylene. | 2019-01-04 | 778115 | 100
22099 | T1 | TRANSCANADA KEYSTONE PIPELINE LP | TRANSCANADA PIPELINE SEGMENT IN HOPKINS COUNTY | 20.88 MILES OF 36 PIPE IN HOPKINS COUNTY | Hopkins County | TX | 75482 | HOPKINS | CN603827155 | RN110605672 | Cathodic protection; fusion-bonded epoxy (FBE) on the pipe surface; adhesive for top coat; and top coat consisting of polyethylene or polypropylene. | The following property is used 100% for pollution control and is installed to meet or exceed federal or state regulations: Cathodic protection; fusion-bonded epoxy (FBE) on the pipe surface; adhesive for top coat; and top coat consisting of polyethylene or polypropylene. | 2019-01-04 | 1522684 | 100
22100 | T1 | TRANSCANADA KEYSTONE PIPELINE LP | TRANSCANADA PIPELINE SEGMENT IN DELTA COUNTY | 11.15 MILES OF 36 PIPE IN DELTA COUNTY | Delta County | TX | 75432 | DELTA | CN603827155 | RN110605680 | Cathodic protection; fusion-bonded epoxy (FBE) on the pipe surface; adhesive for top coat; and top coat consisting of polyethylene or polypropylene. | The following property is used 100% for pollution control and is installed to meet or exceed federal or state regulations: Cathodic protection; fusion-bonded epoxy (FBE) on the pipe surface; adhesive for top coat; and top coat consisting of polyethylene or polypropylene. | 2019-01-04 | 813119 | 100
22101 | T1 | TRANSCANADA KEYSTONE PIPELINE LP | TRANSCANADA PIPELINE SEGMENT IN LAMAR COUNTY | 28.5 MILES OF 36 PIPE IN LAMAR COUNTY | Lamar County | TX | 75460 | LAMAR | CN603827155 | RN110605698 | Cathodic protection; fusion-bonded epoxy (FBE) on the pipe surface; adhesive for top coat; and top coat consisting of polyethylene or polypropylene. | The following property is used 100% for pollution control and is installed to meet or exceed federal or state regulations: Cathodic protection; fusion-bonded epoxy (FBE) on the pipe surface; adhesive for top coat; and top coat consisting of polyethylene or polypropylene. | 2019-01-04 | 2078376 | 100
22102 | T1 | TRANSCANADA KEYSTONE PIPELINE LP | TRANSCANADA PIPELINE SEGMENT IN FANNIN COUNTY | 6.38 MILES OF 36 PIPE IN FANNIN COUNTY | Fannin County | TX | 75418 | FANNIN | CN603827155 | RN110605706 | Cathodic protection; fusion-bonded epoxy (FBE) on the pipe surface; adhesive for top coat; and top coat consisting of polyethylene or polypropylene. | The following property is used 100% for pollution control and is installed to meet or exceed federal or state regulations: Cathodic protection; fusion-bonded epoxy (FBE) on the pipe surface; adhesive for top coat; and top coat consisting of polyethylene or polypropylene. | 2019-01-04 | 465265 | 100
22103 | T2 | TRANSCANADA KEYSTONE PIPELINE LP | TRANSCANADA PIPELINE SEGMENT IN JEFFERSON COUNTY | 32.22 MILES OF 36 PIPE IN JEFFERSON COUNTY | Jefferson County | TX | 77701 | JEFFERSON | CN603827155 | RN110605540 | Nondestructive pipeline testing expenditures â€“ Radiography. | The following property is used 100% for pollution control and is installed to meet or exceed federal or state regulations: Nondestructive pipeline testing expenditures â€“ Radiography. | 2019-01-04 | 2806568 | 100
22104 | T2 | TRANSCANADA KEYSTONE PIPELINE LP | TRANSCANADA PIPELINE SEGMENT IN HARDIN COUNTY | 11.7 MILES OF 36 PIPE IN HARDIN COUNTY | Hardin County | TX | 77625 | HARDIN | CN603827155 | RN110605557 | Nondestructive pipeline testing expenditures â€“ Radiography. | The following property is used 100% for pollution control and is installed to meet or exceed federal or state regulations: Nondestructive pipeline testing expenditures â€“ Radiography. | 2019-01-04 | 1019145 | 100
22105 | T2 | TRANSCANADA KEYSTONE PIPELINE LP | TRANSCANADA PIPELINE SEGMENT IN LIBERTY COUNTY | 24.47 MILES OF 36 PIPE IN LIBERTY COUNTY | Liberty County | TX | 77575 | LIBERTY | CN603827155 | RN110605565 | Nondestructive pipeline testing expenditures â€“ Radiography. | The following property is used 100% for pollution control and is installed to meet or exceed federal or state regulations: Nondestructive pipeline testing expenditures â€“ Radiography. | 2019-01-04 | 2131494 | 100
22106 | T2 | TRANSCANADA KEYSTONE PIPELINE LP | TRANSCANADA PIPELINE SEGMENT IN POLK COUNTY | 47.17 MILES OF 36 PIPE IN POLK COUNTY | Polk County | TX | 77351 | POLK | CN603827155 | RN110605573 | Nondestructive pipeline testing expenditures â€“ Radiography. | The following property is used 100% for pollution control and is installed to meet or exceed federal or state regulations: Nondestructive pipeline testing expenditures â€“ Radiography. | 2019-01-04 | 4108809 | 100
22107 | T2 | TRANSCANADA KEYSTONE PIPELINE LP | TRANSCANADA PIPELINE SEGMENT IN ANGELINA COUNTY | 27.47 MILES OF 36 PIPE IN ANGELINA COUNTY | Angelina County | TX | 75901 | ANGELINA | CN603827155 | RN110605581 | Nondestructive pipeline testing expenditures â€“ Radiography. | The following property is used 100% for pollution control and is installed to meet or exceed federal or state regulations: Nondestructive pipeline testing expenditures â€“ Radiography. | 2019-01-04 | 2392813 | 100
22108 | T2 | TRANSCANADA KEYSTONE PIPELINE LP | TRANSCANADA PIPELINE SEGMENT IN NACOGDOCHES COUNTY | 19.52 MILES OF 36 PIPE IN NACOGDOCHES COUNTY | Nacogdoches County | TX | 75961 | NACOGDOCHES | CN603827155 | RN110605599 | Nondestructive pipeline testing expenditures â€“ Radiography. | The following property is used 100% for pollution control and is installed to meet or exceed federal or state regulations: Nondestructive pipeline testing expenditures â€“ Radiography. | 2019-01-04 | 1700317 | 100
22109 | T2 | TRANSCANADA KEYSTONE PIPELINE LP | TRANSCANADA PIPELINE SEGMENT IN RUSK COUNTY | 13.75 MILES OF 36 PIPE IN RUSK COUNTY | Rusk County | TX | 75652 | RUSK | CN603827155 | RN110605615 | Nondestructive pipeline testing expenditures â€“ Radiography. | The following property is used 100% for pollution control and is installed to meet or exceed federal or state regulations: Nondestructive pipeline testing expenditures â€“ Radiography. | 2019-01-04 | 1197713 | 100
22110 | T2 | TRANSCANADA KEYSTONE PIPELINE LP | TRANSCANADA PIPELINE SEGMENT IN CHEROKEE COUNTY | 14.28 MILES OF 36 PIPE IN CHEROKEE COUNTY | Cherokee County | TX | 75785 | CHEROKEE | CN603827155 | RN110605623 | Nondestructive pipeline testing expenditures â€“ Radiography. | The following property is used 100% for pollution control and is installed to meet or exceed federal or state regulations: Nondestructive pipeline testing expenditures â€“ Radiography. | 2019-01-04 | 1243879 | 100
22111 | T2 | TRANSCANADA KEYSTONE PIPELINE LP | TRANSCANADA PIPELINE SEGMENT IN SMITH COUNTY | 29.83 MILES OF 36 PIPE IN SMITH COUNTY | Smith County | TX | 75701 | SMITH | CN603827155 | RN110605631 | Nondestructive pipeline testing expenditures â€“ Radiography. | The following property is used 100% for pollution control and is installed to meet or exceed federal or state regulations: Nondestructive pipeline testing expenditures â€“ Radiography. | 2019-01-04 | 2598384 | 100
22112 | T2 | TRANSCANADA KEYSTONE PIPELINE LP | TRANSCANADA PIPELINE SEGMENT IN UPSHUR COUNTY | 6.06 MILES OF 36 PIPE IN UPSHUR COUNTY | Upshur County | TX | 75644 | UPSHUR | CN603827155 | RN110605649 | Nondestructive pipeline testing expenditures â€“ Radiography. | The following property is used 100% for pollution control and is installed to meet or exceed federal or state regulations: Nondestructive pipeline testing expenditures â€“ Radiography. | 2019-01-04 | 527865 | 100
22113 | T2 | TRANSCANADA KEYSTONE PIPELINE LP | TRANSCANADA PIPELINE SEGMENT IN WOOD COUNTY | 24.41 MILES OF 36 PIPE IN WOOD COUNTY | Wood County | TX | 75783 | WOOD | CN603827155 | RN110605656 | Nondestructive pipeline testing expenditures â€“ Radiography. | The following property is used 100% for pollution control and is installed to meet or exceed federal or state regulations: Nondestructive pipeline testing expenditures â€“ Radiography. | 2019-01-04 | 2126267 | 100
22114 | T2 | TRANSCANADA KEYSTONE PIPELINE LP | TRANSCANADA PIPELINE SEGMENT IN FRANKLIN COUNTY | 10.67 MILES OF 36 PIPE IN FRANKLIN COUNTY | Franklin County | TX | 75457 | FRANKLIN | CN603827155 | RN110605664 | Nondestructive pipeline testing expenditures â€“ Radiography. | The following property is used 100% for pollution control and is installed to meet or exceed federal or state regulations: Nondestructive pipeline testing expenditures â€“ Radiography. | 2019-01-04 | 929425 | 100
22115 | T2 | TRANSCANADA KEYSTONE PIPELINE LP | TRANSCANADA PIPELINE SEGMENT IN HOPKINS COUNTY | 20.88 MILES OF 36 PIPE IN HOPKINS COUNTY | Hopkins County | TX | 75482 | HOPKINS | CN603827155 | RN110605672 | Nondestructive pipeline testing expenditures â€“ Radiography. | The following property is used 100% for pollution control and is installed to meet or exceed federal or state regulations: Nondestructive pipeline testing expenditures â€“ Radiography. | 2019-01-04 | 1818782 | 100
22116 | T2 | TRANSCANADA KEYSTONE PIPELINE LP | TRANSCANADA PIPELINE SEGMENT IN DELTA COUNTY | 11.15 MILES OF 36 PIPE IN DELTA COUNTY | Delta County | TX | 75432 | DELTA | CN603827155 | RN110605680 | Nondestructive pipeline testing expenditures â€“ Radiography. | The following property is used 100% for pollution control and is installed to meet or exceed federal or state regulations: Nondestructive pipeline testing expenditures â€“ Radiography. | 2019-01-04 | 971236 | 100
22117 | T2 | TRANSCANADA KEYSTONE PIPELINE LP | TRANSCANADA PIPELINE SEGMENT IN LAMAR COUNTY | 28.5 MILES OF 36 PIPE IN LAMAR COUNTY | Lamar County | TX | 75460 | LAMAR | CN603827155 | RN110605698 | Nondestructive pipeline testing expenditures â€“ Radiography. | The following property is used 100% for pollution control and is installed to meet or exceed federal or state regulations: Nondestructive pipeline testing expenditures â€“ Radiography. | 2019-01-04 | 2482532 | 100
22118 | T2 | TRANSCANADA KEYSTONE PIPELINE LP | TRANSCANADA PIPELINE SEGMENT IN FANNIN COUNTY | 6.38 MILES OF 36 PIPE IN FANNIN COUNTY | Fannin County | TX | 75418 | FANNIN | CN603827155 | RN110605706 | Nondestructive pipeline testing expenditures â€“ Radiography. | The following property is used 100% for pollution control and is installed to meet or exceed federal or state regulations: Nondestructive pipeline testing expenditures â€“ Radiography. | 2019-01-04 | 555739 | 100
22119 | T1 | TRANSCANADA KEYSTONE PIPELINE LP | TRANSCANADA PIPELINE SEGMENT IN JEFFERSON COUNTY | 32.22 MILES OF 36 PIPE IN JEFFERSON COUNTY | Jefferson County | TX | 77701 | JEFFERSON | CN603827155 | RN110605540 | One intelligent pipeline inspection gauge (PIG) receiver. | The following property is used 100% for pollution control and is installed to meet or exceed federal or state regulations: One intelligent pipeline inspection gauge (PIG) receiver. | 2019-01-04 | 309216 | 100
22120 | T1 | TRANSCANADA KEYSTONE PIPELINE LP | TRANSCANADA PIPELINE SEGMENT IN CHEROKEE COUNTY | 14.28 MILES OF 36 PIPE IN CHEROKEE COUNTY | Cherokee County | TX | 75785 | CHEROKEE | CN603827155 | RN110605623 | One intelligent pipeline inspection gauge (PIG) launcher and one PIG receiver. | The following property is used 100% for pollution control and is installed to meet or exceed federal or state regulations: One intelligent pipeline inspection gauge (PIG) launcher and one PIG receiver. | 2019-01-04 | 618432 | 100
22121 | T1 | TRANSCANADA KEYSTONE PIPELINE LP | TRANSCANADA PIPELINE SEGMENT IN JEFFERSON COUNTY | 32.22 MILES OF 36 PIPE IN JEFFERSON COUNTY | Jefferson County | TX | 77701 | JEFFERSON | CN603827155 | RN110605540 | Four automatic shutoff valves at 30Â° 05' 37.13"N 94Â° 24' 20.85"W, 30Â° 04' 54.85"N 94Â° 17' 08.08"W, 30Â° 00' 51.35"N 94Â° 10' 10.05"W, and 29Â° 59' 28.00"N 94Â° 04' 49.78"W. | The following property is used 100% for pollution control and is installed to meet or exceed federal or state regulations: Four automatic shutoff valves at 30Â° 05' 37.13"N 94Â° 24' 20.85"W, 30Â° 04' 54.85"N 94Â° 17' 08.08"W, 30Â° 00' 51.35"N 94Â° 10' 10.05"W, and 29Â° 59' 28.00"N 94Â° 04' 49.78"W. | 2019-01-04 | 2611203 | 100
22122 | T1 | TRANSCANADA KEYSTONE PIPELINE LP | TRANSCANADA PIPELINE SEGMENT IN HARDIN COUNTY | 11.7 MILES OF 36 PIPE IN HARDIN COUNTY | Hardin County | TX | 77625 | HARDIN | CN603827155 | RN110605557 | One automatic shutoff valve at 30Â° 07' 47.24"N 94Â° 29' 49.90"W. | The following property is used 100% for pollution control and is installed to meet or exceed federal or state regulations: One automatic shutoff valve at 30Â° 07' 47.24"N 94Â° 29' 49.90"W. | 2019-01-04 | 652801 | 100
22123 | T1 | TRANSCANADA KEYSTONE PIPELINE LP | TRANSCANADA PIPELINE SEGMENT IN LIBERTY COUNTY | 24.47 MILES OF 36 PIPE IN LIBERTY COUNTY | Liberty County | TX | 77575 | LIBERTY | CN603827155 | RN110605565 | Three automatic shutoff valves at 30Â° 26' 42.65"N 94Â° 44' 34.59"W, 30Â° 18' 25.99"N 94' 42' 23.49"W, 30Â° 14' 46.96" N 94Â° 41' 09.63"W. | The following property is used 100% for pollution control and is installed to meet or exceed federal or state regulations: Three automatic shutoff valves at 30Â° 26' 42.65"N 94Â° 44' 34.59"W, 30Â° 18' 25.99"N 94' 42' 23.49"W, 30Â° 14' 46.96" N 94Â° 41' 09.63"W. | 2019-01-04 | 1958402 | 100
22124 | T1 | TRANSCANADA KEYSTONE PIPELINE LP | TRANSCANADA PIPELINE SEGMENT IN POLK COUNTY | 47.17 MILES OF 36 PIPE IN POLK COUNTY | Polk County | TX | 77351 | POLK | CN603827155 | RN110605573 | Two automatic shutoff valves at 30Â° 42' 03.13"N 94Â° 48'32.77"W and 30Â° 35' 15.21"N 94Â° 49'07.90"W. | The following property is used 100% for pollution control and is installed to meet or exceed federal or state regulations: Two automatic shutoff valves at 30Â° 42' 03.13"N 94Â° 48'32.77"W and 30Â° 35' 15.21"N 94Â° 49'07.90"W. | 2019-01-04 | 1305602 | 100
22125 | T1 | TRANSCANADA KEYSTONE PIPELINE LP | TRANSCANADA PIPELINE SEGMENT IN NACOGDOCHES COUNTY | 19.52 MILES OF 36 PIPE IN NACOGDOCHES COUNTY | Nacogdoches County | TX | 75961 | NACOGDOCHES | CN603827155 | RN110605599 | Two automatic shutoff valves at 31Â° 50' 33.61"N 94Â° 54' 50.88"W and 31Â° 38' 02.04" 94Â° 52' 57.88"W. | The following property is used 100% for pollution control and is installed to meet or exceed federal or state regulations: Two automatic shutoff valves at 31Â° 50' 33.61"N 94Â° 54' 50.88"W and 31Â° 38' 02.04" 94Â° 52' 57.88"W. | 2019-01-04 | 1305602 | 100
22126 | T1 | TRANSCANADA KEYSTONE PIPELINE LP | TRANSCANADA PIPELINE SEGMENT IN ANGELINA COUNTY | 27.47 MILES OF 36 PIPE IN ANGELINA COUNTY | Angelina County | TX | 75901 | ANGELINA | CN603827155 | RN110605581 | Two automatic shutoff valves at 31Â° 22'11.98"N 94Â° 54'36.78"W and 31Â° 09'57.39"N 94Â° 49'04.86"W. | The following property is used 100% for pollution control and is installed to meet or exceed federal or state regulations: Two automatic shutoff valves at 31Â° 22'11.98"N 94Â° 54'36.78"W and 31Â° 09'57.39"N 94Â° 49'04.86"W. | 2019-01-04 | 1305602 | 100
22127 | T1 | TRANSCANADA KEYSTONE PIPELINE LP | TRANSCANADA PIPELINE SEGMENT IN CHEROKEE COUNTY | 14.28 MILES OF 36 PIPE IN CHEROKEE COUNTY | Cherokee County | TX | 75785 | CHEROKEE | CN603827155 | RN110605623 | One automatic shutoff valve at 32Â° 03' 10.26"N 94Â° 59' 32.45"W. | The following property is used 100% for pollution control and is installed to meet or exceed federal or state regulations: One automatic shutoff valve at 32Â° 03' 10.26"N 94Â° 59' 32.45"W. | 2019-01-04 | 652801 | 100
22128 | T1 | TRANSCANADA KEYSTONE PIPELINE LP | TRANSCANADA PIPELINE SEGMENT IN SMITH COUNTY | 29.83 MILES OF 36 PIPE IN SMITH COUNTY | Smith County | TX | 75701 | SMITH | CN603827155 | RN110605631 | One automatic shutoff valve at 32Â° 21' 23.97"N 95Â° 04' 58.71"W. | The following property is used 100% for pollution control and is installed to meet or exceed federal or state regulations: One automatic shutoff valve at 32Â° 21' 23.97"N 95Â° 04' 58.71"W. | 2019-01-04 | 652801 | 100
22129 | T1 | TRANSCANADA KEYSTONE PIPELINE LP | TRANSCANADA PIPELINE SEGMENT IN UPSHUR COUNTY | 6.06 MILES OF 36 PIPE IN UPSHUR COUNTY | Upshur County | TX | 75644 | UPSHUR | CN603827155 | RN110605649 | One automatic shutoff valve at 32Â° 34' 04.49"N 95Â° 08' 11.97"W. | The following property is used 100% for pollution control and is installed to meet or exceed federal or state regulations: One automatic shutoff valve at 32Â° 34' 04.49"N 95Â° 08' 11.97"W. | 2019-01-04 | 652801 | 100
22130 | T1 | TRANSCANADA KEYSTONE PIPELINE LP | TRANSCANADA PIPELINE SEGMENT IN WOOD COUNTY | 24.41 MILES OF 36 PIPE IN WOOD COUNTY | Wood County | TX | 75783 | WOOD | CN603827155 | RN110605656 | Two automatic shutoff valves at 32Â° 57' 39.97"N 95Â° 14' 24.87"W and 37Â° 42' 14.63"N 95Â° 09' 33.73"W. | The following property is used 100% for pollution control and is installed to meet or exceed federal or state regulations: Two automatic shutoff valves at 32Â° 57' 39.97"N 95Â° 14' 24.87"W and 37Â° 42' 14.63"N 95Â° 09' 33.73"W. | 2019-01-04 | 1305602 | 100
22131 | T1 | TRANSCANADA KEYSTONE PIPELINE LP | TRANSCANADA PIPELINE SEGMENT IN HOPKINS COUNTY | 20.88 MILES OF 36 PIPE IN HOPKINS COUNTY | Hopkins County | TX | 75482 | HOPKINS | CN603827155 | RN110605672 | One automatic shutoff valve at 33Â° 07' 44.47"N 95Â° 19' 59.48"W. | The following property is used 100% for pollution control and is installed to meet or exceed federal or state regulations: One automatic shutoff valve at 33Â° 07' 44.47"N 95Â° 19' 59.48"W. | 2019-01-04 | 652801 | 100
22132 | T1 | TRANSCANADA KEYSTONE PIPELINE LP | TRANSCANADA PIPELINE SEGMENT IN DELTA COUNTY | 11.15 MILES OF 36 PIPE IN DELTA COUNTY | Delta County | TX | 75432 | DELTA | CN603827155 | RN110605680 | One automatic shutoff valve at 33Â° 21' 56.24"N 95Â° 31' 0.64"W. | The following property is used 100% for pollution control and is installed to meet or exceed federal or state regulations: One automatic shutoff valve at 33Â° 21' 56.24"N 95Â° 31' 0.64"W. | 2019-01-04 | 652801 | 100
22133 | T1 | TRANSCANADA KEYSTONE PIPELINE LP | TRANSCANADA PIPELINE SEGMENT IN LAMAR COUNTY | 28.5 MILES OF 36 PIPE IN LAMAR COUNTY | Lamar County | TX | 75460 | LAMAR | CN603827155 | RN110605698 | Two automatic shutoff valves at 33Â° 43' 43.85"N 95Â° 47' 56.58"W and 33Â° 30' 16.95"N 95Â° 37' 40.28"W. | The following property is used 100% for pollution control and is installed to meet or exceed federal or state regulations: Two automatic shutoff valves at 33Â° 43' 43.85"N 95Â° 47' 56.58"W and 33Â° 30' 16.95"N 95Â° 37' 40.28"W. | 2019-01-04 | 1305602 | 100
22134 | T1 | TRANSCANADA KEYSTONE PIPELINE LP | TRANSCANADA PIPELINE SEGMENT IN FANNIN COUNTY | 6.38 MILES OF 36 PIPE IN FANNIN COUNTY | Fannin County | TX | 75418 | FANNIN | CN603827155 | RN110605706 | One automatic shutoff valve at 33Â° 84' 25.00"N 95Â° 89' 80.56"W. | The following property is used 100% for pollution control and is installed to meet or exceed federal or state regulations: One automatic shutoff valve at 33Â° 84' 25.00"N 95Â° 89' 80.56"W. | 2019-01-04 | 652801 | 100
22135 | T1 | NXP USA INC | NXP USA INC | 3501 ED BLUESTEIN BLVD | AUSTIN | TX | 78721 | TRAVIS | CN602689218 | RN100843747 | Thermal oxidizer and thermometers on the thermal oxidizer. | The following property is used 100% for pollution control and is installed to meet or exceed federal or state regulations: Thermal oxidizer and thermometers on the thermal oxidizer. | 2019-01-14 | 625983 | 100
22136 | T1 | TRANSCANADA KEYSTONE PIPELINE LP | HOUSTON LATERAL PIPELINE SEGMENT IN HARRIS COUNTY | 12.89 MILES OF 36 PIPE IN HARRIS COUNTY | Harris County | TX | 77001 | HARRIS | CN603827155 | RN110609310 | Sedimentation and erosion controls including slope breakers, silt fences, sedimentation barriers, staked hay or straw bales, matting and diking. | The following property is used 100% for pollution control and is installed to meet or exceed federal or state regulations: Sedimentation and erosion controls including slope breakers, silt fences, sedimentation barriers, staked hay or straw bales, matting and diking. | 2019-01-04 | 11127364 | 100
22137 | T1 | TRANSCANADA KEYSTONE PIPELINE LP | HOUSTON LATERAL PIPELINE SEGMENT CHAMBERS COUNTY | 0.87 MILES OF 36 PIPE IN CHAMBERS COUNTY | Chambers County | TX | 77514 | CHAMBERS | CN603827155 | RN110609328 | Sedimentation and erosion controls including slope breakers, silt fences, sedimentation barriers, staked hay or straw bales, matting and diking. | The following property is used 100% for pollution control and is installed to meet or exceed federal or state regulations: Sedimentation and erosion controls including slope breakers, silt fences, sedimentation barriers, staked hay or straw bales, matting and diking. | 2019-01-04 | 751032 | 100
22138 | T1 | TRANSCANADA KEYSTONE PIPELINE LP | HOUSTON LATERAL PIPELINE SEGMENT IN LIBERTY COUNTY | 34.56 MILES OF 36 PIPE IN LIBERTY COUNTY | Liberty County | TX | 64068 | LIBERTY | CN603827155 | RN110609336 | Sedimentation and erosion controls including slope breakers, silt fences, sedimentation barriers, staked hay or straw bales, matting and diking. | The following property is used 100% for pollution control and is installed to meet or exceed federal or state regulations: Sedimentation and erosion controls including slope breakers, silt fences, sedimentation barriers, staked hay or straw bales, matting and diking. | 2019-01-04 | 29834112 | 100
22139 | T2 | TRANSCANADA KEYSTONE PIPELINE LP | HOUSTON LATERAL PIPELINE SEGMENT IN HARRIS COUNTY | 12.89 MILES OF 36 PIPE IN HARRIS COUNTY | Harris County | TX | 77001 | HARRIS | CN603827155 | RN110609310 | Nondestructive pipeline testing expenditures â€“ Radiography. | The following property is used 100% for pollution control and is installed to meet or exceed federal or state regulations: Nondestructive pipeline testing expenditures â€“ Radiography. | 2019-01-04 | 1681986 | 100
22140 | T2 | TRANSCANADA KEYSTONE PIPELINE LP | HOUSTON LATERAL PIPELINE SEGMENT CHAMBERS COUNTY | 0.87 MILES OF 36 PIPE IN CHAMBERS COUNTY | Chambers County | TX | 77514 | CHAMBERS | CN603827155 | RN110609328 | Nondestructive pipeline testing expenditures â€“ Radiography. | The following property is used 100% for pollution control and is installed to meet or exceed federal or state regulations: Nondestructive pipeline testing expenditures â€“ Radiography. | 2019-01-04 | 113524 | 100
22141 | T2 | TRANSCANADA KEYSTONE PIPELINE LP | HOUSTON LATERAL PIPELINE SEGMENT IN LIBERTY COUNTY | 34.56 MILES OF 36 PIPE IN LIBERTY COUNTY | Liberty County | TX | 64068 | LIBERTY | CN603827155 | RN110609336 | Nondestructive pipeline testing expenditures â€“ Radiography. | The following property is used 100% for pollution control and is installed to meet or exceed federal or state regulations: Nondestructive pipeline testing expenditures â€“ Radiography. | 2019-01-04 | 4509653 | 100
22142 | T1 | TRANSCANADA KEYSTONE PIPELINE LP | HOUSTON LATERAL PIPELINE SEGMENT IN HARRIS COUNTY | 12.89 MILES OF 36 PIPE IN HARRIS COUNTY | Harris County | TX | 77001 | HARRIS | CN603827155 | RN110609310 | Cathodic protection; fusion-bonded epoxy (FBE) on the pipe surface; adhesive for top coat; and top coat consisting of polyethylene or polypropylene. | The following property is used 100% for pollution control and is installed to meet or exceed federal or state regulations: Cathodic protection; fusion-bonded epoxy (FBE) on the pipe surface; adhesive for top coat; and top coat consisting of polyethylene or polypropylene. | 2019-01-04 | 1279412 | 100
22143 | T1 | TRANSCANADA KEYSTONE PIPELINE LP | HOUSTON LATERAL PIPELINE SEGMENT CHAMBERS COUNTY | 0.87 MILES OF 36 PIPE IN CHAMBERS COUNTY | Chambers County | TX | 77514 | CHAMBERS | CN603827155 | RN110609328 | Cathodic protection; fusion-bonded epoxy (FBE) on the pipe surface; adhesive for top coat; and top coat consisting of polyethylene or polypropylene. | The following property is used 100% for pollution control and is installed to meet or exceed federal or state regulations: Cathodic protection; fusion-bonded epoxy (FBE) on the pipe surface; adhesive for top coat; and top coat consisting of polyethylene or polypropylene. | 2019-01-04 | 86353 | 100
22144 | T1 | TRANSCANADA KEYSTONE PIPELINE LP | HOUSTON LATERAL PIPELINE SEGMENT IN LIBERTY COUNTY | 34.56 MILES OF 36 PIPE IN LIBERTY COUNTY | Liberty County | TX | 64068 | LIBERTY | CN603827155 | RN110609336 | Cathodic protection; fusion-bonded epoxy (FBE) on the pipe surface; adhesive for top coat; and top coat consisting of polyethylene or polypropylene. | The following property is used 100% for pollution control and is installed to meet or exceed federal or state regulations: Cathodic protection; fusion-bonded epoxy (FBE) on the pipe surface; adhesive for top coat; and top coat consisting of polyethylene or polypropylene. | 2019-01-04 | 3430294 | 100
22145 | T1 | TRANSCANADA KEYSTONE PIPELINE LP | HOUSTON LATERAL PIPELINE SEGMENT IN HARRIS COUNTY | 12.89 MILES OF 36 PIPE IN HARRIS COUNTY | Harris County | TX | 77001 | HARRIS | CN603827155 | RN110609310 | One intelligent pipeline inspection gauge (PIG) receiver. | The following property is used 100% for pollution control and is installed to meet or exceed federal or state regulations: One intelligent pipeline inspection gauge (PIG) receiver. | 2019-01-04 | 807166 | 100
22146 | T1 | TRANSCANADA KEYSTONE PIPELINE LP | HOUSTON LATERAL PIPELINE SEGMENT IN LIBERTY COUNTY | 34.56 MILES OF 36 PIPE IN LIBERTY COUNTY | Liberty County | TX | 64068 | LIBERTY | CN603827155 | RN110609336 | One intelligent pipeline inspection gauge (PIG) launcher. | The following property is used 100% for pollution control and is installed to meet or exceed federal or state regulations: One intelligent pipeline inspection gauge (PIG) launcher. | 2019-01-04 | 807166 | 100
22147 | T1 | TRANSCANADA KEYSTONE PIPELINE LP | HOUSTON LATERAL PIPELINE SEGMENT IN HARRIS COUNTY | 12.89 MILES OF 36 PIPE IN HARRIS COUNTY | Harris County | TX | 77001 | HARRIS | CN603827155 | RN110609310 | One automatic shutoff valve at 29Â° 51' 10.35"N 95Â° 03' 52.74"W. | The following property is used 100% for pollution control and is installed to meet or exceed federal or state regulations: One automatic shutoff valve at 29Â° 51' 10.35"N 95Â° 03' 52.74"W. | 2019-01-04 | 758130 | 100
22148 | T1 | TRANSCANADA KEYSTONE PIPELINE LP | HOUSTON LATERAL PIPELINE SEGMENT CHAMBERS COUNTY | 0.87 MILES OF 36 PIPE IN CHAMBERS COUNTY | Chambers County | TX | 77514 | CHAMBERS | CN603827155 | RN110609328 | One automatic shutoff valve at 29Â° 55' 07.11"N 94Â° 56' 58.95"W. | The following property is used 100% for pollution control and is installed to meet or exceed federal or state regulations: One automatic shutoff valve at 29Â° 55' 07.11"N 94Â° 56' 58.95"W. | 2019-01-04 | 758130 | 100
22149 | T1 | TRANSCANADA KEYSTONE PIPELINE LP | HOUSTON LATERAL PIPELINE SEGMENT IN LIBERTY COUNTY | 34.56 MILES OF 36 PIPE IN LIBERTY COUNTY | Liberty County | TX | 64068 | LIBERTY | CN603827155 | RN110609336 | Two automatic shutoff valves at 30Â° 04' 02.37"N 94Â° 42' 29.73"W and 29Â° 59' 47.96"N 94Â° 45' 02.31"W. | The following property is used 100% for pollution control and is installed to meet or exceed federal or state regulations: Two automatic shutoff valves at 30Â° 04' 02.37"N 94Â° 42' 29.73"W and 29Â° 59' 47.96"N 94Â° 45' 02.31"W. | 2019-01-04 | 1516260 | 100
22150 | T1 | TRANSCANADA KEYSTONE PIPELINE LP | CITGO LATERAL PIPELINE SEGMENT IN HARDIN COUNTY | 5.7 MILES OF PIPE IN HARDIN COUNTY | Hardin County | TX | 77625 | HARDIN | CN603827155 | RN110631934 | Sedimentation and erosion controls including slope breakers, silt fences, sedimentation barriers, staked hay or straw bales, matting and diking. | The following property is used 100% for pollution control and is installed to meet or exceed federal or state regulations: Sedimentation and erosion controls including slope breakers, silt fences, sedimentation barriers, staked hay or straw bales, matting and diking. | 2019-01-04 | 3926422 | 100
22151 | T1 | ENTERPRISE HOUSTON SHIP CHANNEL LP | HOUSTON TERMINAL | 15602A JACINTOPORT BLVD | HOUSTON | TX | 77015 | HARRIS | CN600129795 | RN100224740 | Earthen berms around crude oil storage tanks TK-6001, TK-6002, TK-6003, TK-6004, TK-6005, TK-6006, TK-6007, and TK-6008 including associated reinforced polyethylene liners. | The following property is used 100% for pollution control and is installed to meet or exceed federal or state regulations: Earthen berms around crude oil storage tanks TK-6001, TK-6002, TK-6003, TK-6004, TK-6005, TK-6006, TK-6007, and TK-6008 including associated reinforced polyethylene liners. | 2019-01-07 | 4016000 | 100
22152 | T1 | TRANSCANADA KEYSTONE PIPELINE LP | CITGO LATERAL PIPELINE SEGMENT IN HARDIN COUNTY | 5.7 MILES OF PIPE IN HARDIN COUNTY | Hardin County | TX | 77625 | HARDIN | CN603827155 | RN110631934 | One intelligent pipeline inspection gauge (PIG) launcher and one PIG receiver. | The following property is used 100% for pollution control and is installed to meet or exceed federal or state regulations: One intelligent pipeline inspection gauge (PIG) launcher and one PIG receiver. | 2019-01-04 | 634799 | 100
22153 | T1 | TRANSCANADA KEYSTONE PIPELINE LP | CITGO LATERAL PIPELINE SEGMENT IN HARDIN COUNTY | 5.7 MILES OF PIPE IN HARDIN COUNTY | Hardin County | TX | 77625 | HARDIN | CN603827155 | RN110631934 | Two automatic shut off valves at milepost 0.0 (MOV1) and milepost 5.7 (MOV2) | The following property is used 100% for pollution control and is installed to meet or exceed federal or state regulations: Two automatic shut off valves at milepost 0.0 (MOV1) and milepost 5.7 (MOV2) | 2019-01-04 | 910010 | 100
22154 | T2 | TRANSCANADA KEYSTONE PIPELINE LP | CITGO LATERAL PIPELINE SEGMENT IN HARDIN COUNTY | 5.7 MILES OF PIPE IN HARDIN COUNTY | Hardin County | TX | 77625 | HARDIN | CN603827155 | RN110631934 | Nondestructive pipeline testing expenditures â€“ Radiography. | The following property is used 100% for pollution control and is installed to meet or exceed federal or state regulations: Nondestructive pipeline testing expenditures â€“ Radiography. | 2019-01-04 | 665331 | 100
22155 | T1 | TRANSCANADA KEYSTONE PIPELINE LP | CITGO LATERAL PIPELINE SEGMENT IN HARDIN COUNTY | 5.7 MILES OF PIPE IN HARDIN COUNTY | Hardin County | TX | 77625 | HARDIN | CN603827155 | RN110631934 | Cathodic protection; fusion-bonded epoxy (FBE) on the pipe surface; adhesive for top coat; and top coat consisting of polyethylene or polypropylene. | The following property is used 100% for pollution control and is installed to meet or exceed federal or state regulations: Cathodic protection; fusion-bonded epoxy (FBE) on the pipe surface; adhesive for top coat; and top coat consisting of polyethylene or polypropylene. | 2019-01-04 | 299004 | 100
22156 | T1 | ENTERPRISE HOUSTON SHIP CHANNEL LP | HOUSTON TERMINAL | 15602A JACINTOPORT BLVD | HOUSTON | TX | 77015 | HARRIS | CN600129795 | RN100224740 | External floating roofs, mechanical shoe primary seals and rim mounted secondary seals on 8 crude oil storage tanks (TK-6001, TK-6002, TK-6003, TK-6004, TK-6005, TK-6006, TK-6007, TK-6008) | The following property is used 100% for pollution control and is installed to meet or exceed federal or state regulations: External floating roofs, mechanical shoe primary seals and rim mounted secondary seals on 8 crude oil storage tanks (TK-6001, TK-6002, TK-6003, TK-6004, TK-6005, TK-6006, TK-6007, TK-6008) | 2019-01-11 | 2667876 | 100
22157 | T1 | NALCO COMPANY LLC | NALCO FRESNO FACILITY | 3130 FM 521 RD | FRESNO | TX | 77545 | FORT BEND | CN602898751 | RN101618882 | Covered structure over fill stations for storm water protection | The following property is used 100% for pollution control and is installed to meet or exceed federal or state regulations: Covered structure over fill stations for waste water protection. | 2019-02-21 | 1100000 | 100
22158 | T1 | PLAINS COTTON COOPERATIVE ASSOCIATION | PLAINS COTTON PLANT | 1926 FM 54 | LITTLEFIELD | TX | 79339 | LAMB | CN600615819 | RN101788883 | Hydrogen Sulfide (H2S) Biogas Scrubber | The following property is used 100% for pollution control and is installed to meet or exceed federal or state regulations: Hydrogen Sulfide (H2S) Biogas Scrubber | 2019-01-11 | 161006 | 100
22159 | T2 | ENTERPRISE HOUSTON SHIP CHANNEL LP | HOUSTON TERMINAL | 15602A JACINTOPORT BLVD | HOUSTON | TX | 77015 | HARRIS | CN600129795 | RN100224740 | Geodesic Dome Roofs for 8 crude oil storage tanks (TK-6001, TK-6002, TK-6003, TK-6004, TK-6005, TK-6006, TK-6007, TK-6008) | The following property is used 100% for pollution control and is installed to meet or exceed federal or state regulations: Geodesic Dome Roofs for 8 crude oil storage tanks (TK-6001, TK-6002, TK-6003, TK-6004, TK-6005, TK-6006, TK-6007, TK-6008) | 2019-01-25 | 5742247 | 100
22160 | T1 | ONCOR ELECTRIC DELIVERY COMPANY LLC | AMERICAN AIRLINES HEADQUARTERS | Latitude = 32.833102, Longitude = -97.065416 | Tarrant County | TX | 76155 | TARRANT | CN603313842 | RN110648730 | Secondary containment system consisting of a metal moat unit that is designed to capture the capacity of the oil filled transformer. | The following property is used 100% for pollution control and is installed to meet or exceed federal or state regulations: Secondary containment system consisting of a metal moat unit that is designed to capture the capacity of the oil filled transformer. | 2019-01-28 | 37902 | 100
22161 | T1 | ONCOR ELECTRIC DELIVERY COMPANY LLC | LAKEMONT SUBSTATION | Latitude = 32.865388, Longitude = -96.844636 | Dallas County | TX | 75220 | DALLAS | CN603313842 | RN110648748 | Secondary containment system consisting of an earthen berm and an oil water separator. | The following property is used 100% for pollution control and is installed to meet or exceed federal or state regulations: Secondary containment system consisting of an earthen berm and an oil water separator. | 2019-01-28 | 134476 | 100
22162 | T1 | ONCOR ELECTRIC DELIVERY COMPANY LLC | SEAGOVILLE SWITCH | Latitude = 32.673762, Longitude = -96.547232 | Kaufman County | TX | 75159 | KAUFMAN | CN603313842 | RN110648755 | Secondary containment system consisting of an earthen berm and an oil water separator. | The following property is used 100% for pollution control and is installed to meet or exceed federal or state regulations: Secondary containment system consisting of an earthen berm and an oil water separator. | 2019-01-28 | 247371 | 100
22163 | T1 | ONCOR ELECTRIC DELIVERY COMPANY LLC | ROGERS SUBSTATION | Latitude = 30.91936, Longitude = -97.20128 | Milam County | TX | 76569 | MILAM | CN603313842 | RN110648763 | Secondary containment system consisting of an earthen berm and an oil water separator. | The following property is used 100% for pollution control and is installed to meet or exceed federal or state regulations: Secondary containment system consisting of an earthen berm and an oil water separator. | 2019-01-28 | 73490 | 100
22164 | T1 | ONCOR ELECTRIC DELIVERY COMPANY LLC | YUCCA DRIVE SWITCHING STATION 2 | Latitude = 31.583897, Longitude = -102.960342 | Ward County | TX | 79756 | WARD | CN603313842 | RN110648771 | Secondary containment comprised of a concrete pad around the transformer; an oil water separator; and a metal railing. | The following property is used 100% for pollution control and is installed to meet or exceed federal or state regulations: Secondary containment comprised of a concrete pad around the transformer; an oil water separator; and a metal railing. | 2019-01-28 | 34112 | 100
22165 | T1 | ONCOR ELECTRIC DELIVERY COMPANY LLC | EAST SIDE FILTRATION 1-3 | Latitude = 32.772609, Longitude = -96.552497 | Dallas County | TX | 75182 | DALLAS | CN603313842 | RN100771963 | Secondary containment comprised of a concrete pad around the transformer; an oil water separator; and a metal railing. | The following property is used 100% for pollution control and is installed to meet or exceed federal or state regulations: Secondary containment comprised of a concrete pad around the transformer; an oil water separator; and a metal railing. | 2019-01-28 | 54316 | 100
22166 | T1 | ONCOR ELECTRIC DELIVERY COMPANY LLC | LAKE JUNE PUMP STATION 1-2 | Latitude = 32.730477, Longitude = -96.652958 | Dallas County | TX | 75217 | DALLAS | CN603313842 | RN110648789 | Secondary containment comprised of a concrete pad around the transformer; an oil water separator; and a metal railing. | The following property is used 100% for pollution control and is installed to meet or exceed federal or state regulations: Secondary containment comprised of a concrete pad around the transformer; an oil water separator; and a metal railing. | 2019-01-28 | 54597 | 100
22167 | T1 | ONCOR ELECTRIC DELIVERY COMPANY LLC | EULESS SWITCH 3 | Latitude = 32.865153, Longitude = -97.09933 | Tarrant County | TX | 76021 | TARRANT | CN603313842 | RN109628867 | Secondary containment comprised of a concrete pad around the transformer; an oil water separator; and a metal railing. | The following property is used 100% for pollution control and is installed to meet or exceed federal or state regulations: Secondary containment comprised of a concrete pad around the transformer; an oil water separator; and a metal railing. | 2019-01-28 | 21712 | 100
22168 | T1 | ONCOR ELECTRIC DELIVERY COMPANY LLC | HORNE STREET SUB 3 | Latitude = 32.709663, Longitude = -97.405216 | Tarrant County | TX | 76131 | TARRANT | CN603313842 | RN110179629 | Secondary containment comprised of a concrete pad around the transformer; an oil water separator; and a metal railing. | The following property is used 100% for pollution control and is installed to meet or exceed federal or state regulations: Secondary containment comprised of a concrete pad around the transformer; an oil water separator; and a metal railing. | 2019-01-28 | 18926 | 100
22169 | T1 | ONCOR ELECTRIC DELIVERY COMPANY LLC | ALLEN SWITCH | Latitude = 33.098579, Longitude = -96.680524 | Collin County | TX | 75013 | COLLIN | CN603313842 | RN109653501 | Secondary containment comprised of a concrete pad around the transformer; an oil water separator; and a metal railing. | The following property is used 100% for pollution control and is installed to meet or exceed federal or state regulations: Secondary containment comprised of a concrete pad around the transformer; an oil water separator; and a metal railing. | 2019-01-28 | 79916 | 100
22170 | T1 | ONCOR ELECTRIC DELIVERY COMPANY LLC | TEMPLE NW SUB 1 | Latitude = 31.109457, Longitude = -97.402227 | Bell County | TX | 76502 | BELL | CN603313842 | RN110648805 | Secondary containment comprised of a concrete pad around the transformer; an oil water separator; and a metal railing. | The following property is used 100% for pollution control and is installed to meet or exceed federal or state regulations: Secondary containment comprised of a concrete pad around the transformer; an oil water separator; and a metal railing. | 2019-01-28 | 31224 | 100
22171 | T1 | ONCOR ELECTRIC DELIVERY COMPANY LLC | NACOGDOCHES DISTRIBUTION SC | Latitude = 31.608359, Longitude = -94.655563 | Nacogdoches County | TX | 75961 | NACOGDOCHES | CN603313842 | RN110648813 | Secondary containment comprised of a freestanding metal drip pan | The following property is used 100% for pollution control and is installed to meet or exceed federal or state regulations: Secondary containment comprised of a freestanding metal drip pan | 2019-01-28 | 5504 | 100
22172 | T1 | ONCOR ELECTRIC DELIVERY COMPANY LLC | PLANO CUSTER RD 1 | Latitude = 33.06054, Longitude = -96.733801 | Collin County | TX | 75023 | COLLIN | CN603313842 | RN109628636 | Repair of secondary containment comprised of a concrete pad around the transformer; an oil water separator; and a metal railing. | The following property is used 100% for pollution control and is installed to meet or exceed federal or state regulations: Repair of secondary containment comprised of a concrete pad around the transformer; an oil water separator; and a metal railing. | 2019-01-28 | 8474 | 100
22173 | T1 | ONCOR ELECTRIC DELIVERY COMPANY LLC | WHITE SETTLEMENT WEST SUB | Latitude = 32.767414, Longitude = -97.458408 | Tarrant County | TX | 76108 | TARRANT | CN603313842 | RN110648839 | Secondary containment comprised of a concrete pad around the transformer; an oil water separator; and a metal railing. | The following property is used 100% for pollution control and is installed to meet or exceed federal or state regulations: Secondary containment comprised of a concrete pad around the transformer; an oil water separator; and a metal railing. | 2019-01-28 | 27390 | 100
22174 | T1 | ONCOR ELECTRIC DELIVERY COMPANY LLC | SCYENE SUBSTATION 1 & 2 | Latitude = 32.762845, Longitude = -96.700099 | Dallas County | TX | 75227 | DALLAS | CN603313842 | RN110648847 | Secondary containment comprised of a concrete pad around the transformer; an oil water separator; and a metal railing. | The following property is used 100% for pollution control and is installed to meet or exceed federal or state regulations: Secondary containment comprised of a concrete pad around the transformer; an oil water separator; and a metal railing. | 2019-01-28 | 54440 | 100
22175 | T1 | ONCOR ELECTRIC DELIVERY COMPANY LLC | SCYENE SUBSTATION | Latitude = 32.762845, Longitude = -96.700099 | Dallas County | TX | 75227 | DALLAS | CN603313842 | RN110648847 | Secondary containment system consisting of an earthen berm and an oil water separator. | The following property is used 100% for pollution control and is installed to meet or exceed federal or state regulations: Secondary containment system consisting of an earthen berm and an oil water separator. | 2019-01-28 | 84274 | 100
22176 | T1 | ONCOR ELECTRIC DELIVERY COMPANY LLC | SAN ANDRES SUBSTATION 1 | Latitude = 32.191528, Longitude = -102.496694 | Andrews County | TX | 79714 | ANDREWS | CN603313842 | RN110648862 | Secondary containment comprised of a concrete pad around the transformer; an oil water separator; and a metal railing. | The following property is used 100% for pollution control and is installed to meet or exceed federal or state regulations: Secondary containment comprised of a concrete pad around the transformer; an oil water separator; and a metal railing. | 2019-01-28 | 29786 | 100
22177 | T1 | ONCOR ELECTRIC DELIVERY COMPANY LLC | SALT LAKE SUBSTATION | Latitude = 31.843104, Longitude = -101.978357 | Midland County | TX | 79706 | MIDLAND | CN603313842 | RN110648870 | Secondary containment comprised of a concrete pad around the transformer; an oil water separator; and a metal railing. | The following property is used 100% for pollution control and is installed to meet or exceed federal or state regulations: Secondary containment comprised of a concrete pad around the transformer; an oil water separator; and a metal railing. | 2019-01-28 | 31940 | 100
22178 | T1 | ONCOR ELECTRIC DELIVERY COMPANY LLC | NORTH NETWORK OVERHEAD SUB | Latitude = 32.795493, Longitude = -96.796324 | Dallas County | TX | 75204 | DALLAS | CN603313842 | RN110648888 | Secondary containment system consisting of an earthen berm and an oil water separator. | The following property is used 100% for pollution control and is installed to meet or exceed federal or state regulations: Secondary containment system consisting of an earthen berm and an oil water separator. | 2019-01-28 | 96450 | 100
22179 | T1 | ONCOR ELECTRIC DELIVERY COMPANY LLC | NORTH NETWORK OVERHEAD SUB 1 | Latitude = 32.795493, Longitude = -96.796324 | Dallas County | TX | 75204 | DALLAS | CN603313842 | RN110648888 | Secondary containment comprised of a concrete pad around the transformer; an oil water separator; and a metal railing. | The following property is used 100% for pollution control and is installed to meet or exceed federal or state regulations: Secondary containment comprised of a concrete pad around the transformer; an oil water separator; and a metal railing. | 2019-01-28 | 27478 | 100
22180 | T1 | ONCOR ELECTRIC DELIVERY COMPANY LLC | MCLENNAN COUNTY EAST 1 | Latitude = 31.624099, Longitude = -97.033281 | Mclennan County | TX | 76705 | MCLENNAN | CN603313842 | RN110648904 | Secondary containment system consisting of an earthen berm and an oil water separator. | The following property is used 100% for pollution control and is installed to meet or exceed federal or state regulations: Secondary containment system consisting of an earthen berm and an oil water separator. | 2019-01-28 | 74212 | 100
22181 | T1 | ONCOR ELECTRIC DELIVERY COMPANY LLC | MCDERMOTT RD SUB 4 | Latitude = 33.096686, Longitude = -96.787256 | Collin County | TX | 75024 | COLLIN | CN603313842 | RN109631630 | Secondary containment comprised of a concrete pad around the transformer; an oil water separator; and a metal railing. | The following property is used 100% for pollution control and is installed to meet or exceed federal or state regulations: Secondary containment comprised of a concrete pad around the transformer; an oil water separator; and a metal railing. | 2019-01-28 | 27390 | 100
22182 | T1 | ONCOR ELECTRIC DELIVERY COMPANY LLC | MASON SUBSTATION 2-3 | Latitude = 31.802357, Longitude = -103.81827 | Reeves County | TX | 79770 | REEVES | CN603313842 | RN110648920 | Secondary containment comprised of a concrete pad around the transformer; an oil water separator; and a metal railing. | The following property is used 100% for pollution control and is installed to meet or exceed federal or state regulations: Secondary containment comprised of a concrete pad around the transformer; an oil water separator; and a metal railing. | 2019-01-28 | 52082 | 100
22183 | T1 | ONCOR ELECTRIC DELIVERY COMPANY LLC | MASON SUBSTATION 1 | Latitude = 31.802357, Longitude = -103.81827 | Reeves County | TX | 79770 | REEVES | CN603313842 | RN110648920 | Repair of secondary containment comprised of a concrete pad around the transformer; an oil water separator; and a metal railing. | The following property is used 100% for pollution control and is installed to meet or exceed federal or state regulations: Repair of secondary containment comprised of a concrete pad around the transformer; an oil water separator; and a metal railing. | 2019-01-28 | 4674 | 100
22184 | T1 | ONCOR ELECTRIC DELIVERY COMPANY LLC | MALAKOFF SUB 1-2 | Latitude = 32.184881, Longitude = -96.015017 | Henderson County | TX | 75148 | HENDERSON | CN603313842 | RN110648946 | Secondary containment comprised of a concrete pad around the transformer; an oil water separator; and a metal railing. | The following property is used 100% for pollution control and is installed to meet or exceed federal or state regulations: Secondary containment comprised of a concrete pad around the transformer; an oil water separator; and a metal railing. | 2019-01-28 | 47590 | 100
22185 | T1 | ONCOR ELECTRIC DELIVERY COMPANY LLC | JOHN DAY SUB | 14901 JOHN DAY RD | HASLET | TX | 76052 | DENTON | CN603313842 | RN110178662 | secondary containment system consisting of an earthen berm and an oil water separator. | The following property is used 100% for pollution control and is installed to meet or exceed federal or state regulations: secondary containment system consisting of an earthen berm and an oil water separator. | 2019-01-28 | 63860 | 100
22186 | T1 | ONCOR ELECTRIC DELIVERY COMPANY LLC | HORNE STREET SUB 1 2 | Latitude = 32.709741, Longitude = -97.405243 | Tarrant County | TX | 76131 | TARRANT | CN603313842 | RN110179629 | Secondary containment comprised of a concrete pad around the transformer; an oil water separator; and a metal railing. | The following property is used 100% for pollution control and is installed to meet or exceed federal or state regulations: Secondary containment comprised of a concrete pad around the transformer; an oil water separator; and a metal railing. | 2019-01-28 | 53418 | 100
22187 | T1 | ONCOR ELECTRIC DELIVERY COMPANY LLC | HICKS SWITCHING STATION 2 | 1178 FEET TO THE WEST OF THE INTERSECTION OF MAGNOLIA BLOSSOM TRAIL AND CONEFLOWER TRAIL | Tarrant County | TX | 76131 | TARRANT | CN603313842 | RN110181732 | secondary containment system consisting of an earthen berm and an oil water separator. | The following property is used 100% for pollution control and is installed to meet or exceed federal or state regulations: secondary containment system consisting of an earthen berm and an oil water separator. | 2019-01-28 | 129780 | 100
22188 | T1 | ONCOR ELECTRIC DELIVERY COMPANY LLC | GREYS LAKE SUBSTATION | Latitude = 32.449745, Longitude = -95.23002 | Smith County | TX | 75708 | SMITH | CN603313842 | RN110648961 | Secondary containment comprised of a concrete pad around the transformer; an oil water separator; and a metal railing. | The following property is used 100% for pollution control and is installed to meet or exceed federal or state regulations: Secondary containment comprised of a concrete pad around the transformer; an oil water separator; and a metal railing. | 2019-01-28 | 29942 | 100
22189 | T1 | ONCOR ELECTRIC DELIVERY COMPANY LLC | GLASSCOCK SUBSTATION | Latitude = 31.866598, Longitude = -101.469038 | Glasscock County | TX | 79739 | GLASSCOCK | CN603313842 | RN110648979 | Secondary containment comprised of a concrete pad around the transformer; an oil water separator; and a metal railing. | The following property is used 100% for pollution control and is installed to meet or exceed federal or state regulations: Secondary containment comprised of a concrete pad around the transformer; an oil water separator; and a metal railing. | 2019-01-28 | 31940 | 100
22190 | T1 | ONCOR ELECTRIC DELIVERY COMPANY LLC | FRISCO WEST SUB | Latitude = 33.123263, Longitude = -96.859807 | Collin County | TX | 75034 | COLLIN | CN603313842 | RN110648987 | secondary containment system consisting of an earthen berm and an oil water separator. | The following property is used 100% for pollution control and is installed to meet or exceed federal or state regulations: secondary containment system consisting of an earthen berm and an oil water separator. | 2019-01-28 | 76776 | 100
22191 | T1 | ONCOR ELECTRIC DELIVERY COMPANY LLC | EULESS TRINITY SUB | Latitude = 32.818988, Longitude = -97.096563 | Tarrant County | TX | 76040 | TARRANT | CN603313842 | RN109627281 | Secondary containment comprised of a concrete pad around the transformer; an oil water separator; and a metal railing. | The following property is used 100% for pollution control and is installed to meet or exceed federal or state regulations: Secondary containment comprised of a concrete pad around the transformer; an oil water separator; and a metal railing. | 2019-01-28 | 33430 | 100
22192 | T1 | ONCOR ELECTRIC DELIVERY COMPANY LLC | DENTON AVE SUB 1-2 | Latitude = 32.799001, Longitude = -97.325437 | Tarrant County | TX | 76106 | TARRANT | CN603313842 | RN110648995 | Secondary containment comprised of a concrete pad around the transformer; an oil water separator; and a metal railing. | The following property is used 100% for pollution control and is installed to meet or exceed federal or state regulations: Secondary containment comprised of a concrete pad around the transformer; an oil water separator; and a metal railing. | 2019-01-28 | 48742 | 100
22193 | T1 | ONCOR ELECTRIC DELIVERY COMPANY LLC | DELTA SUBSTATION 1 & 2 | Latitude = 33.381893, Longitude = -95.690284 | Delta County | TX | 75432 | DELTA | CN603313842 | RN110649001 | Secondary containment comprised of a concrete pad around the transformer; an oil water separator; and a metal railing. | The following property is used 100% for pollution control and is installed to meet or exceed federal or state regulations: Secondary containment comprised of a concrete pad around the transformer; an oil water separator; and a metal railing. | 2019-01-28 | 47590 | 100
22194 | T1 | ONCOR ELECTRIC DELIVERY COMPANY LLC | DELTA SUBSTATION | Latitude = 33.381867, Longitude = -95.690326 | Delta County | TX | 75432 | DELTA | CN603313842 | RN110649001 | secondary containment system consisting of an earthen berm and an oil water separator. | The following property is used 100% for pollution control and is installed to meet or exceed federal or state regulations: secondary containment system consisting of an earthen berm and an oil water separator. | 2019-01-28 | 68540 | 100
22195 | T1 | ONCOR ELECTRIC DELIVERY COMPANY LLC | DEALEY SUBSTATION | Latitude = 32.764499, Longitude = -96.818732 | Dallas County | TX | 75203 | DALLAS | CN603313842 | RN110649027 | Secondary containment comprised of a concrete pad around the transformer; an oil water separator; and a metal railing. | The following property is used 100% for pollution control and is installed to meet or exceed federal or state regulations: Secondary containment comprised of a concrete pad around the transformer; an oil water separator; and a metal railing. | 2019-01-28 | 27390 | 100
22196 | T1 | ONCOR ELECTRIC DELIVERY COMPANY LLC | CROWLEY SUBSTATION2 | Latitude = 32.563397, Longitude = -97.413176 | Tarrant County | TX | 76036 | TARRANT | CN603313842 | RN110166774 | Secondary containment comprised of a concrete pad around the transformer; an oil water separator; and a metal railing. | The following property is used 100% for pollution control and is installed to meet or exceed federal or state regulations: Secondary containment comprised of a concrete pad around the transformer; an oil water separator; and a metal railing. | 2019-01-28 | 27390 | 100
22197 | T1 | ONCOR ELECTRIC DELIVERY COMPANY LLC | CENTRALIA SUB 3 | Latitude = 31.346864, Longitude = -101.801035 | Upton County | TX | 79755 | UPTON | CN603313842 | RN109631952 | Secondary containment comprised of a concrete pad around the transformer; an oil water separator; and a metal railing. | The following property is used 100% for pollution control and is installed to meet or exceed federal or state regulations: Secondary containment comprised of a concrete pad around the transformer; an oil water separator; and a metal railing. | 2019-01-28 | 31940 | 100
22198 | T1 | ONCOR ELECTRIC DELIVERY COMPANY LLC | CARROLLTON NW SUBSTATION | Latitude = 32.930979, Longitude = -96.899737 | Dallas County | TX | 75006 | DALLAS | CN603313842 | RN110649050 | Secondary containment comprised of a concrete pad around the transformer; an oil water separator; and a metal railing. | The following property is used 100% for pollution control and is installed to meet or exceed federal or state regulations: Secondary containment comprised of a concrete pad around the transformer; an oil water separator; and a metal railing. | 2019-01-28 | 45459 | 100
22199 | T1 | ONCOR ELECTRIC DELIVERY COMPANY LLC | CAMINO SUB 1 & 2 | 1900 DOUGLASS RD | NACOGDOCHES | TX | 75964 | NACOGDOCHES | CN603313842 | RN110649068 | Secondary containment comprised of a concrete pad around the transformer; an oil water separator; and a metal railing. | The following property is used 100% for pollution control and is installed to meet or exceed federal or state regulations: Secondary containment comprised of a concrete pad around the transformer; an oil water separator; and a metal railing. | 2019-01-28 | 49360 | 100
22200 | T1 | ONCOR ELECTRIC DELIVERY COMPANY LLC | ANNA SOUTHEAST SUB | Latitude = 33.318196, Longitude = -96.532138 | Collin County | TX | 75409 | COLLIN | CN603313842 | RN110649175 | secondary containment system consisting of an earthen berm and an oil water separator. | The following property is used 100% for pollution control and is installed to meet or exceed federal or state regulations: secondary containment system consisting of an earthen berm and an oil water separator. | 2019-01-28 | 65740 | 100
22201 | T1 | ONCOR ELECTRIC DELIVERY COMPANY LLC | ANNA SOUTHEAST SUB1 | Latitude = 33.318196, Longitude = -96.532138 | Collin County | TX | 75409 | COLLIN | CN603313842 | RN110649175 | Secondary containment comprised of a concrete pad around the transformer; an oil water separator; and a metal railing. | The following property is used 100% for pollution control and is installed to meet or exceed federal or state regulations: Secondary containment comprised of a concrete pad around the transformer; an oil water separator; and a metal railing. | 2019-01-28 | 31480 | 100
22202 | T1 | TEXAS PIPELINE WEBB COUNTY LEAN SYSTEM LLC | EFG PLANT | Latitude = 27.68142, Longitude = -99.211853 | Webb County | TX | 75218 | WEBB | CN604083246 | RN105982250 | Two catalytic oxidizers and two air/fuel ratio controllers on two 1775 HP natural gas fired SI CAT 3606 compressor engine packages. | The following property is used 100% for pollution control and is installed to meet or exceed federal or state regulations: Two catalytic oxidizers and two air/fuel ratio controllers on two 1775 HP natural gas fired SI CAT 3606 compressor engine packages. | 2019-02-07 | 396000 | 100
22203 | T1 | LIVE OAK MIDSTREAM PARTNERS LLC | LIVE OAK STABILIZER & FACILITY | Latitude = 28.411097, Longitude = -98.166278 | Live Oak County | TX | 78071 | LIVE OAK | CN604524181 | RN107117285 | Flare including the stack, igniter, burner, flame arrester, knockout drum, blower, flare tip and flare header. | The following property is used 100% for pollution control and is installed to meet or exceed federal or state regulations: Flare including the stack, igniter, burner, flame arrester, knockout drum, blower, flare tip and flare header. | 2019-02-06 | 800000 | 100
22204 | T1 | MODA MIDSTREAM OPERATING LLC | MODA INGLESIDE ENERGY CENTER | 1450 LEXINGTON BLVD | INGLESIDE | TX | 78362 | SAN PATRICIO | CN605587765 | RN101225746 | Cathodic protection and protective coatings/paints applied to the tanks and appurtenances for tanks T-107, T-108, T-109, T-110, T-111, T-112, T-113, T-114, T-115, T-116, T-117, T-118, T-119, and T-120. | The following property is used 100% for pollution control and is installed to meet or exceed federal or state regulations: Cathodic protection and protective coatings/paints applied to the tanks and appurtenances for tanks T-107, T-108, T-109, T-110, T-111, T-112, T-113, T-114, T-115, T-116, T-117, T-118, T-119, and T-120. | 2019-02-11 | 3981718 | 100
22205 | T1 | MODA MIDSTREAM OPERATING LLC | MODA INGLESIDE ENERGY CENTER | 1450 LEXINGTON BLVD | INGLESIDE | TX | 78362 | SAN PATRICIO | CN605587765 | RN101225746 | Secondary Containment consisting of an irregularly shaped earth berm for tanks T-107, T-108, T-109, T-110, T-111, T-112, T-113, T-114, T-115, T-116, T-117, T-118, T-119, and T-120. | The following property is used 100% for pollution control and is installed to meet or exceed federal or state regulations: Secondary Containment consisting of an irregularly shaped earth berm for tanks T-107, T-108, T-109, T-110, T-111, T-112, T-113, T-114, T-115, T-116, T-117, T-118, T-119, and T-120. | 2019-02-04 | 1179007 | 100
22206 | T1 | MODA MIDSTREAM OPERATING LLC | MODA INGLESIDE ENERGY CENTER | 1450 LEXINGTON BLVD | INGLESIDE | TX | 78362 | SAN PATRICIO | CN605587765 | RN101225746 | Three 12 foot Vapor Combustors | The following property is used 100% for pollution control and is installed to meet or exceed federal or state regulations: Three 12 foot Vapor Combustors | 2019-01-29 | 8271590 | 100
22207 | T1 | MODA MIDSTREAM OPERATING LLC | MODA INGLESIDE ENERGY CENTER | 1450 LEXINGTON BLVD | INGLESIDE | TX | 78362 | SAN PATRICIO | CN605587765 | RN101225746 | Internal floating roofs for tanks T-107 T-108 T-109 T-110 T-111 T-112 T-113 T-114 T-115 T-116 T-117 T-118 T-119 T-120 | The following property is used 100% for pollution control and is installed to meet or exceed federal or state regulations: Internal floating roofs for tanks T-107 T-108 T-109 T-110 T-111 T-112 T-113 T-114 T-115 T-116 T-117 T-118 T-119 T-120 | 2019-01-31 | 9333593 | 100
22208 | T1 | MODA MIDSTREAM OPERATING LLC | MODA INGLESIDE ENERGY CENTER | 1450 LEXINGTON BLVD | INGLESIDE | TX | 78362 | SAN PATRICIO | CN605587765 | RN101225746 | Cathodic protection and protective coatings/paints applied to the tanks and appurtenances for tanks T-101, T-102, T-103, T-104, T-105, and T-106. | The following property is used 100% for pollution control and is installed to meet or exceed federal or state regulations: Cathodic protection and protective coatings/paints applied to the tanks and appurtenances for tanks T-101, T-102, T-103, T-104, T-105, and T-106. | 2019-02-11 | 1286634 | 100
22209 | T1 | MODA MIDSTREAM OPERATING LLC | MODA INGLESIDE ENERGY CENTER | 1450 LEXINGTON BLVD | INGLESIDE | TX | 78362 | SAN PATRICIO | CN605587765 | RN101225746 | One 41,458 sq. ft. stormwater retention pond and one 44,171 sq. ft. stormwater retention pond. | The following property is used 100% for pollution control and is installed to meet or exceed federal or state regulations: One 41,458 sq. ft. stormwater retention pond and one 44,171 sq. ft. stormwater retention pond. | 2019-02-06 | 733652 | 100
22210 | T1 | MODA MIDSTREAM OPERATING LLC | MODA INGLESIDE ENERGY CENTER | 1450 LEXINGTON BLVD | INGLESIDE | TX | 78362 | SAN PATRICIO | CN605587765 | RN101225746 | Secondary Containment consisting an irregularly shaped earthen berm for tanks T-101, T-102, T-103, T-104, T-105, and T-106. | The following property is used 100% for pollution control and is installed to meet or exceed federal or state regulations: Secondary Containment consisting an irregularly shaped earthen berm for tanks T-101, T-102, T-103, T-104, T-105, and T-106. | 2019-02-04 | 505289 | 100
22211 | T1 | MODA MIDSTREAM OPERATING LLC | MODA INGLESIDE ENERGY CENTER | 1450 LEXINGTON BLVD | INGLESIDE | TX | 78362 | SAN PATRICIO | CN605587765 | RN101225746 | Flare | The following property is used 100% for pollution control and is installed to meet or exceed federal or state regulations: Flare | 2019-01-29 | 846644 | 100
22212 | T1 | MODA MIDSTREAM OPERATING LLC | MODA INGLESIDE ENERGY CENTER | 1450 LEXINGTON BLVD | INGLESIDE | TX | 78362 | SAN PATRICIO | CN605587765 | RN101225746 | One 8 foot and three 12 foot Vapor Combustors | The following property is used 100% for pollution control and is installed to meet or exceed federal or state regulations: One 8 foot and three 12 foot Vapor Combustors | 2019-01-29 | 10109721 | 100
22213 | T1 | MODA MIDSTREAM OPERATING LLC | MODA INGLESIDE ENERGY CENTER | 1450 LEXINGTON BLVD | INGLESIDE | TX | 78362 | SAN PATRICIO | CN605587765 | RN101225746 | Internal floating roofs for tanks T-101, T-102, T-103, T-104, T-105, and T-106. | The following property is used 100% for pollution control and is installed to meet or exceed federal or state regulations: Internal floating roofs for tanks T-101, T-102, T-103, T-104, T-105, and T-106. | 2019-01-31 | 3818229 | 100
22214 | T1 | APACHE CORPORATION | CHEYENNE CPF | FROM I-10 TAKE EXIT 206 TURN RIGHT ONTO FM2903 DRIVE APPROX 2.7 MILES TO UNPAVED ROAD TURN LEFT AND FOLLOW ROAD TO SITE | Reeves County | TX | 79718 | REEVES | CN600126361 | RN109750174 | Flare, the incremental cost difference for five low NOx burners versus similar burners without NOx controls, catalytic converters for stationary compression on the CAT 3606 and 3612 engines, and two flares/vapor combustors (BTEX Units). | The following property is used 100% for pollution control and is installed to meet or exceed federal or state regulations: Flare, the incremental cost difference for five low NOx burners versus similar burners without NOx controls, catalytic converters for stationary compression on the CAT 3606 and 3612 engines, and two flares/vapor combustors (BTEX Units). | 2019-02-19 | 1453000 | 100
22215 | T1 | APACHE CORPORATION | CHEYENNE CPF | FROM I-10 TAKE EXIT 206 TURN RIGHT ONTO FM2903 DRIVE APPROX 2.7 MILES TO UNPAVED ROAD TURN LEFT AND FOLLOW ROAD TO SITE | Reeves County | TX | 79718 | REEVES | CN600126361 | RN109750174 | Secondary containment consisting of a 68â€™ x 35â€™ spill containment area around storage tanks with a 40 mil HDPE liner and two-foot high corrugated steel wall and Tank TK-9040 on a 48â€™ x 67â€ concrete pad. | The following property is used 100% for pollution control and is installed to meet or exceed federal or state regulations: Secondary containment consisting of a 68â€™ x 35â€™ spill containment area around storage tanks with a 40 mil HDPE liner and two-foot high corrugated steel wall and Tank TK-9040 on a 48â€ x 67â€ concrete pad. | 2019-02-19 | 202000 | 100
22216 | T1 | APACHE CORPORATION | CYPRESS CPF | FROM TOYAH TX TAKE CO RD 255 WEST FOR APPROXIMATELY 11 MILES TO LEASE ROAD TURN LEFT AND GO APPROXIMATELY 1.25 MILES TO SITE | Reeves County | TX | 79785 | REEVES | CN600126361 | RN109777987 | Flare, the incremental cost difference for four low NOx burners versus similar burners without NOx controls, catalytic converters for stationary compression on the CAT 3606 and 3612 engines, and flare/vapor combustor (BTEX Unit). | The following property is used 100% for pollution control and is installed to meet or exceed federal or state regulations: Flare, the incremental cost difference for four low NOx burners versus similar burners without NOx controls, catalytic converters for stationary compression on the CAT 3606 and 3612 engines, and flare/vapor combustor (BTEX Unit). | 2019-02-19 | 1223000 | 100
22217 | T1 | APACHE CORPORATION | CYPRESS CPF | FROM TOYAH TX TAKE CO RD 255 WEST FOR APPROXIMATELY 11 MILES TO LEASE ROAD TURN LEFT AND GO APPROXIMATELY 1.25 MILES TO SITE | Reeves County | TX | 79785 | REEVES | CN600126361 | RN109777987 | Secondary containment consisting of a 68â€™ x 35â€™ spill containment area around storage tanks with a 40 mil HDPE liner and two-foot high corrugated steel wall and Tank TK-9040 on a 48â€ x 67â€ concrete pad. | The following property is used 100% for pollution control and is installed to meet or exceed federal or state regulations: Secondary containment consisting of a 68â€™ x 35â€™ spill containment area around storage tanks with a 40 mil HDPE liner and two-foot high corrugated steel wall and Tank TK-9040 on a 48â€ x 67â€ concrete pad. | 2019-02-19 | 202000 | 100
22218 | T1 | APACHE CORPORATION | DAKOTA CPF | FROM TOYAH TX TAKE CR 328 SOUTH FOR APPROX 12 MILES TURN ONTO UNPAVED ROAD FOR APPROX 1.5 MILES TO SITE | Reeves County | TX | 79785 | REEVES | CN600126361 | RN109750166 | Flare, the incremental cost difference for four low NOx burners versus similar burners without NOx controls, catalytic converters for stationary compression on the CAT 3606 and 3612 engines, and flare/vapor combustor (BTEX Unit). | The following property is used 100% for pollution control and is installed to meet or exceed federal or state regulations: Flare, the incremental cost difference for four low NOx burners versus similar burners without NOx controls, catalytic converters for stationary compression on the CAT 3606 and 3612 engines, and flare/vapor combustor (BTEX Unit). | 2019-02-19 | 1223000 | 100
22219 | T1 | APACHE CORPORATION | DAKOTA CPF | FROM TOYAH TX TAKE CR 328 SOUTH FOR APPROX 12 MILES TURN ONTO UNPAVED ROAD FOR APPROX 1.5 MILES TO SITE | Reeves County | TX | 79785 | REEVES | CN600126361 | RN109750166 | Secondary containment consisting of a 68â€™ x 35â€™ spill containment area around storage tanks with a 40 mil HDPE liner and two-foot high corrugated steel wall and Tank TK-9040 on a 48â€ x 67â€ concrete pad. | The following property is used 100% for pollution control and is installed to meet or exceed federal or state regulations: Secondary containment consisting of a 68â€™ x 35â€™ spill containment area around storage tanks with a 40 mil HDPE liner and two-foot high corrugated steel wall and Tank TK-9040 on a 48â€ x 67â€ concrete pad. | 2019-02-19 | 202000 | 100
22220 | T1 | APACHE CORPORATION | CHEROKEE CPF | FROM TOYAH TX TAKE CO RD 225 W FOR APPROX 6.3 MILES TURN LEFT ONTO CO RD 229 FOR APPROX 4.9 MILES TO SITE | Reeves County | TX | 79785 | REEVES | CN600126361 | RN109750190 | Flare, the incremental cost difference for four low NOx burners versus similar burners without NOx controls, catalytic converters for stationary compression on the CAT 3606 and 3612 engines, and flare/vapor combustor (BTEX Unit). | The following property is used 100% for pollution control and is installed to meet or exceed federal or state regulations: Flare, the incremental cost difference for four low NOx burners versus similar burners without NOx controls, catalytic converters for stationary compression on the CAT 3606 and 3612 engines, and flare/vapor combustor (BTEX Unit). | 2019-02-19 | 1223000 | 100
22221 | T1 | APACHE CORPORATION | CHEROKEE CPF | FROM TOYAH TX TAKE CO RD 225 W FOR APPROX 6.3 MILES TURN LEFT ONTO CO RD 229 FOR APPROX 4.9 MILES TO SITE | Reeves County | TX | 79785 | REEVES | CN600126361 | RN109750190 | Secondary containment consisting of a 68â€™ x 35â€™ spill containment area around storage tanks with a 40 mil HDPE liner and two-foot high corrugated steel wall and Tank TK-9040 on a 48â€ x 67â€ concrete pad. | The following property is used 100% for pollution control and is installed to meet or exceed federal or state regulations: Secondary containment consisting of a 68â€™ x 35â€™ spill containment area around storage tanks with a 40 mil HDPE liner and two-foot high corrugated steel wall and Tank TK-9040 on a 48â€ x 67â€ concrete pad. | 2019-02-19 | 202000 | 100
22222 | T1 | APACHE CORPORATION | SPRUCE CS | FROM TOYAH TX TAKE CO RD 225 APPROXIMATELY 9 MILES TO LEASE ROAD TURN LEFT FOR APPROXIMATELY 1.25 MILES TO SITE | Reeves County | TX | 79785 | REEVES | CN600126361 | RN109777995 | Flare, the incremental cost difference for four low NOx burners versus similar burners without NOx controls, catalytic converters for stationary compression on the CAT 3606 and 3612 engines, and flare/vapor combustor (BTEX Unit). | The following property is used 100% for pollution control and is installed to meet or exceed federal or state regulations: Flare, the incremental cost difference for four low NOx burners versus similar burners without NOx controls, catalytic converters for stationary compression on the CAT 3606 and 3612 engines, and flare/vapor combustor (BTEX Unit). | 2019-02-19 | 1223000 | 100
22223 | T1 | REDI-MIX LLC | REDI-MIX FORNEY PLANT | 14755 WEST US HWY 80 | FORNEY | TX | 75216 | KAUFMAN | CN603242058 | RN100809334 | Central Baghouse Dust Collector. | The following property is used 100% for pollution control and is installed to meet or exceed federal or state regulations: Central Baghouse Dust Collector. | 2019-02-11 | 39660 | 100
22224 | T1 | REDI-MIX LLC | REDI-MIX | 406 E SYCAMORE ST | DENTON | TX | 76205 | DENTON | CN603242058 | RN102557642 | Central Baghouse Dust Collector. | The following property is used 100% for pollution control and is installed to meet or exceed federal or state regulations: Central Baghouse Dust Collector. | 2019-02-11 | 39660 | 100
22225 | T1 | REDI-MIX LLC | REDI MIX FRISCO | 14800 STATE HIGHWAY 121 | FRISCO | TX | 75035 | COLLIN | CN603242058 | RN102695574 | Central Baghouse Dust Collector. | The following property is used 100% for pollution control and is installed to meet or exceed federal or state regulations: Central Baghouse Dust Collector. | 2019-02-11 | 39660 | 100
22226 | T1 | REDI-MIX LLC | REDI-MIX DESOTO | 1001 E CENTRE PARK BLVD | DESOTO | TX | 75115 | DALLAS | CN603242058 | RN100736784 | Central Baghouse Dust Collector. | The following property is used 100% for pollution control and is installed to meet or exceed federal or state regulations: Central Baghouse Dust Collector. | 2019-02-11 | 41580 | 100
22227 | T1 | REDI-MIX LLC | PLANT 209 | 3985 N IH 35 E | WAXAHACHIE | TX | 75165 | ELLIS | CN603242058 | RN104155627 | Central Baghouse Dust Collector. | The following property is used 100% for pollution control and is installed to meet or exceed federal or state regulations: Central Baghouse Dust Collector. | 2019-02-11 | 39660 | 100
22228 | T1 | REDI-MIX LLC | REDI MIX 136 EAST PLANT | 11080 LUNA RD | DALLAS | TX | 75229 | DALLAS | CN603242058 | RN106255367 | Central Baghouse Dust Collector. | The following property is used 100% for pollution control and is installed to meet or exceed federal or state regulations: Central Baghouse Dust Collector. | 2019-02-11 | 41580 | 100
22229 | T1 | REDI-MIX LLC | REDI-MIX NORTH DALLAS | 11080 LUNA RD | DALLAS | TX | 75229 | DALLAS | CN603242058 | RN104188883 | Central Baghouse Dust Collector. | The following property is used 100% for pollution control and is installed to meet or exceed federal or state regulations: Central Baghouse Dust Collector. | 2019-02-11 | 45016 | 100
22230 | T1 | REDI-MIX LLC | CONCRETE BATCH PLT | 13624 FM 1171 | NORTHLAKE | TX | 76262 | DENTON | CN603242058 | RN104188917 | Central Baghouse Dust Collector. | The following property is used 100% for pollution control and is installed to meet or exceed federal or state regulations: Central Baghouse Dust Collector. | 2019-02-11 | 39660 | 100
22231 | T1 | REDI-MIX LLC | REDI-MIX DALLAS | 3301 NATIONAL ST | DALLAS | TX | 75215 | DALLAS | CN603242058 | RN100248723 | Central Baghouse Dust Collector. | The following property is used 100% for pollution control and is installed to meet or exceed federal or state regulations: Central Baghouse Dust Collector. | 2019-02-11 | 48225 | 100
22232 | T1 | REDI-MIX LLC | FORT WORTH REDI-MIX CONCRETE | 2725 PREMIER ST | FORT WORTH | TX | 76111 | TARRANT | CN603242058 | RN100248897 | Central Baghouse Dust Collector. | The following property is used 100% for pollution control and is installed to meet or exceed federal or state regulations: Central Baghouse Dust Collector. | 2019-02-11 | 40432 | 100
22233 | T1 | APACHE CORPORATION | SPRUCE CS | FROM TOYAH TX TAKE CO RD 225 APPROXIMATELY 9 MILES TO LEASE ROAD TURN LEFT FOR APPROXIMATELY 1.25 MILES TO SITE | Reeves County | TX | 79785 | REEVES | CN600126361 | RN109777995 | Secondary containment consisting of a 68â€™ x 35â€™ spill containment area around storage tanks with a 40 mil HDPE liner and two-foot high corrugated steel wall and Tank TK-9040 on a 48â€ x 67â€ concrete pad. | The following property is used 100% for pollution control and is installed to meet or exceed federal or state regulations: Secondary containment consisting of a 68â€™ x 35â€™ spill containment area around storage tanks with a 40 mil HDPE liner and two-foot high corrugated steel wall and Tank TK-9040 on a 48â€ x 67â€ concrete pad. | 2019-02-19 | 202000 | 100
22234 | T1 | APACHE CORPORATION | KING HIDALGO CPF | FROM I-10 TAKE EXIT 229 FOR HOVEY RD TAKE HOVEY ROAD SOUTH FOR APPROX 10.5 MILES TAKE UNPAVED ROAD WEST APPROX 3 MILES TURN SOUTH FOR APPROX 0.5 MILES TO SITE | Pecos County | TX | 79718 | PECOS | CN600126361 | RN109750158 | Flare, the incremental cost difference for four low NOx burners versus similar burners without NOx controls, catalytic converters for stationary compression on the CAT 3606 and 3612 engines, and flare/vapor combustor (BTEX Unit). | The following property is used 100% for pollution control and is installed to meet or exceed federal or state regulations: Flare, the incremental cost difference for four low NOx burners versus similar burners without NOx controls, catalytic converters for stationary compression on the CAT 3606 and 3612 engines, and flare/vapor combustor (BTEX Unit). | 2019-02-19 | 1223000 | 100
22235 | T1 | APACHE CORPORATION | KING HIDALGO CPF | FROM I-10 TAKE EXIT 229 FOR HOVEY RD TAKE HOVEY ROAD SOUTH FOR APPROX 10.5 MILES TAKE UNPAVED ROAD WEST APPROX 3 MILES TURN SOUTH FOR APPROX 0.5 MILES TO SITE | Pecos County | TX | 79718 | PECOS | CN600126361 | RN109750158 | Secondary containment consisting of a 68â€™ x 35â€™ spill containment area around storage tanks with a 40 mil HDPE liner and two-foot high corrugated steel wall and Tank TK-9040 on a 48â€ x 67â€ concrete pad. | The following property is used 100% for pollution control and is installed to meet or exceed federal or state regulations: Secondary containment consisting of a 68â€™ x 35â€™ spill containment area around storage tanks with a 40 mil HDPE liner and two-foot high corrugated steel wall and Tank TK-9040 on a 48â€ x 67â€ concrete pad. | 2019-02-19 | 202000 | 100
22236 | T1 | LIVE OAK MIDSTREAM PARTNERS LLC | LIVE OAK STABILIZER & FACILITY | Latitude = 28.411097, Longitude = -98.166278 | Live Oak County | TX | 78071 | LIVE OAK | CN604524181 | RN107117285 | Two internal floating roofs for tanks T-118 and T-125 | The following property is used 100% for pollution control and is installed to meet or exceed federal or state regulations: Two internal floating roofs for tanks T-118 and T-125 | 2019-02-07 | 500000 | 100
22237 | T1 | LIVE OAK MIDSTREAM PARTNERS LLC | LIVE OAK STABILIZER & FACILITY | Latitude = 28.411097, Longitude = -98.166278 | Live Oak County | TX | 78071 | LIVE OAK | CN604524181 | RN107117285 | Flare and vapor combustor, including the stack, igniter, burner, flame arrester, knockout drum, blower, flare tip and flare header and vapor combustor unit, for the truck loading facility. | The following property is used 100% for pollution control and is installed to meet or exceed federal or state regulations: Flare and vapor combustor, including the stack, igniter, burner, flame arrester, knockout drum, blower, flare tip and flare header and vapor combustor unit, for the truck loading facility. | 2019-02-07 | 1300000 | 100
22238 | T1 | MAVERICK TERMINALS LLC | MAVERICK TERMINAL CORPUS CHRISTI | Latitude = 27.822803, Longitude = -97.45227 | Nueces County | TX | 78402 | NUECES | CN604599324 | RN109746487 | Vapor combustor for the rail loading facility. | The following property is used 100% for pollution control and is installed to meet or exceed federal or state regulations: Vapor combustor for the rail loading facility. | 2019-02-07 | 500000 | 100
22239 | T1 | MAVERICK TERMINALS LLC | MAVERICK TERMINAL CORPUS CHRISTI | Latitude = 27.822803, Longitude = -97.45227 | Nueces County | TX | 78402 | NUECES | CN604599324 | RN109746487 | Six internal floating roofs for tanks 80-1, 80-2, 80-3, 80-6, 80-7, and 80-8. | The following property is used 100% for pollution control and is installed to meet or exceed federal or state regulations: Six internal floating roofs for tanks 80-1, 80-2, 80-3, 80-6, 80-7, and 80-8. | 2019-02-11 | 1500000 | 100
22240 | T1 | GT LOGISTICS LLC | GT OMNIPORT MARINE DOCK | 2350 GULFWAY DR | PORT ARTHUR | TX | 77640 | JEFFERSON | CN605381490 | RN102509676 | Twelve internal floating roofs on tanks T150-1, T150-2, T150-3, T100-1, T100-2, T100-3, T100-4, T50-1, T50-2, T50-3, T50-4, and T50-5. | The following property is used 100% for pollution control and is installed to meet or exceed federal or state regulations: Twelve internal floating roofs on tanks T150-1, T150-2, T150-3, T100-1, T100-2, T100-3, T100-4, T50-1, T50-2, T50-3, T50-4, and T50-5. | 2019-02-14 | 3000000 | 100
22241 | T1 | GT LOGISTICS LLC | GT OMNIPORT MARINE DOCK | 2350 GULFWAY DR | PORT ARTHUR | TX | 77640 | JEFFERSON | CN605381490 | RN102509676 | Two vapor combustors for ship loading terminal. | The following property is used 100% for pollution control and is installed to meet or exceed federal or state regulations: Two vapor combustors for ship loading terminal. | 2019-02-11 | 1000000 | 100
22242 | T1 | GT LOGISTICS LLC | GT LOGISTICS RAIL YARD | 1998 HIGHWAY 73 | PORT ARTHUR | TX | 77640 | JEFFERSON | CN605381490 | RN106114168 | Four internal floating roofs on tanks T-101, T-102, T-103, and T-104. | The following property is used 100% for pollution control and is installed to meet or exceed federal or state regulations: Four internal floating roofs on tanks T-101, T-102, T-103, and T-104. | 2019-02-11 | 1000000 | 100
22243 | T1 | GT LOGISTICS LLC | GT LOGISTICS RAIL YARD | 1998 HIGHWAY 73 | PORT ARTHUR | TX | 77640 | JEFFERSON | CN605381490 | RN106114168 | Vapor combustor for the rail loading facility. | The following property is used 100% for pollution control and is installed to meet or exceed federal or state regulations: Vapor combustor for the rail loading facility. | 2019-02-07 | 500000 | 100
22244 | T1 | MODA INGLESIDE OIL PIPELINE LLC | OXY INGLESIDE OIL PIPELINE | Latitude = 27.90881, Longitude = -97.41957 | San Patricio County | TX | 78390 | SAN PATRICIO | CN604842484 | RN108439308 | Cathodic protection and coatings on a 391,000 bbl petroleum storage tank. | The following property is used 100% for pollution control and is installed to meet or exceed federal or state regulations: Cathodic protection and coatings on a 391,000 bbl petroleum storage tank. | 2019-02-11 | 224654 | 100
22245 | T1 | MODA INGLESIDE OIL PIPELINE LLC | OXY INGLESIDE OIL PIPELINE | Latitude = 27.90881, Longitude = -97.41957 | San Patricio County | TX | 78390 | SAN PATRICIO | CN604842484 | RN108439308 | Internal floating roof on Tank 7110. | The following property is used 100% for pollution control and is installed to meet or exceed federal or state regulations: Internal floating roof on Tank 7110. | 2019-01-31 | 636371 | 100
22246 | T1 | MODA INGLESIDE OIL PIPELINE LLC | MODA MIDSTREAM OIL PIPELINE IN SAN PATRICIO COUNTY | 29.3 MILES OF 20 IN PIPE IN SAN PATRICIO COUNTY | San Patricio County | TX | 78387 | SAN PATRICIO | CN604842484 | RN110651411 | Sedimentation and erosion controls including slope breakers, silt fences, sedimentation barriers, staked hay or straw bales, matting and diking. | The following property is used 100% for pollution control and is installed to meet or exceed federal or state regulations: Sedimentation and erosion controls including slope breakers, silt fences, sedimentation barriers, staked hay or straw bales, matting and diking. | 2019-01-30 | 17453383 | 100
22247 | T1 | MODA INGLESIDE OIL PIPELINE LLC | MODA MIDSTREAM OIL PIPELINE IN NUECES COUNTY | 2.3 MILES OF 20 IN PIPE IN NUECES COUNTY | Nueces County | TX | 78336 | NUECES | CN604842484 | RN110651429 | Sedimentation and erosion controls including slope breakers, silt fences, sedimentation barriers, staked hay or straw bales, matting and diking. | The following property is used 100% for pollution control and is installed to meet or exceed federal or state regulations: Sedimentation and erosion controls including slope breakers, silt fences, sedimentation barriers, staked hay or straw bales, matting and diking. | 2019-01-30 | 1179283 | 100
22248 | T1 | MODA INGLESIDE OIL PIPELINE LLC | MODA MIDSTREAM OIL PIPELINE IN SAN PATRICIO COUNTY | 29.3 MILES OF 20 IN PIPE IN SAN PATRICIO COUNTY | San Patricio County | TX | 78387 | SAN PATRICIO | CN604842484 | RN110651411 | Cathodic protection; fusion-bonded epoxy (FBE) on the pipe surface; adhesive for top coat; and top coat consisting of polyethylene or polypropylene. | The following property is used 100% for pollution control and is installed to meet or exceed federal or state regulations: Cathodic protection; fusion-bonded epoxy (FBE) on the pipe surface; adhesive for top coat; and top coat consisting of polyethylene or polypropylene. | 2019-01-30 | 2006771 | 100
22249 | T1 | MODA INGLESIDE OIL PIPELINE LLC | MODA MIDSTREAM OIL PIPELINE IN NUECES COUNTY | 2.3 MILES OF 20 IN PIPE IN NUECES COUNTY | Nueces County | TX | 78336 | NUECES | CN604842484 | RN110651429 | Cathodic protection; fusion-bonded epoxy (FBE) on the pipe surface; adhesive for top coat; and top coat consisting of polyethylene or polypropylene. | The following property is used 100% for pollution control and is installed to meet or exceed federal or state regulations: Cathodic protection; fusion-bonded epoxy (FBE) on the pipe surface; adhesive for top coat; and top coat consisting of polyethylene or polypropylene. | 2019-01-30 | 135593 | 100
22250 | T2 | MODA INGLESIDE OIL PIPELINE LLC | MODA MIDSTREAM OIL PIPELINE IN SAN PATRICIO COUNTY | 29.3 MILES OF 20 IN PIPE IN SAN PATRICIO COUNTY | San Patricio County | TX | 78387 | SAN PATRICIO | CN604842484 | RN110651411 | Nondestructive pipeline testing expenditures â€“ Radiography. | The following property is used 100% for pollution control and is installed to meet or exceed federal or state regulations: Nondestructive pipeline testing expenditures â€“ Radiography. | 2019-01-30 | 263821 | 100
22251 | T2 | MODA INGLESIDE OIL PIPELINE LLC | MODA MIDSTREAM OIL PIPELINE IN NUECES COUNTY | 2.3 MILES OF 20 IN PIPE IN NUECES COUNTY | Nueces County | TX | 78336 | NUECES | CN604842484 | RN110651429 | Nondestructive pipeline testing expenditures â€“ Radiography. | The following property is used 100% for pollution control and is installed to meet or exceed federal or state regulations: Nondestructive pipeline testing expenditures â€“ Radiography. | 2019-01-30 | 178258 | 100
22252 | T1 | MODA INGLESIDE OIL PIPELINE LLC | MODA MIDSTREAM LPG PIPELINE IN SAN PATRICIO COUNTY | LPG PIPELINE - 12 IN DIA 18.1 MI TRANSMISSION IN SAN PATRICIO COUNTY | San Patricio County | TX | 78387 | SAN PATRICIO | CN604842484 | RN110651494 | Sedimentation and erosion controls including slope breakers, silt fences, sedimentation barriers, staked hay or straw bales, matting and diking. | The following property is used 100% for pollution control and is installed to meet or exceed federal or state regulations: Sedimentation and erosion controls including slope breakers, silt fences, sedimentation barriers, staked hay or straw bales, matting and diking. | 2019-01-30 | 7855200 | 100
22253 | T2 | MODA INGLESIDE OIL PIPELINE LLC | MODA MIDSTREAM LPG PIPELINE IN SAN PATRICIO COUNTY | LPG PIPELINE - 12 IN DIA 18.1 MI TRANSMISSION IN SAN PATRICIO COUNTY | San Patricio County | TX | 78387 | SAN PATRICIO | CN604842484 | RN110651494 | Nondestructive pipeline testing expenditures â€“ Radiography. | The following property is used 100% for pollution control and is installed to meet or exceed federal or state regulations: Nondestructive pipeline testing expenditures â€“ Radiography. | 2019-01-30 | 1187373 | 100
22254 | T1 | MODA INGLESIDE OIL PIPELINE LLC | MODA MIDSTREAM LPG PIPELINE IN SAN PATRICIO COUNTY | LPG PIPELINE - 12 IN DIA 18.1 MI TRANSMISSION IN SAN PATRICIO COUNTY | San Patricio County | TX | 78387 | SAN PATRICIO | CN604842484 | RN110651494 | Cathodic protection; fusion-bonded epoxy (FBE) on the pipe surface; adhesive for top coat; and top coat consisting of polyethylene or polypropylene. | The following property is used 100% for pollution control and is installed to meet or exceed federal or state regulations: Cathodic protection; fusion-bonded epoxy (FBE) on the pipe surface; adhesive for top coat; and top coat consisting of polyethylene or polypropylene. | 2019-01-31 | 903182 | 100
22255 | T1 | MODA INGLESIDE OIL PIPELINE LLC | MODA MIDSTREAM OIL PIPELINE IN NUECES COUNTY | 2.3 MILES OF 20 IN PIPE IN NUECES COUNTY | Nueces County | TX | 78336 | NUECES | CN604842484 | RN110651429 | Four automatic shut off valves: MOV-101 (27.8246450, -97.519758); MOV-941 (27.8226860, -97.519722); MOV-942 (27.8242284, -97.519520); MOV-943 (27.8235130, -97.519770). | The following property is used 100% for pollution control and is installed to meet or exceed federal or state regulations: Four automatic shut off valves: MOV-101 (27.8246450, -97.519758); MOV-941 (27.8226860, -97.519722); MOV-942 (27.8242284, -97.519520); MOV-943 (27.8235130, -97.519770). | 2019-01-31 | 2071344 | 100
22256 | T1 | MODA INGLESIDE OIL PIPELINE LLC | MODA MIDSTREAM OIL PIPELINE IN SAN PATRICIO COUNTY | 29.3 MILES OF 20 IN PIPE IN SAN PATRICIO COUNTY | San Patricio County | TX | 78387 | SAN PATRICIO | CN604842484 | RN110651411 | Eleven automatic shut off valves: MOV-944 (27.861024, -97.482428); MOV-951 (27.911587, 97.411542); MOV-952 (27.911618, -97.410461); MOV-953 (27.912604, -97.410496); MOV-961 (27.913159, -97.410600); MOV-962 (27.913714, -97.410600); MOV-963 (27.914022, -97.410147); MOV-971 (27.830985, -97.197251); MOV-972 (27.830136, -97.198164); MOV-973 (27.829142, -97.199896); and MOV-974 (27.828527, -97.201143). | The following property is used 100% for pollution control and is installed to meet or exceed federal or state regulations: Eleven automatic shut off valves: MOV-944 (27.861024, -97.482428); MOV-951 (27.911587, 97.411542); MOV-952 (27.911618, -97.410461); MOV-953 (27.912604, -97.410496); MOV-961 (27.913159, -97.410600); MOV-962 (27.913714, -97.410600); MOV-963 (27.914022, -97.410147); MOV-971 (27.830985, -97.197251); MOV-972 (27.830136, -97.198164); MOV-973 (27.829142, -97.199896); and MOV-974 (27.828527, -97.201143). | 2019-01-31 | 5696196 | 100
22257 | T1 | MODA INGLESIDE OIL PIPELINE LLC | MODA MIDSTREAM OIL PIPELINE IN NUECES COUNTY | 2.3 MILES OF 20 IN PIPE IN NUECES COUNTY | Nueces County | TX | 78336 | NUECES | CN604842484 | RN110651429 | One intelligent pipeline inspection gauge (PIG) receiver: Viola â€“ Receiver (27.8226860, -97.519722). | The following property is used 100% for pollution control and is installed to meet or exceed federal or state regulations: One intelligent pipeline inspection gauge (PIG) receiver: Viola â€“ Receiver (27.8226860, -97.519722). | 2019-01-31 | 551330 | 100
22258 | T1 | MODA INGLESIDE OIL PIPELINE LLC | MODA MIDSTREAM OIL PIPELINE IN SAN PATRICIO COUNTY | 29.3 MILES OF 20 IN PIPE IN SAN PATRICIO COUNTY | San Patricio County | TX | 78387 | SAN PATRICIO | CN604842484 | RN110651411 | One intelligent pipeline inspection gauge (PIG) launcher: Taft â€“ Launcher (27.911618, -97.410461) and two PIG receivers: Taft â€“ Receiver (27.911587, -97.197251) and Terminal â€“ Receiver (27.830985, -97.197251). | The following property is used 100% for pollution control and is installed to meet or exceed federal or state regulations: One intelligent pipeline inspection gauge (PIG) launcher: Taft â€“ Launcher (27.911618, -97.410461) and two PIG receivers: Taft â€“ Receiver (27.911587, -97.197251) and Terminal â€“ Receiver (27.830985, -97.197251). | 2019-01-31 | 1653989 | 100
22259 | T1 | STATELINE CRUDE LLC | STATELINE OIL TERMINAL | Latitude = 31.971037, Longitude = -103.746582 | Loving County | TX | 79754 | LOVING | CN605300540 | RN109623157 | Two external floating roofs on two 25,000 bbl API 650 crude oil tanks (TK-01 and TK-02) | The following property is used 100% for pollution control and is installed to meet or exceed federal or state regulations: Two external floating roofs on two 25,000 bbl API 650 crude oil tanks (TK-01 and TK-02) | 2019-02-21 | 1100000 | 100
22260 | T1 | STATELINE CRUDE LLC | STATELINE OIL TERMINAL | Latitude = 31.971037, Longitude = -103.746582 | Loving County | TX | 79754 | LOVING | CN605300540 | RN109623157 | Flare for crude oil terminal | The following property is used 100% for pollution control and is installed to meet or exceed federal or state regulations: Flare for crude oil terminal. | 2019-02-19 | 600000 | 100
22261 | T1 | STATELINE PROCESSING LLC | COUNTY LINE PROCESSING PLANT | Latitude = 31.870244, Longitude = -103.868664 | Reeves County | TX | 79772 | REEVES | CN605416460 | RN109946202 | One internal floating roof on tank TK-1203 | The following property is used 100% for pollution control and is installed to meet or exceed federal or state regulations: One internal floating roof on tank TK-1203 | 2019-02-19 | 40000 | 100
22262 | T1 | STATELINE PROCESSING LLC | COUNTY LINE PROCESSING PLANT | Latitude = 31.870244, Longitude = -103.868664 | Reeves County | TX | 79772 | REEVES | CN605416460 | RN109946202 | Flare (FL-1701) and vapor combustor unit (FL-1702) | The following property is used 100% for pollution control and is installed to meet or exceed federal or state regulations: Flare (FL-1701) and vapor combustor unit (FL-1702) | 2019-02-21 | 1082000 | 100
22263 | T1 | STATELINE PROCESSING LLC | COUNTY LINE PROCESSING PLANT | Latitude = 31.870244, Longitude = -103.868664 | Reeves County | TX | 79772 | REEVES | CN605416460 | RN109946202 | Four catalytic oxidizers and four air/fuel ratio controllers on four CAT G3616 natural gas fired, lean burn, spark ignited compressor engine packages. | The following property is used 100% for pollution control and is installed to meet or exceed federal or state regulations: Four catalytic oxidizers and four air/fuel ratio controllers on four CAT G3616 natural gas fired, lean burn, spark ignited compressor engine packages. | 2019-02-11 | 2232000 | 100
22264 | T1 | FORMOSA PLASTICS CORPORATION TEXAS | FORMOSA POINT COMFORT PLANT | 201 FORMOSA DR | POINT COMFORT | TX | 77978 | CALHOUN | CN600130017 | RN100218973 | Tank TK-861 in the Low Density Polyethylene Unit. | The following property is used 100% for pollution control and is installed to meet or exceed federal or state regulations: Tank TK-861 in the Low Density Polyethylene Unit. | 2019-03-20 | 40000 | 100
22265 | T1 | FORMOSA PLASTICS CORPORATION TEXAS | FORMOSA POINT COMFORT PLANT | 201 FORMOSA DR | POINT COMFORT | TX | 77978 | CALHOUN | CN600130017 | RN100218973 | Sump and Stormwater Tank TK-971. | The following property is used 100% for pollution control and is installed to meet or exceed federal or state regulations: Sump and Stormwater Tank TK-971. | 2019-03-20 | 650000 | 100
22266 | T1 | FORMOSA PLASTICS CORPORATION TEXAS | FORMOSA POINT COMFORT PLANT | 201 FORMOSA DR | POINT COMFORT | TX | 77978 | CALHOUN | CN600130017 | RN100218973 | Fugitive emissions monitoring tags in the Low Density Polyethylene Unit. | The following property is used 100% for pollution control and is installed to meet or exceed federal or state regulations: Fugitive emissions monitoring tags in the Low Density Polyethylene Unit. | 2019-03-07 | 41650 | 100
22267 | T1 | FORMOSA PLASTICS CORPORATION TEXAS | FORMOSA POINT COMFORT PLANT | 201 FORMOSA DR | POINT COMFORT | TX | 77978 | CALHOUN | CN600130017 | RN100218973 | One steam assisted elevated flare (X-030), two regenerative thermal oxidizers (X-010A/B), flowmeters, gas chromatography (AT-460) and calorimeter BTU analyzer (AT-459), Masterbatch vacuum fan (B-788), 12 purge gas blowers, header duct, and piping in the Low-Density Polyethylene Unit. | The following property is used 100% for pollution control and is installed to meet or exceed federal or state regulations: One steam assisted elevated flare (X-030), two regenerative thermal oxidizers (X-010A/B), flowmeters, gas chromatography (AT-460) and calorimeter BTU analyzer (AT-459), Masterbatch vacuum fan (B-788), 12 purge gas blowers, header duct, and piping in the Low-Density Polyethylene Unit. | 2019-03-05 | 9100000 | 100
22268 | T1 | FORMOSA PLASTICS CORPORATION TEXAS | FORMOSA POINT COMFORT PLANT | 201 FORMOSA DR | POINT COMFORT | TX | 77978 | CALHOUN | CN600130017 | RN100218973 | Drift eliminators on the Low Density Polyethylene Unit cooling tower. | The following property is used 100% for pollution control and is installed to meet or exceed federal or state regulations: Drift eliminators on the Low Density Polyethylene Unit cooling tower. | 2019-03-07 | 19158 | 100
22269 | T1 | FORMOSA PLASTICS CORPORATION TEXAS | FORMOSA POINT COMFORT PLANT | 201 FORMOSA DR | POINT COMFORT | TX | 77978 | CALHOUN | CN600130017 | RN100218973 | Masterbatch Elutriator (F-780), Masterbatch Deduster (X-780), Off Spec Deduster (F-785), Masterbatch Air Filter (F-787), Masterbatch Transfer Filter (F-815A), Off Spec Transfer Filter (F-815B), Silo Ventilation Filter (F-817), Silo Transfer Filters (F-805A/B/C), and Railcar Blower Filter (F-851) in the Low Density Polyethylene Unit. | The following property is used 100% for pollution control and is installed to meet or exceed federal or state regulations: Masterbatch Elutriator (F-780), Masterbatch Deduster (X-780), Off Spec Deduster (F-785), Masterbatch Air Filter (F-787), Masterbatch Transfer Filter (F-815A), Off Spec Transfer Filter (F-815B), Silo Ventilation Filter (F-817), Silo Transfer Filters (F-805A/B/C), and Railcar Blower Filter (F-851) in the Low Density Polyethylene Unit. | 2019-03-15 | 540000 | 100
22270 | T2 | FORMOSA PLASTICS CORPORATION TEXAS | FORMOSA POINT COMFORT PLANT | 201 FORMOSA DR | POINT COMFORT | TX | 77978 | CALHOUN | CN600130017 | RN100218973 | Process Wastewater Stripper Column C-2243 in the Olefins 3 Unit | The following property is used 100% for pollution control and is installed to meet or exceed federal or state regulations: Process Wastewater Stripper Column C-2243 in the Olefins 3 Unit | 2019-04-05 | 251215 | 100
22271 | T1 | MAGELLAN PIPELINE TERMINALS LP | EAST HOUSTON TANK FARM | 7901 WALLISVILLE RD | HOUSTON | TX | 77029 | HARRIS | CN603167297 | RN102186129 | Internal floating roofs on tanks numbered 326, 327, 328, 419, 420, 421, 422, 423, 424, and 425. | The following property is used 100% for pollution control and is installed to meet or exceed federal or state regulations: Internal floating roofs on tanks numbered 326, 327, 328, 419, 420, 421, 422, 423, 424, and 425. | 2019-02-01 | 2249900 | 100
22272 | T1 | FORMOSA PLASTICS CORPORATION TEXAS | FORMOSA POINT COMFORT PLANT | 201 FORMOSA DR | POINT COMFORT | TX | 77978 | CALHOUN | CN600130017 | RN100218973 | Fugitive emissions monitoring tags on components in VOC Service in the Polyethylene 3 Unit. | The following property is used 100% for pollution control and is installed to meet or exceed federal or state regulations: Fugitive emissions monitoring tags on components in VOC Service in the Polyethylene 3 Unit. | 2019-03-08 | 11904 | 100
22273 | T1 | FORMOSA PLASTICS CORPORATION TEXAS | FORMOSA POINT COMFORT PLANT | 201 FORMOSA DR | POINT COMFORT | TX | 77978 | CALHOUN | CN600130017 | RN100218973 | One steam assisted elevated flare (H-8505), two thermal oxidizers (H-8515A/B), flowmeters, gas chromatography (AT8501-13) and calorimeter BTU analyzer (AT-8505-01), and header duct/piping in the Polyethylene 3 Unit. | The following property is used 100% for pollution control and is installed to meet or exceed federal or state regulations: One steam assisted elevated flare (H-8505), two thermal oxidizers (H-8515A/B), flowmeters, gas chromatography (AT8501-13) and calorimeter BTU analyzer (AT-8505-01), and header duct/piping in the Polyethylene 3 Unit. | 2019-03-05 | 3771803 | 100
22274 | T1 | FORMOSA PLASTICS CORPORATION TEXAS | FORMOSA POINT COMFORT PLANT | 201 FORMOSA DR | POINT COMFORT | TX | 77978 | CALHOUN | CN600130017 | RN100218973 | Eleven sumps, fifteen sump pumps, five skimming screens, two floating skimmers, four basket filters, storm water tank D-9204, dikes, ditches, curbs, and trenches associated with the storm water collection and management system. | The following property is used 100% for pollution control and is installed to meet or exceed federal or state regulations: Eleven sumps, fifteen sump pumps, five skimming screens, two floating skimmers, four basket filters, storm water tank D-9204, dikes, ditches, curbs, and trenches associated with the storm water collection and management system. | 2019-03-05 | 9329649 | 100
22275 | T1 | FORMOSA PLASTICS CORPORATION TEXAS | FORMOSA POINT COMFORT PLANT | 201 FORMOSA DR | POINT COMFORT | TX | 77978 | CALHOUN | CN600130017 | RN100218973 | Drift eliminators on the Polyethylene 3 cooling tower. | The following property is used 100% for pollution control and is installed to meet or exceed federal or state regulations: Drift eliminators on the Polyethylene 3 cooling tower. | 2019-03-08 | 240000 | 100
22276 | T1 | FORMOSA PLASTICS CORPORATION TEXAS | FORMOSA POINT COMFORT PLANT | 201 FORMOSA DR | POINT COMFORT | TX | 77978 | CALHOUN | CN600130017 | RN100218973 | Two elutriator cyclones Y-7218 and Y-7268 and one pellet dryer cyclone Y-7010 in the Polyethylene 3 Unit. | The following property is used 100% for pollution control and is installed to meet or exceed federal or state regulations: Two elutriator cyclones Y-7218 and Y-7268 and one pellet dryer cyclone Y-7010 in the Polyethylene 3 Unit. | 2019-03-07 | 56129 | 100
22277 | T1 | FORMOSA PLASTICS CORPORATION TEXAS | FORMOSA POINT COMFORT PLANT | 201 FORMOSA DR | POINT COMFORT | TX | 77978 | CALHOUN | CN600130017 | RN100218973 | Three baghouses for the Additive Hopper Y-6230 and Product Silos Y-7118 and Y-7168 in the Polyethylene 3 Unit. | The following property is used 100% for pollution control and is installed to meet or exceed federal or state regulations: Three baghouses for the Additive Hopper Y-6230 and Product Silos Y-7118 and Y-7168 in the Polyethylene 3 Unit. | 2019-03-07 | 325000 | 100
22278 | T1 | FORMOSA PLASTICS CORPORATION TEXAS | FORMOSA POINT COMFORT PLANT | 201 FORMOSA DR | POINT COMFORT | TX | 77978 | CALHOUN | CN600130017 | RN100218973 | One steam assisted high pressure flare (L-2711) and two air assisted low pressure flares (L-2711A/B) for Olefins 3 | The following property is used 100% for pollution control and is installed to meet or exceed federal or state regulations: One steam assisted high pressure flare (L-2711) and two air assisted low pressure flares (L-2711A/B) for Olefins 3 | 2019-01-31 | 9714735 | 100
22279 | T1 | FORMOSA PLASTICS CORPORATION TEXAS | FORMOSA POINT COMFORT PLANT | 201 FORMOSA DR | POINT COMFORT | TX | 77978 | CALHOUN | CN600130017 | RN100218973 | Dikes and collection trenches for the containment of storm water run off within the Olefins 3 Unit. | The following property is used 100% for pollution control and is installed to meet or exceed federal or state regulations: Dikes and collection trenches for the containment of storm water run off within the Olefins 3 Unit. | 2019-03-20 | 7947460 | 100
22280 | T1 | FORMOSA PLASTICS CORPORATION TEXAS | FORMOSA POINT COMFORT PLANT | 201 FORMOSA DR | POINT COMFORT | TX | 77978 | CALHOUN | CN600130017 | RN100218973 | Wastewater Treatment Skid Z-1120 ZIMPRO Wet Air Oxidation Unit for Olefins 3 Unit | The following property is used 100% for pollution control and is installed to meet or exceed federal or state regulations: Wastewater Treatment Skid Z-1120 ZIMPRO Wet Air Oxidation Unit for Olefins 3 Unit | 2019-03-20 | 9560400 | 100
22281 | T1 | FORMOSA PLASTICS CORPORATION TEXAS | FORMOSA POINT COMFORT PLANT | 201 FORMOSA DR | POINT COMFORT | TX | 77978 | CALHOUN | CN600130017 | RN100218973 | One tank (T-2231) and 30 pumps (P-2232A/B, P-1161A1/B1, P-1161A2/B2, P-1261A1/B1, P-1261A2/B2, P-1261A3/B3, P-1361A/B, P-1461A/B, P-1561A/B, P-1661A/B, P-1761A/B, P-1961A/B, P-2261A/B, P-2461A/B, P-2761A/B) controlling storm water within the battery limit in the Olefins 3 Unit. | The following property is used 100% for pollution control and is installed to meet or exceed federal or state regulations: One tank (T-2231) and 30 pumps (P-2232A/B, P-1161A1/B1, P-1161A2/B2, P-1261A1/B1, P-1261A2/B2, P-1261A3/B3, P-1361A/B, P-1461A/B, P-1561A/B, P-1661A/B, P-1761A/B, P-1961A/B, P-2261A/B, P-2461A/B, P-2761A/B) controlling storm water within the battery limit in the Olefins 3 Unit. | 2019-03-06 | 2290091 | 100
22282 | T1 | FORMOSA PLASTICS CORPORATION TEXAS | FORMOSA POINT COMFORT PLANT | 201 FORMOSA DR | POINT COMFORT | TX | 77978 | CALHOUN | CN600130017 | RN100218973 | Drift eliminators on the Olefins 3 cooling towers. | The following property is used 100% for pollution control and is installed to meet or exceed federal or state regulations: Drift eliminators on the Olefins 3 cooling towers. | 2019-03-08 | 450000 | 100
22283 | T1 | FORMOSA PLASTICS CORPORATION TEXAS | FORMOSA POINT COMFORT PLANT | 201 FORMOSA DR | POINT COMFORT | TX | 77978 | CALHOUN | CN600130017 | RN100218973 | Furnace decoke drums V-1119A/B in the Olefins 3 Unit. | The following property is used 100% for pollution control and is installed to meet or exceed federal or state regulations: Furnace decoke drums V-1119A/B in the Olefins 3 Unit. | 2019-03-07 | 535642 | 100
22284 | T1 | DEAN PIPELINE COMPANY LLC | BLESSING PUMP STATION | 4651 FM 1862 | BLESSING | TX | 77419 | MATAGORDA | CN605618842 | RN110655719 | Flare system. | The following property is used 100% for pollution control and is installed to meet or exceed federal or state regulations: Flare system. | 2019-02-20 | 674240 | 100
22285 | T1 | FORMOSA PLASTICS CORPORATION TEXAS | FORMOSA POINT COMFORT PLANT | 201 FORMOSA DR | POINT COMFORT | TX | 77978 | CALHOUN | CN600130017 | RN100218973 | new piping headers in the Olefins 3 Unit used to capture emissions from the Zimpro Unit, API tanks, and process vents and route to the low and high pressure flares. | The following property is used 100% for pollution control and is installed to meet or exceed federal or state regulations: new piping headers in the Olefins 3 Unit used to capture emissions from the Zimpro Unit, API tanks, and process vents and route to the low and high pressure flares. | 2019-02-01 | 15192166 | 100
22286 | T1 | FORMOSA PLASTICS CORPORATION TEXAS | FORMOSA POINT COMFORT PLANT | 201 FORMOSA DR | POINT COMFORT | TX | 77978 | CALHOUN | CN600130017 | RN100218973 | Selective catalytic reduction systems in the Olefins 3 Unit on four boilers and 14 cracking furnace stacks. | The following property is used 100% for pollution control and is installed to meet or exceed federal or state regulations: Selective catalytic reduction systems in the Olefins 3 Unit on four boilers and 14 cracking furnace stacks. | 2019-03-07 | 5736488 | 100
22287 | T1 | FORMOSA PLASTICS CORPORATION TEXAS | FORMOSA POINT COMFORT PLANT | 201 FORMOSA DR | POINT COMFORT | TX | 77978 | CALHOUN | CN600130017 | RN100218973 | Wet air oxidation unit sulfuric acid day tank T-2453 and pumps P2453A/B in the Olefins 3 Unit. | The following property is used 100% for pollution control and is installed to meet or exceed federal or state regulations: Wet air oxidation unit sulfuric acid day tank T-2453 and pumps P2453A/B in the Olefins 3 Unit. | 2019-03-07 | 127732 | 100
22288 | T1 | FORMOSA PLASTICS CORPORATION TEXAS | FORMOSA POINT COMFORT PLANT | 201 FORMOSA DR | POINT COMFORT | TX | 77978 | CALHOUN | CN600130017 | RN100218973 | Seven continuous emission monitoring systems (CEMS) monitoring CO, NOx, NH3 and O2 on 14 pyrolysis furnaces; two CEMS monitoring CO, NOx, NH3 and O2 on four package boilers; and one gas chromatograph to measure BTU from vent gases with VOC on the high-pressure flare. | The following property is used 100% for pollution control and is installed to meet or exceed federal or state regulations: Seven continuous emission monitoring systems (CEMS) monitoring CO, NOx, NH3 and O2 on 14 pyrolysis furnaces; two CEMS monitoring CO, NOx, NH3 and O2 on four package boilers; and one gas chromatograph to measure BTU from vent gases with VOC on the high-pressure flare. | 2019-03-06 | 2888140 | 100
22289 | T1 | FORMOSA PLASTICS CORPORATION TEXAS | FORMOSA POINT COMFORT PLANT | 201 FORMOSA DR | POINT COMFORT | TX | 77978 | CALHOUN | CN600130017 | RN100218973 | Fugitive emissions monitoring tags in the Olefins 3 Unit. | The following property is used 100% for pollution control and is installed to meet or exceed federal or state regulations: Fugitive emissions monitoring tags in the Olefins 3 Unit. | 2019-03-08 | 135339 | 100
22290 | T1 | FORMOSA PLASTICS CORPORATION TEXAS | FORMOSA POINT COMFORT PLANT | 201 FORMOSA DR | POINT COMFORT | TX | 77978 | CALHOUN | CN600130017 | RN100218973 | Four low pressure flow meters (FT-22711, FT-22721, FT-22761, FT-22771) and one high pressure flow meter (FE-17001) | The following property is used 100% for pollution control and is installed to meet or exceed federal or state regulations: Four low pressure flow meters (FT-22711, FT-22721, FT-22761, FT-22771) and one high pressure flow meter (FE-17001) | 2019-03-06 | 38836 | 100
22291 | T1 | TEXAS PIPELINE PROCESSING LLC | REVEILLE PLANT | Latitude = 27.8138, Longitude = -99.5111 | Webb County | TX | 78045 | WEBB | CN604347492 | RN106480726 | Four catalytic oxidizers and four air/fuel ratio controllers on four Waukesha 16V275CL compressor engine packages built 2013-2015. | The following property is used 100% for pollution control and is installed to meet or exceed federal or state regulations: Four catalytic oxidizers and four air/fuel ratio controllers on four Waukesha 16V275CL compressor engine packages built 2013-2015. | 2019-02-07 | 2156000 | 100
22292 | T1 | TEXAS PIPELINE PROCESSING LLC | REVEILLE PLANT | Latitude = 27.8138, Longitude = -99.5111 | Webb County | TX | 78045 | WEBB | CN604347492 | RN106480726 | BTEX Enclosed Flare | The following property is used 100% for pollution control and is installed to meet or exceed federal or state regulations: BTEX Enclosed Flare | 2019-02-25 | 500000 | 100
22293 | T1 | TEXAS PIPELINE WEBB COUNTY LEAN SYSTEM LLC | KUDU STATION | Latitude = 28.027537, Longitude = -99.348296 | Webb County | TX | 78019 | WEBB | CN604083246 | RN107962409 | Two catalytic oxidizers and two air/fuel ratio controllers on two Waukesha P9394GSI compressor engine packages. | The following property is used 100% for pollution control and is installed to meet or exceed federal or state regulations: Two catalytic oxidizers and two air/fuel ratio controllers on two Waukesha P9394GSI compressor engine packages. | 2019-02-07 | 502000 | 100
22294 | T1 | EL PASO ELECTRIC COMPANY | MONTANA POWER STATION | 13511B MONTANA AVE | EL PASO | TX | 79938 | EL PASO | CN600352819 | RN106392624 | Surface impoundment system consisting of one 21.67 acre evaporation pond (North Pond), one 20.81 acre evaporation pond (South Pond), 60 mm HDPE liners, non-woven geotextile liners, underdrains with detection and collection system and approximately 42.48 acres of land that contains the surface impoundment system. | The following property is used 100% for pollution control and is installed to meet or exceed federal or state regulations: Surface impoundment system consisting of one 21.67 acre evaporation pond (North Pond), one 20.81 acre evaporation pond (South Pond), 60 mm HDPE liners, non-woven geotextile liners, underdrains with detection and collection system and approximately 42.48 acres of land that contains the surface impoundment system. | 2019-03-13 | 7645915.77 | 100
22295 | T1 | INEOS STYROLUTION AMERICA LLC | TEXAS CITY CHEMICAL PLANT | 2800 FM 519 E | TEXAS CITY | TX | 77592 | GALVESTON | CN603252479 | RN104579487 | Wastewater infrastructure system consisting of MC-360 collection pumps (PP-342A, and PP-342B/C), sedimentation pit transfer pump (P-411), MF-306 discharge pumps (PP-305A/B), storm surge submersible pump (PP-343), skim transfer pump (PD-301), contact wastewater collection tank (MF-306), and storm surge containment (MC-361). | The following property is used 100% for pollution control and is installed to meet or exceed federal or state regulations: Wastewater infrastructure consisting of MC-360 collection pumps (PP-342A, and PP-342B/C), sedimentation pit transfer pump (P-411), MF-306 discharge pumps (PP-305A/B), storm surge submersible pump (PP-343), skim transfer pump (PD-301), contact wastewater collection tank (MF-306), and storm surge containment (MC-361). | 2019-05-06 | 21800000 | 100
22296 | T1 | INEOS STYROLUTION AMERICA LLC | TEXAS CITY CHEMICAL PLANT | 2800 FM 519 E | TEXAS CITY | TX | 77592 | GALVESTON | CN603252479 | RN104579487 | Gas detection system consisting of 16 Det-Tronics Point Watch Eclipse IR Gas Analyzers, four Det-Tronics Open Path Detectors, and four custom Gas Detector Panels in the areas of the process feed pumps, high volume ethyl-benzene reflux pumps, high volume benzene reflux pumps, alkylation sectionâ€™s high-pressure benzene pumps and reactors, ethylene skid, and styrene and rail car loading. | The following property is used 100% for pollution control and is installed to meet or exceed federal or state regulations: Gas detection system consisting of 16 Det-Tronics Point Watch Eclipse IR Gas Analyzers, four Det-Tronics Open Path Detectors, and four custom Gas Detector Panels in the areas of the process feed pumps, high volume ethyl-benzene reflux pumps, high volume benzene reflux pumps, alkylation sectionâ€™s high-pressure benzene pumps and reactors, ethylene skid, and styrene and rail car loading. | 2019-06-21 | 460000 | 100
22297 | T1 | CHEVRON PHILLIPS CHEMICAL COMPANY LP | PASADENA PLASTICS COMPLEX | 1400 JEFFERSON | PASADENA | TX | 77506 | HARRIS | CN600303614 | RN102018322 | Bleach tablet biological digester system | The following property is used 100% for pollution control and is installed to meet or exceed federal or state regulations: Bleach tablet biological digester system | 2019-03-14 | 1400000 | 100
22298 | T1 | CHEVRON PHILLIPS CHEMICAL COMPANY LP | PASADENA PLASTICS COMPLEX | 1400 JEFFERSON | PASADENA | TX | 77506 | HARRIS | CN600303614 | RN102018322 | Bleach system and permanent liquid ammonium system as a replacement for chlorine gas cylinders. | 5/1/2019 - Applicant sent an email stating that they wish to withdraw the application. | 2019-05-01 | 230000 | 100
22299 | T1 | CHEVRON PHILLIPS CHEMICAL COMPANY LP | PASADENA PLASTICS COMPLEX | 1400 JEFFERSON | PASADENA | TX | 77506 | HARRIS | CN600303614 | RN102018322 | Extruder Feed Vent (EFT) Carbon Bed Absorption Bed | The following property is used 100% for pollution control and is installed to meet or exceed federal or state regulations: Extruder Feed Vent (EFT) Carbon Bed Absorption Bed | 2019-03-14 | 1000000 | 100
22300 | T1 | CHEVRON PHILLIPS CHEMICAL COMPANY LP | CHEVRON PHILLIPS CHEMICAL BORGER PLANT | SPUR 119 EAST | BORGER | TX | 79008 | HUTCHINSON | CN600303614 | RN102320850 | Thirty-three safety valves and associated piping to direct vent gases containing greater that 1% VOC and or 0.1 wt% of H2S to the flare during MMS conditions | The following property is used 100% for pollution control and is installed to meet or exceed federal or state regulations: Thirty-three safety valves and associated piping to direct vent gases containing greater that 1% VOC and or 0.1 wt% of H2S to the flare during MMS conditions | 2019-03-29 | 2155000 | 100
22301 | T1 | CHEVRON PHILLIPS CHEMICAL COMPANY LP | CHEVRON PHILLIPS CHEMICAL SWEENY OLD OCEAN FACILITIES | 21441 LOOP 419 | SWEENY | TX | 77480 | BRAZORIA | CN600303614 | RN100825249 | Flare flow meter upgrades, additional composition analyzers, steam flow meters, and variable speed motors. | The following property is used 100% for pollution control and is installed to meet or exceed federal or state regulations: Flare flow meter upgrades, additional composition analyzers, steam flow meters, and variable speed motors. | 2019-03-14 | 12095645 | 100
22302 | T1 | CHEVRON PHILLIPS CHEMICAL COMPANY LP | CHEVRON PHILLIPS CHEMICAL BORGER PLANT | SPUR 119 EAST | BORGER | TX | 79008 | HUTCHINSON | CN600303614 | RN102320850 | Hydrogen Sulfide Flare Header | The following property is used 100% for pollution control and is installed to meet or exceed federal or state regulations: Hydrogen Sulfide Flare Header | 2019-03-14 | 2150000 | 100
22303 | T1 | CHEVRON PHILLIPS CHEMICAL COMPANY LP | CHEVRON PHILLIPS CHEMICAL SWEENY OLD OCEAN FACILITIES | 21441 LOOP 419 | SWEENY | TX | 77480 | BRAZORIA | CN600303614 | RN100825249 | Aeration system in the polyethylene pellet pond consisting of AP200P mixing systems installed in each of the three water sections. | The following property is used 100% for pollution control and is installed to meet or exceed federal or state regulations: Aeration system in the polyethylene pellet pond consisting of AP200P mixing systems installed in each of the three water sections. | 2019-03-14 | 220000 | 100
22304 | T1 | CHEVRON PHILLIPS CHEMICAL COMPANY LP | CHEVRON PHILLIPS CHEMICAL BORGER PLANT | SPUR 119 EAST | BORGER | TX | 79008 | HUTCHINSON | CN600303614 | RN102320850 | Ignitor system and pilot light monitoring system for the North Flare | The following property is used 100% for pollution control and is installed to meet or exceed federal or state regulations: Ignitor system and pilot light monitoring system for the North Flare | 2019-03-14 | 242600 | 100
22305 | T1 | CHEVRON PHILLIPS CHEMICAL COMPANY LP | CHEVRON PHILLIPS CHEMICAL ORANGE POLYETHYLENE PLANT | 5309 FM 1006 | ORANGE | TX | 77630 | ORANGE | CN600303614 | RN100215615 | Smith and Loveless FAST 15,000 gpd domestic waste water treatment system | The following property is used 100% for pollution control and is installed to meet or exceed federal or state regulations: Smith and Loveless FAST 15,000 gpd domestic waste water treatment system | 2019-03-14 | 1950000 | 100
22306 | T1 | CHEVRON PHILLIPS CHEMICAL COMPANY LP | CHEVRON PHILLIPS CHEMICAL CEDAR BAYOU PLANT | 9500 INTERSTATE 10 E | BAYTOWN | TX | 77521 | HARRIS | CN600303614 | RN103919817 | Secondary containment. | NOD response not received. | 2019-03-13 | 1500000 | 100
22307 | T1 | CHEVRON PHILLIPS CHEMICAL COMPANY LP | CHEVRON PHILLIPS CHEMICAL CEDAR BAYOU PLANT | 9500 INTERSTATE 10 E | BAYTOWN | TX | 77521 | HARRIS | CN600303614 | RN103919817 | Temporary belt press used to dewater sludge and remove solids from wastewater. | The following property is used 100% for pollution control and is installed to meet or exceed federal or state regulations: Temporary belt press used to dewater sludge and remove solids from wastewater. | 2019-03-29 | 700000 | 100
22308 | T1 | CHEVRON PHILLIPS CHEMICAL COMPANY LP | DRILLING SPECIALTIES ALAMO PLANT | 5450 JEFFERSON CHEMICAL RD | CONROE | TX | 77301 | MONTGOMERY | CN600303614 | RN100216381 | Boiler 2 Fuel and Oxygen Trim and Flue Gas Recirculation Control Systems | The following property is used 100% for pollution control and is installed to meet or exceed federal or state regulations: Boiler 2 Fuel and Oxygen Trim and Flue Gas Recirculation Control Systems | 2019-03-14 | 303000 | 100
22309 | T1 | CHEVRON PHILLIPS CHEMICAL COMPANY LP | CHEVRON PHILLIPS CHEMICAL PORT ARTHUR FACILITY | 2001 GULFWAY DR | PORT ARTHUR | TX | 77640 | JEFFERSON | CN600303614 | RN100209857 | Ametek TDL Model 5100HD Hydrogen Sulfide dual cell analyzer, Siemens sample conditioning system and Siemens control system. | The following property is used 100% for pollution control and is installed to meet or exceed federal or state regulations: Ametek TDL Model 5100HD Hydrogen Sulfide dual cell analyzer, Siemens sample conditioning system and Siemens control system. | 2019-03-14 | 287770 | 100
22310 | T1 | CHEVRON PHILLIPS CHEMICAL COMPANY LP | CHEVRON PHILLIPS CHEMICAL CEDAR BAYOU PLANT | 9500 INTERSTATE 10 E | BAYTOWN | TX | 77521 | HARRIS | CN600303614 | RN103919817 | Particulate filter on pellet surge hopper vent line for Train 1 and Train 2. | The following property is used 100% for pollution control and is installed to meet or exceed federal or state regulations: Particulate filter on pellet surge hopper vent line for Train 1 and Train 2. | 2019-03-14 | 300000 | 100
22311 | T1 | CHEVRON PHILLIPS CHEMICAL COMPANY LP | CHEVRON PHILLIPS CHEMICAL CEDAR BAYOU PLANT | 9500 INTERSTATE 10 E | BAYTOWN | TX | 77521 | HARRIS | CN600303614 | RN103919817 | Small bore piping. | NOD response not received. | 2019-03-13 | 650000 | 100
22312 | T1 | CHEVRON PHILLIPS CHEMICAL COMPANY LP | CHEVRON PHILLIPS CHEMICAL CEDAR BAYOU PLANT | 9500 INTERSTATE 10 E | BAYTOWN | TX | 77521 | HARRIS | CN600303614 | RN103919817 | Dissolved nitrogen flotation unit rental | NOD response not received. | 2019-03-13 | 350000 | 100
22313 | T1 | CHEVRON PHILLIPS CHEMICAL COMPANY LP | CHEVRON PHILLIPS CHEMICAL CEDAR BAYOU PLANT | 9500 INTERSTATE 10 E | BAYTOWN | TX | 77521 | HARRIS | CN600303614 | RN103919817 | Sanitary digester X905. | The following property is used 100% for pollution control and is installed to meet or exceed federal or state regulations: Sanitary digester X905. | 2019-03-29 | 779000 | 100
22314 | T1 | CHEVRON PHILLIPS CHEMICAL COMPANY LP | CHEVRON PHILLIPS CHEMICAL CEDAR BAYOU PLANT | 9500 INTERSTATE 10 E | BAYTOWN | TX | 77521 | HARRIS | CN600303614 | RN103919817 | Sewer pipes with sealed hubs handling spent caustic in the EU-1592 ethylene production unit. | The following property is used 100% for pollution control and is installed to meet or exceed federal or state regulations: Sewer pipes with sealed hubs handling spent caustic in the EU-1592 ethylene production unit. | 2019-03-14 | 1585000 | 100
22315 | T1 | SOUTH TEXAS GATEWAY OPERATING LLC | BUCKEYE SOUTH TEXAS GATEWAY TERMINAL | 200 FM RD 1069 | INGLESIDE | TX | 78362 | SAN PATRICIO | CN605516392 | RN110369758 | Dike walls around the dredged material placement area. | The following property is used 100% for pollution control and is installed to meet or exceed federal or state regulations: Dike walls around the dredged material placement area. | 2019-02-15 | 3500000 | 100
22316 | T1 | INTERCONTINENTAL TERMINALS COMPANY LLC | INTERCONTINENTAL TERMINALS PASADENA TERMINAL | 1030 ETHYL ROAD | PASADENA | TX | 77503 | HARRIS | CN601470222 | RN106119175 | Forty internal floating roofs (Tanks P12-1, P60-1, P80-1, P100-1, P100-2, P100-3, P100-4, P100-5, P100-6, P100-7, P100-8, P100-9, P100-10, P100-15, P100-16, P100-17, P100-18, P100-19, P120-5, P120-6, P120-7, P120-8, P120-9, P120-10, P120-11, P120-12, P120-13, P120-14, P120-15, P120-16, P120-17, P120-18, P120-19, P120-20, P120-21, P120-22, P165-8, P165-10, P165-11, and P165-12) | The following property is used 100% for pollution control and is installed to meet or exceed federal or state regulations: Forty internal floating roofs (Tanks P12-1, P60-1, P80-1, P100-1, P100-2, P100-3, P100-4, P100-5, P100-6, P100-7, P100-8, P100-9, P100-10, P100-15, P100-16, P100-17, P100-18, P100-19, P120-5, P120-6, P120-7, P120-8, P120-9, P120-10, P120-11, P120-12, P120-13, P120-14, P120-15, P120-16, P120-17, P120-18, P120-19, P120-20, P120-21, P120-22, P165-8, P165-10, P165-11, and P165-12) | 2019-03-08 | 10300318 | 100
22317 | T1 | KIRBY INLAND MARINE LP | KIRBY INLAND MARINE CHANNELVIEW OPERATIONS | 16538 DE ZAVALLA RD | CHANNELVIEW | TX | 77530 | HARRIS | CN600611206 | RN104352265 | Vapor control system on barges Arrowhead 262, Arrowhead 266, CGBM 101, CGBM 102, CGBM 103, CGBM 104, CGBM 105, CGBM 106, CGBM 107, CGBM 108, CGBM 109, CGBM 110, CGBM 111, CGBM 112, CGBM 113, CGBM 114, CGBM 118, CGBM 120, CGBM 121, CGBM 122, CGBM 123, CGBM 124, CGBM 125, CGBM 128, CGBM 129, CGBM 130, CGBM 131, CGBM 132, Cherokee, Cheyenne, Chickasaw, Choctaw, City of Galveston, Comanche, Creek, DBL 119, DBL 702, DBL 703, HTCO 3151, Karankawa, Kirby 10200, Kirby 10201, Kirby 10202, Kirby 29067, Natchez, Osage, Shawnee, Shoshone, Sioux, Ute, HTCO 3075, HTCO 3150, HTCO 3011, HTCO 3012, HTCO 3132, HTCO 3133, HTCO 3068, HTCO 3069, HTCO 3073, HTCO 3074, EBL 2973, EBL 2974, EBL 2971, EBL 2972, EBL 2975, EBL 2976, HTCO 3005, HTCO 3134, HTCO 3135, HTCO 3136, HTCO 3137, HTCO 3138, HTCO 3139, HTCO 3140, HTCO 3141, HTCO 3142, HTCO 3143, HTCO 3146, HTCO 3147, HTCO 3148, HTCO 3149, HTCO 3062, HTCO 3063, HTCO 3064, HTCO 3065, EBL 2979, EBL 2980, EBL 2977, EBL 2978, HTCO 3006, HTCO 3007, HTCO 3008, HTCO 3114, HTCO 3115, HTCO 3116, HTCO 3117, HTCO 3118, HTCO 3119, HTCO 3120, HTCO 3121, HTCO 3122, HTCO 3123, HTCO 3124, HTCO 3125, HTCO 3126, HTCO 3127, HTCO 3128, HTCO 3129, HTCO 3130, HTCO 3131, HTCO 3144, HTCO 3145, EBL 2983, EBL 2984, EBL 2981, EBL 2982, HTCO 3094, HTCO 3095, HTCO 3096, HTCO 3097, HTCO 3098, HTCO 3099, HTCO 3100, HTCO 3101, HTCO 3103, HTCO 3104, HTCO 3106, HTCO 3107, HTCO 3108, HTCO 3109, HTCO 3111, HTCO 3112, HTCO 3078, HTCO 3079, EBL 2985, HTCO 3084, HTCO 3085, HTCO 3087, HTCO 3088, HTCO 3089, HTCO 3090, HTCO 3091, MMI 3050, MMI 3051, MMI 3052, MMI 3053, MMI 3056, MMI 3057, HTCO 3080, HTCO 3082, HTCO 3083, EBL 2989, EBL 2990, HTCO 3066, HTCO 3067, HTCO 3070, HTCO 3071, HTCO 3072, MMI 2805, MMI 2806, MMI 2807, MMI 2808, HTCO 3060, HTCO 3061, MMI 3059, MMI 2801, MMI 2802, MMI 2803, MMI 2804, MMI 3046, MMI 3047, EBL 2993, EBL 2994, MMI 3054, MMI 3055, MMI 3044, MMI 3045, EBL 2995, MMI 3048, MMI 3049, MMI 3019, MMI 3032, MMI 3033, MMI 3034, MMI 3042, MMI 3043, EBL 2997, EBL 2998, EBL 2999, MMI 3040, MMI 3041, MMI 3030, MMI 3031, MMI 3036, MMI 3037, MMI 3038, MMI 3039, EBL 3000, MMI 3020, MMI 3022, MMI 3023, MMI 3024, MMI 3025, HTCO 3013, HTCO 3009, HTCO 3010, HTCO 3003, HTCO 3004, and HTCO 3014. | The following property is used 100% for pollution control and is installed to meet or exceed federal or state regulations: vapor control system on barges Arrowhead 262, Arrowhead 266, CGBM 101, CGBM 102, CGBM 103, CGBM 104, CGBM 105, CGBM 106, CGBM 107, CGBM 108, CGBM 109, CGBM 110, CGBM 111, CGBM 112, CGBM 113, CGBM 114, CGBM 118, CGBM 120, CGBM 121, CGBM 122, CGBM 123, CGBM 124, CGBM 125, CGBM 128, CGBM 129, CGBM 130, CGBM 131, CGBM 132, Cherokee, Cheyenne, Chickasaw, Choctaw, City of Galveston, Comanche, Creek, DBL 119, DBL 702, DBL 703, HTCO 3151, Karankawa, Kirby 10200, Kirby 10201, Kirby 10202, Kirby 29067, Natchez, Osage, Shawnee, Shoshone, Sioux, Ute, HTCO 3075, HTCO 3150, HTCO 3011, HTCO 3012, HTCO 3132, HTCO 3133, HTCO 3068, HTCO 3069, HTCO 3073, HTCO 3074, EBL 2973, EBL 2974, EBL 2971, EBL 2972, EBL 2975, EBL 2976, HTCO 3005, HTCO 3134, HTCO 3135, HTCO 3136, HTCO 3137, HTCO 3138, HTCO 3139, HTCO 3140, HTCO 3141, HTCO 3142, HTCO 3143, HTCO 3146, HTCO 3147, HTCO 3148, HTCO 3149, HTCO 3062, HTCO 3063, HTCO 3064, HTCO 3065, EBL 2979, EBL 2980, EBL 2977, EBL 2978, HTCO 3006, HTCO 3007, HTCO 3008, HTCO 3114, HTCO 3115, HTCO 3116, HTCO 3117, HTCO 3118, HTCO 3119, HTCO 3120, HTCO 3121, HTCO 3122, HTCO 3123, HTCO 3124, HTCO 3125, HTCO 3126, HTCO 3127, HTCO 3128, HTCO 3129, HTCO 3130, HTCO 3131, HTCO 3144, HTCO 3145, EBL 2983, EBL 2984, EBL 2981, EBL 2982, HTCO 3094, HTCO 3095, HTCO 3096, HTCO 3097, HTCO 3098, HTCO 3099, HTCO 3100, HTCO 3101, HTCO 3103, HTCO 3104, HTCO 3106, HTCO 3107, HTCO 3108, HTCO 3109, HTCO 3111, HTCO 3112, HTCO 3078, HTCO 3079, EBL 2985, HTCO 3084, HTCO 3085, HTCO 3087, HTCO 3088, HTCO 3089, HTCO 3090, HTCO 3091, MMI 3050, MMI 3051, MMI 3052, MMI 3053, MMI 3056, MMI 3057, HTCO 3080, HTCO 3082, HTCO 3083, EBL 2989, EBL 2990, HTCO 3066, HTCO 3067, HTCO 3070, HTCO 3071, HTCO 3072, MMI 2805, MMI 2806, MMI 2807, MMI 2808, HTCO 3060, HTCO 3061, MMI 3059, MMI 2801, MMI 2802, MMI 2803, MMI 2804, MMI 3046, MMI 3047, EBL 2993, EBL 2994, MMI 3054, MMI 3055, MMI 3044, MMI 3045, EBL 2995, MMI 3048, MMI 3049, MMI 3019, MMI 3032, MMI 3033, MMI 3034, MMI 3042, MMI 3043, EBL 2997, EBL 2998, EBL 2999, MMI 3040, MMI 3041, MMI 3030, MMI 3031, MMI 3036, MMI 3037, MMI 3038, MMI 3039, EBL 3000, MMI 3020, MMI 3022, MMI 3023, MMI 3024, MMI 3025, HTCO 3013, HTCO 3009, HTCO 3010, HTCO 3003, HTCO 3004, and HTCO 3014. | 2019-02-08 | 20129706.23 | 100
22318 | T1 | KIRBY INLAND MARINE LP | KIRBY INLAND MARINE | 16538 DE ZAVALLA RD | CHANNELVIEW | TX | 77530 | HARRIS | CN600611206 | RN104352265 | The incremental cost difference between a single-hulled barge and a double hulled barge, perimeter deck spill rails, high level overflow alarms and closed gauging on the following barges: Arrowhead 262, Arrowhead 266, CGBM 101, CGBM 102, CGBM 103, CGBM 104, CGBM 105, CGBM 106, CGBM 107, CGBM 108, CGBM 109, CGBM 110, CGBM 111, CGBM 112, CGBM 113, CGBM 114, CGBM 118, CGBM 120, CGBM 121, CGBM 122, CGBM 123, CGBM 124, CGBM 125, CGBM 128, CGBM 129, CGBM 130, CGBM 131, CGBM 132, Cherokee, Cheyenne, Chickasaw, Choctaw, City of Galveston, Comanche, Creek, DBL 119, DBL 702, DBL 703, HTCO 3151, Karankawa, Kirby 10200, Kirby 10201, Kirby 10202, Kirby 29067, Natchez, Osage, Shawnee, Shoshone, Sioux, Ute, HTCO 3075, HTCO 3150, HTCO 3011, HTCO 3012, HTCO 3132, HTCO 3133, HTCO 3068, HTCO 3069, HTCO 3073, HTCO 3074, EBL 2973, EBL 2974, EBL 2971, EBL 2972, EBL 2975, EBL 2976, HTCO 3005, HTCO 3134, HTCO 3135, HTCO 3136, HTCO 3137, HTCO 3138, HTCO 3139, HTCO 3140, HTCO 3141, HTCO 3142, HTCO 3143, HTCO 3146, HTCO 3147, HTCO 3148, HTCO 3149, HTCO 3062, HTCO 3063, HTCO 3064, HTCO 3065, EBL 2979, EBL 2980, EBL 2977, EBL 2978, HTCO 3006, HTCO 3007, HTCO 3008, HTCO 3114, HTCO 3115, HTCO 3116, HTCO 3117, HTCO 3118, HTCO 3119, HTCO 3120, HTCO 3121, HTCO 3122, HTCO 3123, HTCO 3124, HTCO 3125, HTCO 3126, HTCO 3127, HTCO 3128, HTCO 3129, HTCO 3130, HTCO 3131, HTCO 3144, HTCO 3145, EBL 2983, EBL 2984, EBL 2981, EBL 2982, HTCO 3094, HTCO 3095, HTCO 3096, HTCO 3097, HTCO 3098, HTCO 3099, HTCO 3100, HTCO 3101, HTCO 3103, HTCO 3104, HTCO 3106, HTCO 3107, HTCO 3108, HTCO 3109, HTCO 3111, HTCO 3112, HTCO 3078, HTCO 3079, EBL 2985, HTCO 3084, HTCO 3085, HTCO 3087, HTCO 3088, HTCO 3089, HTCO 3090, HTCO 3091, MMI 3050, MMI 3051, MMI 3052, MMI 3053, MMI 3056, MMI 3057, HTCO 3080, HTCO 3082, HTCO 3083, EBL 2989, EBL 2990, HTCO 3066, HTCO 3067, HTCO 3070, HTCO 3071, HTCO 3072, MMI 2805, MMI 2806, MMI 2807, MMI 2808, HTCO 3060, HTCO 3061, MMI 3059, MMI 2801, MMI 2802, MMI 2803, MMI 2804, MMI 3046, MMI 3047, EBL 2993, EBL 2994, MMI 3054, MMI 3055, MMI 3044, MMI 3045, EBL 2995, MMI 3048, MMI 3049, MMI 3019, MMI 3032, MMI 3033, MMI 3034, MMI 3042, MMI 3043, EBL 2997, EBL 2998, EBL 2999, MMI 3040, MMI 3041, MMI 3030, MMI 3031, MMI 3036, MMI 3037, MMI 3038, MMI 3039, EBL 3000, MMI 3020, MMI 3022, MMI 3023, MMI 3024, MMI 3025, HTCO 3013, HTCO 3009, HTCO 3010, HTCO 3003, HTCO 3004, and HTCO 3014. | The following property is used 100% for pollution control and is installed to meet or exceed federal or state regulations: The incremental cost difference between a single-hulled barge and a double hulled barge, perimeter deck spill rails, high level overflow alarms and closed gauging on the following barges: Arrowhead 262, Arrowhead 266, CGBM 101, CGBM 102, CGBM 103, CGBM 104, CGBM 105, CGBM 106, CGBM 107, CGBM 108, CGBM 109, CGBM 110, CGBM 111, CGBM 112, CGBM 113, CGBM 114, CGBM 118, CGBM 120, CGBM 121, CGBM 122, CGBM 123, CGBM 124, CGBM 125, CGBM 128, CGBM 129, CGBM 130, CGBM 131, CGBM 132, Cherokee, Cheyenne, Chickasaw, Choctaw, City of Galveston, Comanche, Creek, DBL 119, DBL 702, DBL 703, HTCO 3151, Karankawa, Kirby 10200, Kirby 10201, Kirby 10202, Kirby 29067, Natchez, Osage, Shawnee, Shoshone, Sioux, Ute, HTCO 3075, HTCO 3150, HTCO 3011, HTCO 3012, HTCO 3132, HTCO 3133, HTCO 3068, HTCO 3069, HTCO 3073, HTCO 3074, EBL 2973, EBL 2974, EBL 2971, EBL 2972, EBL 2975, EBL 2976, HTCO 3005, HTCO 3134, HTCO 3135, HTCO 3136, HTCO 3137, HTCO 3138, HTCO 3139, HTCO 3140, HTCO 3141, HTCO 3142, HTCO 3143, HTCO 3146, HTCO 3147, HTCO 3148, HTCO 3149, HTCO 3062, HTCO 3063, HTCO 3064, HTCO 3065, EBL 2979, EBL 2980, EBL 2977, EBL 2978, HTCO 3006, HTCO 3007, HTCO 3008, HTCO 3114, HTCO 3115, HTCO 3116, HTCO 3117, HTCO 3118, HTCO 3119, HTCO 3120, HTCO 3121, HTCO 3122, HTCO 3123, HTCO 3124, HTCO 3125, HTCO 3126, HTCO 3127, HTCO 3128, HTCO 3129, HTCO 3130, HTCO 3131, HTCO 3144, HTCO 3145, EBL 2983, EBL 2984, EBL 2981, EBL 2982, HTCO 3094, HTCO 3095, HTCO 3096, HTCO 3097, HTCO 3098, HTCO 3099, HTCO 3100, HTCO 3101, HTCO 3103, HTCO 3104, HTCO 3106, HTCO 3107, HTCO 3108, HTCO 3109, HTCO 3111, HTCO 3112, HTCO 3078, HTCO 3079, EBL 2985, HTCO 3084, HTCO 3085, HTCO 3087, HTCO 3088, HTCO 3089, HTCO 3090, HTCO 3091, MMI 3050, MMI 3051, MMI 3052, MMI 3053, MMI 3056, MMI 3057, HTCO 3080, HTCO 3082, HTCO 3083, EBL 2989, EBL 2990, HTCO 3066, HTCO 3067, HTCO 3070, HTCO 3071, HTCO 3072, MMI 2805, MMI 2806, MMI 2807, MMI 2808, HTCO 3060, HTCO 3061, MMI 3059, MMI 2801, MMI 2802, MMI 2803, MMI 2804, MMI 3046, MMI 3047, EBL 2993, EBL 2994, MMI 3054, MMI 3055, MMI 3044, MMI 3045, EBL 2995, MMI 3048, MMI 3049, MMI 3019, MMI 3032, MMI 3033, MMI 3034, MMI 3042, MMI 3043, EBL 2997, EBL 2998, EBL 2999, MMI 3040, MMI 3041, MMI 3030, MMI 3031, MMI 3036, MMI 3037, MMI 3038, MMI 3039, EBL 3000, MMI 3020, MMI 3022, MMI 3023, MMI 3024, MMI 3025, HTCO 3013, HTCO 3009, HTCO 3010, HTCO 3003, HTCO 3004, and HTCO 3014. | 2019-02-08 | 120778237.4 | 100
22319 | T1 | GENESIS MARINE LLC | GENESIS MARINE BOATS AND BARGES | HOUSTON SHIP CHANNEL NEAR HOUSTON | Harris County | TX | 77061 | HARRIS | CN604608802 | RN107489924 | The incremental cost difference between a single-hulled barge and a double hulled barge, perimeter deck spill rails, high level overflow alarms and closed gauging on the following barges: GM7002 and GM7003. | The following property is used 100% for pollution control and is installed to meet or exceed federal or state regulations: The incremental cost difference between a single-hulled barge and a double hulled barge, perimeter deck spill rails, high level overflow alarms and closed gauging on the following barges: GM7002 and GM7003. | 2019-02-08 | 2572861.68 | 100
22320 | T1 | GENESIS MARINE LLC | GENESIS MARINE BOATS AND BARGES | Latitude = 29.763217, Longitude = -95.091921 | Harris County | TX | 77061 | HARRIS | CN604608802 | RN107489924 | Vapor control system on barges GM 7002 and GM 7003. | The following property is used 100% for pollution control and is installed to meet or exceed federal or state regulations: vapor control system on barges GM 7002 and GM 7003. | 2019-02-08 | 428810.28 | 100
22321 | T1 | CANAL BARGE CO INC | CANAL BARGE BOATS BARGES | Latitude = 29.763217, Longitude = -95.091921 | Harris County | TX |  | HARRIS | CN605190974 | RN110139961 | The incremental cost difference between a single-hulled barge and a double hulled barge, perimeter deck spill rails, high level overflow alarms and closed gauging on the following barges: CBC 1000, CBC 1399, CBC 1400, CBC 1401, CBC 1402, CBC 1403, CBC 1404, CBC 1405, CBC 1406, and CBC 1407. | The following property is used 100% for pollution control and is installed to meet or exceed federal or state regulations: The incremental cost difference between a single-hulled barge and a double hulled barge, perimeter deck spill rails, high level overflow alarms and closed gauging on the following barges: CBC 1000, CBC 1399, CBC 1400, CBC 1401, CBC 1402, CBC 1403, CBC 1404, CBC 1405, CBC 1406, and CBC 1407. | 2019-02-08 | 4834139.57 | 100
22322 | T1 | CANAL BARGE CO INC | CANAL BARGE BOATS BARGES | Latitude = 29.763217, Longitude = -95.091921 | Harris County | TX |  | HARRIS | CN605190974 | RN110139961 | Vapor control system on barges CBC 1000, CBC 1399, CBC 1400, CBC 1401, CBC 1402, CBC 1403, CBC 1404, CBC 1405, CBC 1406, and CBC 1407. | The following property is used 100% for pollution control and is installed to meet or exceed federal or state regulations: vapor control system on barges CBC 1000, CBC 1399, CBC 1400, CBC 1401, CBC 1402, CBC 1403, CBC 1404, CBC 1405, CBC 1406, and CBC 1407. | 2019-02-08 | 805689.93 | 100
22323 | T1 | PREFERRED SANDS OF MONAHANS LLC | PREFERRED SANDS OF MONAHANS | 7909 E INTERSTATE 20 | MONAHANS | TX | 79756 | ECTOR | CN605311364 | RN109665257 | Dust collection system comprised of an exhaust fan, hoods, ductwork, and baghouse. | The following property is used 100% for pollution control and is installed to meet or exceed federal or state regulations: Dust collection system comprised of an exhaust fan, hoods, ductwork, and baghouse. | 2019-03-13 | 3444119 | 100
22324 | T1 | BLACK MOUNTAIN SAND LLC | MONAHANS FACILITY | 549 COUNTRY RD 205 | MONAHANS | TX | 79756 | WARD | CN605368141 | RN110402930 | Dust collection system consisting of fume hoods, duct work, a baghouse and exhaust fan. | The following property is used 100% for pollution control and is installed to meet or exceed federal or state regulations: Dust collection system consisting of fume hoods, duct work, a baghouse and exhaust fan. | 2019-04-03 | 604448 | 100
22325 | T1 | ASARCO LLC | AMARILLO COPPER REFINERY | 7001 STATE HIGHWAY 136 | AMARILLO | TX | 79108 | POTTER | CN602815524 | RN101701654 | Groundwater monitoring well (MW-14) | The following property is used 100% for pollution control and is installed to meet or exceed federal or state regulations: Groundwater monitoring well (MW-14) | 2019-02-21 | 47854 | 100
22326 | T1 | BLACK MOUNTAIN SAND LLC | EL DORADO FACILITY | 4529 E STATE HWY 302 | KERMIT | TX | 79745 | WINKLER | CN605368141 | RN109786509 | Dust collection system comprised of an exhaust fan, hoods, ductwork, and baghouse. | The following property is used 100% for pollution control and is installed to meet or exceed federal or state regulations: Dust collection system comprised of an exhaust fan, hoods, ductwork, and baghouse. | 2019-03-13 | 2980370 | 100
22327 | T1 | BLACK MOUNTAIN SAND LLC | VEST FACILITY | 9409 E STATE HWY 302 | KERMIT | TX | 79745 | WINKLER | CN605368141 | RN109785774 | Dust collection system comprised of an exhaust fan, hoods, ductwork, and baghouse. | The following property is used 100% for pollution control and is installed to meet or exceed federal or state regulations: Dust collection system comprised of an exhaust fan, hoods, ductwork, and baghouse. | 2019-03-13 | 1978932 | 100
22328 | T1 | PREFERRED SANDS OF ATASCOSA LLC | PREFERRED SANDS OF ATASCOSA | 16750 N HWY 16 | POTEET | TX | 78065 | ATASCOSA | CN605285980 | RN109808352 | Dust collection system comprised of an exhaust fan, hoods, ductwork, and baghouse. | The following property is used 100% for pollution control and is installed to meet or exceed federal or state regulations: Dust collection system comprised of an exhaust fan, hoods, ductwork, and baghouse. | 2019-03-13 | 3189980 | 100
22329 | T1 | CSP-PERMIAN LLC | CSP-PERMIAN PLANT | FROM INTX OF I-20 & TX-18 TRAVEL NORTHEAST ON I-20 FOR 5 MI TAKE EXIT 86 THEN 3 MI EAST ON FRONTAGE ROAD | Ward County | TX | 79756 | WARD | CN605436880 | RN110030442 | Dust collection system comprised of an exhaust fan, hoods, ductwork, and baghouse. | The following property is used 100% for pollution control and is installed to meet or exceed federal or state regulations: Dust collection system comprised of an exhaust fan, hoods, ductwork, and baghouse. | 2019-03-13 | 3173350 | 100
22330 | T1 | SANTA FE MIDSTREAM PERMIAN LLC | 30-30 GAS PLANT | 2300 FM 1622 | PLAINS | TX | 79355 | YOAKUM | CN605476035 | RN110276748 | One high pressure flare system consisting of a flare stack, burner, and flare tip; and one low pressure flare system consisting of a flare stack, burner, blower, and flare tip. | The following property is used 100% for pollution control and is installed to meet or exceed federal or state regulations: One high pressure flare system consisting of a flare stack, burner, and flare tip; and one low pressure flare system consisting of a flare stack, burner, blower, and flare tip. | 2019-04-01 | 732125 | 100
22331 | T1 | MARY KAY INC | MARY KAY | 2613 DENTON TAP RD | LEWISVILLE | TX | 75067 | DENTON | CN600366256 | RN110458361 | Grit screens, oil water separator, equalization tanks, dissolved air floatation system, awning over the open top oil/water separator area, and awning over the sludge dumpster and filter press area. | The following property is used 100% for pollution control and is installed to meet or exceed federal or state regulations: Grit screens, oil water separator, equalization tanks, dissolved air floatation system, awning over the open top oil/water separator area, and awning over the sludge dumpster and filter press area. | 2019-03-14 | 1702735.96 | 100
22332 | T1 | TXI OPERATIONS LP | SPANGLER ROAD READY MIX | 10610 SPANGLER RD | DALLAS | TX | 75220 | DALLAS | CN600125157 | RN100670983 | Load and Go Truck Wash System | NOD response not received. | 2019-07-16 | 84876 | 100
22333 | T1 | CORONADO MIDSTREAM LLC | RIPTIDE GAS PLANT | Latitude = 32.2422, Longitude = -101.9044 | Martin County | TX | 79782 | MARTIN | CN603481193 | RN108360785 | Secondary containment consisting of an earthen berm and a 12-mil polyethylene liner and a steel supported structured with a 12-mil polyethylene liner. | The following property is used 100% for pollution control and is installed to meet or exceed federal or state regulations: Secondary containment consisting of an earthen berm and a 12-mil polyethylene liner and a steel supported structured with a 12-mil polyethylene liner. | 2019-05-28 | 363220.11 | 100
22334 | T1 | DELAWARE G&P LLC | LOBO PROCESSING PLANT | Latitude = 31.750277, Longitude = -103.5075 | Loving County | TX | 79754 | LOVING | CN605246016 | RN107914277 | Flare and knockout tanks. | NOD response not received. | 2019-03-18 | 2677203.32 | 100
22335 | T1 | MARTIN MARIETTA MATERIALS SOUTHWEST LLC | POTEET SAND | 16760 N STATE HIGHWAY 16 | POTEET | TX | 78065 | ATASCOSA | CN605057868 | RN102429230 | Komatsu HM400-3 water truck with an 8,000-gallon water tank (Serial number XXXX) used exclusively to control particulate matter on plant roads. | The following property is used 100% for pollution control and is installed to meet or exceed federal or state regulations: Komatsu HM400-3 water truck with an 8,000-gallon water tank (Serial number XXXX) used exclusively to control particulate matter on plant roads. | 2019-03-22 | 398711 | 100
22336 | T1 | DELAWARE G&P LLC | LOBO PROCESSING PLANT | Latitude = 31.750277, Longitude = -103.5075 | Loving County | TX | 79754 | LOVING | CN605246016 | RN107914277 | Slop oil collection system. | NOD response not received. | 2019-04-15 | 293539.58 | 100
22337 | T1 | TXI OPERATIONS LP | TXI WEBB ROAD RM | 1522 MANSFIELD WEBB RD | ARLINGTON | TX | 76002 | TARRANT | CN600125157 | RN102707833 | Wheel wash system | 3/18/2019- Letter requesting withdrawal received from applicant | 2019-03-18 | 163703 | 100
22338 | T1 | ENLINK MIDSTREAM SERVICES LLC | BRIDGEPORT GAS PLANT | 415 PRIVATE ROAD 3502 | BRIDGEPORT | TX | 76426 | WISE | CN604592295 | RN100223619 | Secondary containment consisting of an earthen berm and a 12-mil polyethylene liner and a steel supported structured with a 12-mil polyethylene liner. | The following property is used 100% for pollution control and is installed to meet or exceed federal or state regulations: Secondary containment consisting of an earthen berm and a 12-mil polyethylene liner and a steel supported structured with a 12-mil polyethylene liner. | 2019-05-28 | 480000 | 100
22339 | T1 | TXI OPERATIONS LP | TXI CAMEY RM | 3900 GRIFFIN RD | FRISCO | TX | 75034 | DENTON | CN600125157 | RN102740073 | Load and Go Truck Wash System | NOD response not received. | 2019-07-08 | 67697 | 100
22340 | T1 | ENLINK MIDSTREAM SERVICES LLC | BRIDGEPORT GAS PLANT | 415 PRIVATE ROAD 3502 | BRIDGEPORT | TX | 76426 | WISE | CN604592295 | RN100223619 | Three flares and associated knockout tanks. | The following property is used 100% for pollution control and is installed to meet or exceed federal or state regulations: Three flares and associated knockout tanks. | 2019-04-08 | 7600000 | 100
22341 | T1 | UNIT DRILLING COMPANY | RIG 412 | LF FREEMAN A-746 SE 34 BLK 16 | Ward County | TX | 79777 | WARD | CN600969356 | RN110664034 | Drilling mud recycling system consisting of shaker tank system, shale shaker, de-silter, de-sander, and de-gasser on Rig 412. | The following property is used 100% for pollution control and is installed to meet or exceed federal or state regulations: Drilling mud recycling system consisting of shaker tank system, shale shaker, de-silter, de-sander, and de-gasser on Rig 412. | 2019-04-30 | 557528 | 100
22342 | T1 | UNIT DRILLING COMPANY | RIG 410 | SEC 4 BLK 37 A-682 | Martin County | TX | 79783 | MARTIN | CN600969356 | RN110664141 | Drilling mud recycling system consisting of shaker tank system, shale shaker, de-silter, de-sander, and de-gasser on Rig 410. | The following property is used 100% for pollution control and is installed to meet or exceed federal or state regulations: Drilling mud recycling system consisting of shaker tank system, shale shaker, de-silter, de-sander, and de-gasser on Rig 410. | 2019-04-30 | 470951 | 100
22343 | T1 | UNIT DRILLING COMPANY | RIG 407 | S25 BLK10 A U231 UL SURVEY | Reagan County | TX | 76932 | REAGAN | CN600969356 | RN110664216 | Drilling mud recycling system consisting of shaker tank system, shale shaker, de-silter, de-sander, and de-gasser on Rig 407. | The following property is used 100% for pollution control and is installed to meet or exceed federal or state regulations: Drilling mud recycling system consisting of shaker tank system, shale shaker, de-silter, de-sander, and de-gasser on Rig 407. | 2019-04-30 | 490204 | 100
22344 | T1 | UNIT DRILLING COMPANY | RIG 319 | JOHN THOMPSON SUR A-565 | Polk County | TX | 77351 | POLK | CN600969356 | RN110664240 | Drilling mud recycling system consisting of shaker tank system, shale shaker, de-silter, de-sander, and de-gasser on Rig 319. | The following property is used 100% for pollution control and is installed to meet or exceed federal or state regulations: Drilling mud recycling system consisting of shaker tank system, shale shaker, de-silter, de-sander, and de-gasser on Rig 319. | 2019-04-30 | 386615 | 100
22345 | T1 | INDEPENDENCE CONTRACT DRILLING INC | ICD RIG 212 | Latitude = 31.66472, Longitude = -103.98944 | Reeves County | TX | 79754 | REEVES | CN604152918 | RN110664257 | Drilling mud recycling system consisting of shaker tank system, shale shaker, de-silter, de-sander, and de-gasser on ICD Rig 212. | The following property is used 100% for pollution control and is installed to meet or exceed federal or state regulations: Drilling mud recycling system consisting of shaker tank system, shale shaker, de-silter, de-sander, and de-gasser on ICD Rig 212. | 2019-04-30 | 848079 | 100
22346 | T1 | INDEPENDENCE CONTRACT DRILLING INC | ICD RIG 204 | Latitude = 31.98378, Longitude = -103.36788 | Loving County | TX | 76754 | LOVING | CN604152918 | RN110664414 | Drilling mud recycling system consisting of shaker tank system, shale shaker, de-silter, de-sander, and de-gasser on ICD Rig 204. | The following property is used 100% for pollution control and is installed to meet or exceed federal or state regulations: Drilling mud recycling system consisting of shaker tank system, shale shaker, de-silter, de-sander, and de-gasser on ICD Rig 204. | 2019-04-30 | 312705 | 100
22347 | T1 | INDEPENDENCE CONTRACT DRILLING INC | ICD RIG 202 | Latitude = 31.8674, Longitude = -103.4587 | Loving County | TX | 79754 | LOVING | CN604152918 | RN110664448 | Drilling mud recycling system consisting of shaker tank system, shale shaker, de-silter, de-sander, and de-gasser on ICD Rig 202. | The following property is used 100% for pollution control and is installed to meet or exceed federal or state regulations: Drilling mud recycling system consisting of shaker tank system, shale shaker, de-silter, de-sander, and de-gasser on ICD Rig 202. | 2019-04-30 | 432105 | 100
22348 | T1 | TXI OPERATIONS LP | MIDLOTHIAN CEMENT | 245 WARD RD | MIDLOTHIAN | TX | 76065 | ELLIS | CN600125157 | RN100217199 | 2017 Tennant Sweeper (Serial number XXXXX) used exclusively to control particulate matter on plant roads. | The following property is used 100% for pollution control and is installed to meet or exceed federal or state regulations: 2017 Tennant Sweeper (Serial number XXXXX) used exclusively to control particulate matter on plant roads. | 2019-03-22 | 201408 | 100
22349 | T1 | INDEPENDENCE CONTRACT DRILLING INC | ICD RIG 201 | Latitude = 31.85972, Longitude = -103.26722 | Loving County | TX | 79745 | LOVING | CN604152918 | RN110664471 | Drilling mud recycling system consisting of shaker tank system, shale shaker, de-silter, de-sander, and de-gasser on ICD Rig 201. | The following property is used 100% for pollution control and is installed to meet or exceed federal or state regulations: Drilling mud recycling system consisting of shaker tank system, shale shaker, de-silter, de-sander, and de-gasser on ICD Rig 202. | 2019-04-30 | 348430 | 100
22350 | T1 | TXI OPERATIONS LP | SPANGLER ROAD READY MIX | 10610 SPANGLER RD | DALLAS | TX | 75220 | DALLAS | CN600125157 | RN100670983 | Dust collector | The following property is used 100% for pollution control and is installed to meet or exceed federal or state regulations: Dust collector. | 2019-04-26 | 11723 | 100
22351 | T1 | INDEPENDENCE CONTRACT DRILLING INC | MIDLAND YARD | 9101 E COUNTY RD 127 | MIDLAND | TX | 79708 | MIDLAND | CN604152918 | RN109632273 | Drilling mud recycling system consisting of shaker tank system, shale shaker, de-silter, de-sander, and de-gasser on ICD Rigs numbered 229, 301, 303, 304, 306, 307, 305, 227, 228, 319, 220, 321, 222, and 223. | The following property is used 100% for pollution control and is installed to meet or exceed federal or state regulations: Drilling mud recycling system consisting of shaker tank system, shale shaker, de-silter, de-sander, and de-gasser on ICD Rigs numbered 229, 301, 303, 304, 306, 307, 305, 227, 228, 319, 220, 321, 222, and 223. | 2019-04-30 | 2836879 | 100
22352 | T1 | INDEPENDENCE CONTRACT DRILLING INC | QUALITY CONTROL YARD | 6015 ANDREWS HWY | ODESSA | TX | 79762 | ECTOR | CN604152918 | RN102262433 | Drilling mud recycling system consisting of shaker tank system, shale shaker, de-silter, de-sander, and de-gasser on ICD Rig 324. | The following property is used 100% for pollution control and is installed to meet or exceed federal or state regulations: Drilling mud recycling system consisting of shaker tank system, shale shaker, de-silter, de-sander, and de-gasser on ICD Rig 324. | 2019-04-30 | 39922 | 100
22353 | T1 | INDEPENDENCE CONTRACT DRILLING INC | ICD RIG | Latitude = 31.429345, Longitude = -94.619528 | Angelina County | TX |  | ANGELINA | CN604152918 | RN110664752 | Drilling mud recycling system consisting of shaker tank system, shale shaker, de-silter, de-sander, and de-gasser on ICD Rig 302. | The following property is used 100% for pollution control and is installed to meet or exceed federal or state regulations: Drilling mud recycling system consisting of shaker tank system, shale shaker, de-silter, de-sander, and de-gasser on ICD Rig 302. | 2019-04-30 | 205978 | 100
22354 | T1 | ENABLE TEXOLA GATHERING & PROCESSING LLC | PANOLA I GAS PLANT | 2636 US HIGHWAY 79 N | CARTHAGE | TX | 75633 | PANOLA | CN605348077 | RN104827555 | Flare including the flare tips, burners, stacks, and associated pumps and flow meters. | The following property is used 100% for pollution control and is installed to meet or exceed federal or state regulations: Flare including the flare tips, burners, stacks, and associated pumps and flow meters. | 2019-04-30 | 406213 | 100
22355 | T1 | ETC TEXAS PIPELINE LTD | ARROWHEAD II GAS PLANT | FROM GAMBOA RD & FM 1776 IN COYANOSA GO N 2.6 MI TO FM 1450 GO W ON FM 1450 5.3 MI & TURN L ON UNNAMED RD PLANT IS APPROX 1.4 MI S ON THE W SIDE OF THE RD | Reeves County | TX | 79730 | REEVES | CN601587652 | RN109496638 | Flare including the flare tips, burners, stacks, and associated pumps and flow meters. | The following property is used 100% for pollution control and is installed to meet or exceed federal or state regulations: Flare including the flare tips, burners, stacks, and associated pumps and flow meters. | 2019-04-30 | 420397 | 100
22356 | T1 | RATLIFF READY-MIX LP | KILLEEN READY MIX PLANT | 3902 W STAN SCHLUETER LOOP | KILLEEN | TX | 76549 | BELL | CN602805442 | RN104352869 | Plant #2 Dust Collector. | The following property is used 100% for pollution control and is installed to meet or exceed federal or state regulations: Plant #2 Dust Collector. | 2019-04-22 | 102513 | 100
22357 | T1 | ETC TEXAS PIPELINE LTD | KING RANCH GAS PLANT | Latitude = 27.465555, Longitude = -98.057777 | Kleberg County | TX | 78363 | KLEBERG | CN601587652 | RN102488517 | Flare system including flare tips, burners, stacks, and associated pumps and flow meters. | The following property is used 100% for pollution control and is installed to meet or exceed federal or state regulations: Flare system including flare tips, burners, stacks, and associated pumps and flow meters. | 2019-04-30 | 1177182 | 100
22358 | T1 | ETC TEXAS PIPELINE LTD | REBEL GAS PLANT | Latitude = 31.887, Longitude = -101.701 | Glasscock County | TX | 79739 | GLASSCOCK | CN601587652 | RN106934664 | Flare including the flare tips, burners, stacks, and associated pumps and flow meters. | The following property is used 100% for pollution control and is installed to meet or exceed federal or state regulations: Flare including the flare tips, burners, stacks, and associated pumps and flow meters. | 2019-04-30 | 413802 | 100
22359 | T1 | SUNOCO PARTNERS MARKETING & TERMINALS LP | SUNOCO PARTNERS NEDERLAND TERMINAL | 2300 N TWIN CITY HWY | NEDERLAND | TX | 77627 | JEFFERSON | CN601403199 | RN100214626 | External floating roofs and related equipment (leg seals, floating roof seals, and gauge pole seals) on tanks #1590, 1591, 1592, 1593, and 1594. | The following property is used 100% for pollution control and is installed to meet or exceed federal or state regulations: External floating roofs and related equipment (leg seals, floating roof seals, and gauge pole seals) on tanks #1590, 1591, 1592, 1593, and 1594. | 2019-04-30 | 7568965 | 100
22360 | T1 | MARTIN MARIETTA MATERIALS SOUTHWEST LLC | HELOTES QUARRY | 17982 BANDERA RD | HELOTES | TX | 78023 | BEXAR | CN605057868 | RN106174592 | Broce RCT-350 Sweeper (Serial number XXXXX) used exclusively to control particulate matter on plant roads. | The following property is used 100% for pollution control and is installed to meet or exceed federal or state regulations: Broce RCT-350 Sweeper (Serial number XXXXX) used exclusively to control particulate matter on plant roads. | 2019-03-22 | 66599.22 | 100
22361 | T1 | RATLIFF READY-MIX LP | KILLEEN READY MIX PLANT | 3902 W STAN SCHLUETER LOOP | KILLEEN | TX | 76549 | BELL | CN602805442 | RN104352869 | Plant #1 CP-7500 Dust Collector | The following property is used 100% for pollution control and is installed to meet or exceed federal or state regulations: Plant #1 CP-7500 Dust Collector. | 2019-04-22 | 102513 | 100
22362 | T1 | TXI OPERATIONS LP | TXI MILLER AGGREGATE TERMINAL | 4423 LINFIELD RD | DALLAS | TX | 75216 | DALLAS | CN600125157 | RN100583079 | 14 Isuzu W/Tymco DST-4 Sweeper (VIN # XXXXXXXXXXXXXXXXX) used exclusively to control particulate matter on plant roads. | The following property is used 100% for pollution control and is installed to meet or exceed federal or state regulations: 14 Isuzu W/Tymco DST-4 Sweeper (VIN # XXXXXXXXXXXXXXXXX) used exclusively to control particulate matter on plant roads. | 2019-03-22 | 203809 | 100
22363 | T1 | TXI OPERATIONS LP | TXI BRYAN INDEPENDENCE READY MIX | 1580 INDEPENDENCE AVE | BRYAN | TX | 77803 | BRAZOS | CN600125157 | RN106651284 | The incremental difference in cost between one 10,000 gallon double-walled tank and a comparable single-walled tank. | The following property is used 100% for pollution control and is installed to meet or exceed federal or state regulations: The incremental difference in cost between one 10,000 gallon double-walled tank and a comparable single-walled tank. | 2019-05-23 | 47262 | 100
22364 | T1 | TXI OPERATIONS LP | SPANGLER ROAD READY MIX | 10610 SPANGLER RD | DALLAS | TX | 75220 | DALLAS | CN600125157 | RN100670983 | Filter Press system | NOD response not received. | 2019-07-16 | 136885 | 100
22365 | T1 | RATLIFF READY-MIX LP | ROSENFELD READY MIX | 544 ROSENFELD RD | WACO | TX | 76706 | MCLENNAN | CN602805442 | RN103218970 | Dust collector. | The following property is used 100% for pollution control and is installed to meet or exceed federal or state regulations: Dust Collector. | 2019-04-22 | 29715 | 100
22366 | T1 | TXI OPERATIONS LP | TXI OPERATIONS ROWLETT | 2200 GORDON SMITH | ROWLETT | TX | 75089 | DALLAS | CN600125157 | RN102740123 | Isuzu Chassis with Galaxy R-6 Sweeper with Stewart Amos Body (VIN # XXXXXXXXXXXXXXXXX) used exclusively to control particulate matter on plant roads. | The following property is used 100% for pollution control and is installed to meet or exceed federal or state regulations: Isuzu Chassis with Galaxy R-6 Sweeper with Stewart Amos Body (VIN # XXXXXXXXXXXXXXXXX) used exclusively to control particulate matter on plant roads. | 2019-03-22 | 207970 | 100
22367 | T1 | TXI OPERATIONS LP | NAVASOTA READY MIX | 23862 STATE HIGHWAY 6 S | NAVASOTA | TX | 77868 | BRAZOS | CN600125157 | RN110088077 | Dust collector | The following property is used 100% for pollution control and is installed to meet or exceed federal or state regulations: Dust Collector. | 2019-04-26 | 70983 | 100
22368 | T1 | CAMO CHEMICAL LLC | STREAMLINE POLYMERS | 16950 WALLISVILLE RD | HOUSTON | TX | 77049 | HARRIS | CN605623313 | RN100880400 | Two process scrubbers and the incremental cost difference between the original cost of 11 double mechanical seals with barrier fluid systems and the replacement cost of 11 double mechanical seals with barrier fluid systems on transfer pumps in VOC service. | NOD response not received. | 2019-03-20 | 59454.5 | 100
22369 | T1 | TXI OPERATIONS LP | TXI DALLAS AGGREGATE TERMINAL | 11139 GOODNIGHT LN | DALLAS | TX | 75229 | DALLAS | CN600125157 | RN102764586 | 14 F-Liner water truck with 4,000 gallon niece water tank (VIN # XXXXXXXXXXXXXXX) used exclusively to control particulate matter on plant roads. | The following property is used 100% for pollution control and is installed to meet or exceed federal or state regulations: 14 F-Liner water truck with 4,000 gallon niece water tank (VIN # XXXXXXXXXXXXXXX) used exclusively to control particulate matter on plant roads. | 2019-03-22 | 86919 | 100
22370 | T1 | TXI OPERATIONS LP | TXI CELINA AGGREGATE TERMINAL | 11481 COUNTY ROAD 53 | CELINA | TX | 75009 | COLLIN | CN600125157 | RN102419405 | 18 F-Liner M2106 water truck with 4,000 gallon curry supply tank (VIN - XXXXXXXXXXXXXXXXX) used exclusively to control particulate matter on plant roads. | The following property is used 100% for pollution control and is installed to meet or exceed federal or state regulations: 18 F-Liner M2106 water truck with 4,000 gallon curry supply tank (VIN - XXXXXXXXXXXXXXXXX) used exclusively to control particulate matter on plant roads. | 2019-03-22 | 141808 | 100
22371 | T1 | MARTIN MARIETTA MATERIALS SOUTHWEST LLC | BENDER YARD | 15409 OLD HUMBLE RD | HUMBLE | TX | 77396 | HARRIS | CN605057868 | RN100677566 | Int. 4300 Water truck with water tank (Unit XX-XXXXXX) used exclusively to control particulate matter on plant roads. | The following property is used 100% for pollution control and is installed to meet or exceed federal or state regulations: Int. 4300 Water truck with water tank (Unit XX-XXXXXX) used exclusively to control particulate matter on plant roads. | 2019-03-22 | 74693 | 100
22372 | T1 | CAMO CHEMICAL LLC | STREAMLINE POLYMERS | 16950 WALLISVILLE RD | HOUSTON | TX | 77049 | HARRIS | CN605623313 | RN100880400 | Concrete secondary containment and canopy. | NOD response not received. | 2019-03-20 | 180830 | 100
22373 | T1 | TXI OPERATIONS LP | NEW CANEY CEMENT TERMINAL | 21511 LODGE ROAD | NEW CANEY | TX | 77357 | MONTGOMERY | CN600125157 | RN109574814 | Dust Collector | The following property is used 100% for pollution control and is installed to meet or exceed federal or state regulations: Dust Collector. | 2019-04-26 | 62259 | 100
22374 | T1 | TXI OPERATIONS LP | TXI DALLAS AGGREGATE TERMINAL | 11139 GOODNIGHT LN | DALLAS | TX | 75229 | DALLAS | CN600125157 | RN102764586 | Neptune Automatic Wheel Wash Station | The following property is used 100% for pollution control and is installed to meet or exceed federal or state regulations: Neptune Automatic Wheel Wash Station. | 2019-04-26 | 358652 | 100
22375 | T1 | TXI OPERATIONS LP | TXI OPERATIONS | 3600 LAWNWOOD ST | FORT WORTH | TX | 76111 | TARRANT | CN600125157 | RN102707775 | Load and Go Truck Wash System | NOD response not received. | 2019-07-08 | 71119 | 100
22376 | T1 | TXI OPERATIONS LP | TXI RICHARDSON RM | 606 E ARAPAHO RD | RICHARDSON | TX | 75081 | DALLAS | CN600125157 | RN102453081 | Load and Go truck wash system | NOD response not received. | 2019-07-08 | 78108 | 100
22377 | T1 | NATGASOLINE LLC | BEAUMONT GAS TO GASOLINE PLANT | 2366 SULFUR PLANT RD | BEAUMONT | TX | 77705 | JEFFERSON | CN604256412 | RN106586795 | Wastewater system including underground sewers for process wastewater and contaminated and non-contaminated storm water including piping, drains, and manholes; wastewater piping that transfers non-contaminated blowdown wastewater from cooling tower basin F-06001 to Outfall 001; a Parshall flume at Outfall 002; wastewater basins F-05011, F-09008, F-15011, F-15012, F-15013, F-15014, and a stormwater basin including all piping and structures necessary for the operation of the basins; oil/water separators FE-15011, FE-15012, FE-15013, and FE-15014 including all instrumentation, controls, piping, and structures necessary to the operation of the oil/water separators; pumps P-05007A&B, P-05011A&B, P-05014A&B, P-05015A&B, P-09008A&B, P-09009A &B, P-09010A&B, P-15001A&B, P-15011A&B, P-15012A&B, P-15013A&B, P-15014A&B, and ejector pump J-03001 including all instrumentation, controls, piping, electrical wiring and connectors, and structures necessary to the operation of the pumps; wastewater coolers E-01022 and E-01502 including all instrumentation, controls, piping, and structures necessary to the operation of the coolers; wastewater piping that transfers blowdown wastewater from the steam stripper to wastewater cooler E-01022 then to the process sewer system; wastewater piping that transfers steam heated blowdown wastewater from the blowdown drum to wastewater cooler E-01502 then to the process sewer system; wastewater piping that transfers blowdown wastewater from an auxiliary boiler to the process sewer system; level switches for wastewater basin F-05011, flow control valves and limit switches for wastewater neutralization vessels F-05006A&B, flow control valves, a magnetic flow meter, and radar level transmitters for wastewater basin F-09008 including all necessary instrumentation and electrical connectors and wiring necessary to the operation of the switches, valves, and flow meter, and level transmitters; pressure indicators for pumps P-05007A&B; wastewater sample collection point, wastewater sample conditioning plate and analyzer, and total organic carbon (TOC) analyzer including all piping, structures, instrumentation and electrical connectors and wiring necessary to the installation of the sample point, wastewater conditioning plate and analyzer and TOC analyzer; pH analyzer including all necessary instrumentation and electrical connectors and wiring necessary to the operation of the analyzer; and wastewater neutralization vessels F-05006A&B and wastewater neutralization unit Y-09002 including all instrumentation, controls, piping, and structures necessary to the operation of the vessels and unit. | The following property is used 100% for pollution control and is installed to meet or exceed federal or state regulations: Wastewater system including underground sewers for process wastewater and contaminated and non-contaminated storm water including piping, drains, and manholes; wastewater piping that transfers non-contaminated blowdown wastewater from cooling tower basin F-06001 to Outfall 001; a Parshall flume at Outfall 002; wastewater basins F-05011, F-09008, F-15011, F-15012, F-15013, F-15014, and a stormwater basin including all piping and structures necessary for the operation of the basins; oil/water separators FE-15011, FE-15012, FE-15013, and FE-15014 including all instrumentation, controls, piping, and structures necessary to the operation of the oil/water separators; pumps P-05007A&B, P-05011A&B, P-05014A&B, P-05015A&B, P-09008A&B, P-09009A &B, P-09010A&B, P-15001A&B, P-15011A&B, P-15012A&B, P-15013A&B, P-15014A&B, and ejector pump J-03001 including all instrumentation, controls, piping, electrical wiring and connectors, and structures necessary to the operation of the pumps; wastewater coolers E-01022 and E-01502 including all instrumentation, controls, piping, and structures necessary to the operation of the coolers; wastewater piping that transfers blowdown wastewater from the steam stripper to wastewater cooler E-01022 then to the process sewer system; wastewater piping that transfers steam heated blowdown wastewater from the blowdown drum to wastewater cooler E-01502 then to the process sewer system; wastewater piping that transfers blowdown wastewater from an auxiliary boiler to the process sewer system; level switches for wastewater basin F-05011, flow control valves and limit switches for wastewater neutralization vessels F-05006A&B, flow control valves, a magnetic flow meter, and radar level transmitters for wastewater basin F-09008 including all necessary instrumentation and electrical connectors and wiring necessary to the operation of the switches, valves, and flow meter, and level transmitters; pressure indicators for pumps P-05007A&B; wastewater sample collection point, wastewater sample conditioning plate and analyzer, and total organic carbon (TOC) analyzer including all piping, structures, instrumentation and electrical connectors and wiring necessary to the installation of the sample point, wastewater conditioning plate and analyzer and TOC analyzer; pH analyzer including all necessary instrumentation and electrical connectors and wiring necessary to the operation of the analyzer; and wastewater neutralization vessels F-05006A&B and wastewater neutralization unit Y-09002 including all instrumentation, controls, piping, and structures necessary to the operation of the vessels and unit. | 2019-02-15 | 41775000 | 100
22378 | T1 | PAMPA FUELS LLC | PAMPA FUELS | 8201 FM 2300 | PAMPA | TX | 79065 | GRAY | CN604124099 | RN105697866 | Vapor Combustion Unit System consisting of vent headers and two vapor combustion units. | The following property is used 100% for pollution control and is installed to meet or exceed federal or state regulations: Vapor Combustion Unit System consisting of vent headers and two vapor combustion units. | 2019-04-11 | 238900 | 100
22379 | T1 | PAMPA FUELS LLC | PAMPA FUELS | 8201 FM 2300 | PAMPA | TX | 79065 | GRAY | CN604124099 | RN105697866 | Flare System consisting of a flare header, flare, flare knock out drum, 2 pumps, 6 pressure indicators, 2 flow indicators, and 7 temperature indicators. | The following property is used 100% for pollution control and is installed to meet or exceed federal or state regulations: Flare System consisting of a flare header, flare, flare knock out drum, 2 pumps, 6 pressure indicators, 2 flow indicators, and 7 temperature indicators. | 2019-04-11 | 2942820 | 100
22380 | T1 | PAMPA FUELS LLC | PAMPA FUEL | 8201 FM 2300 | PAMPA | TX | 79065 | GRAY | CN604124099 | RN105697866 | Internal floating roof systems and secondary seals for methanol storage tanks T-324, T-314A and T-314B | The following property is used 100% for pollution control and is installed to meet or exceed federal or state regulations: Internal floating roof systems and secondary seals for methanol storage tanks T-324, T-314A and T-314B | 2019-02-14 | 659700 | 100
22381 | T1 | HUNTSMAN PETROCHEMICAL LLC | HUNTSMAN PORT NECHES | 6001 HIGHWAY 366 | PORT NECHES | TX | 77651 | JEFFERSON | CN603603093 | RN100219252 | Hydrogen, BTU and Density analyzers for the North, Central and South Flares of the O & O Plant. | 4/23/2019 - Application withdrawn as no response to ANOD. | 2019-03-19 | 326715 | 100
22382 | T1 | PRICE WESTWIND OCOTILLO LLC | OCOTILLO APARTMENTS | 8000 W HWY 290 | AUSTIN | TX | 78737 | TRAVIS | CN605624105 | RN107938938 | The portion of water quality pond #1 on the property at 8000 West US Highway 290, Austin, Texas and two re-irrigation fields. | The following property is used 100% for pollution control and is installed to meet or exceed federal or state regulations: The portion of water quality pond #1 on the property at 8000 West US Highway 290, Austin, Texas and two re-irrigation fields. | 2019-03-19 | 1362715.3 | 100
22383 | T1 | MARKWEST ENERGY WEST TEXAS GAS COMPANY LLC | HIDALGO CRYOGENIC GAS PLANT | Latitude = 31.833072, Longitude = -104.241394 | Culberson County | TX | 79772 | CULBERSON | CN604839829 | RN107648339 | Three air/fuel ratio controllers and three catalytic converters for three lean burn CAT 3606 compressor engines; Six air/fuel ratio controllers and six catalytic converters for six lean burn CAT 3608 compressor engines. | The following property is used 100% for pollution control and is installed to meet or exceed federal or state regulations: Three air/fuel ratio controllers and three catalytic converters for three lean burn CAT 3606 compressor engines; Six air/fuel ratio controllers and six catalytic converters for six lean burn CAT 3608 compressor engines. | 2019-03-13 | 2835000 | 100
22384 | T1 | MARKWEST ENERGY SOUTH TEXAS GAS COMPANY LLC | CMWW A COMPRESSOR STATION | Latitude = 28.429722, Longitude = -99.766944 | Dimmit County | TX | 78827 | DIMMIT | CN604297911 | RN106668700 | Three air/fuel ratio controllers and three catalytic converters for three lean burn CAT 3516 compressor engines. | The following property is used 100% for pollution control and is installed to meet or exceed federal or state regulations: Three air/fuel ratio controllers and three catalytic converters for three lean burn CAT 3516 compressor engines. | 2019-03-13 | 396000 | 100
22385 | T1 | MARKWEST ENERGY SOUTH TEXAS GAS COMPANY LLC | WEST ASHERTON FREEDOM COMPRESSOR STATION | Latitude = 28.435833, Longitude = -99.773899 | Dimmit County | TX | 78827 | DIMMIT | CN604297911 | RN106150717 | Two air/fuel ratio controllers and two catalytic converters for two lean burn CAT 3516 compressor engines (703 and 704). | The following property is used 100% for pollution control and is installed to meet or exceed federal or state regulations: Two air/fuel ratio controllers and two catalytic converters for two lean burn CAT 3516 compressor engines (703 and 704). | 2019-03-13 | 456000 | 100
22386 | T1 | DCO REALTY INC | UDR DEVELOPERS WEST ROAD AT GESSNER APARTMENTS | 0 WEST RD | HOUSTON | TX | 77064 | HARRIS | CN603309436 | RN105270094 | Stormwater quality pond, floatables screen, and 48â€ reinforced concrete pipe stormwater collection piping. | The following property is used 100% for pollution control and is installed to meet or exceed federal or state regulations: Stormwater quality pond, floatables screen, and 48â€ reinforced concrete pipe stormwater collection piping. | 2019-02-15 | 200000 | 100
22387 | T1 | NUSTAR LOGISTICS LP | CORPUS CHRISTI CRUDE STORAGE DOCK 15 | 2700 TEXACO RD | CORPUS CHRISTI | TX | 78402 | NUECES | CN601187206 | RN102317658 | Marine vapor combustor system consisting of a detonation arrestor, knockout drum, vapor blowers, liquid seals, piping, ignition source, and VOC vapor destruction device. | The following property is used 100% for pollution control and is installed to meet or exceed federal or state regulations: Marine vapor combustor system consisting of a detonation arrestor, knockout drum, vapor blowers, liquid seals, piping, ignition source, and VOC vapor destruction device. | 2019-04-08 | 2069064 | 100
22388 | T1 | MVP TERMINALLING LLC | PASADENA TERMINAL | Latitude = 29.728728, Longitude = -95.159751 | Harris County | TX | 77503 | HARRIS | CN605429364 | RN109347518 | Thirty-six internal floating roofs on tanks 201, 202, 601, 803, 808, 809, 1601, 1602, 1603, 1604, 1605, 1606, 1607, 1608, 1609, 1610, 1611, 1612, 1613, 1614, 1615, 1616, 1617, 1618, 1619, 1620, 1621, 1622, 1623, 1624, 403, 203, 204, 802, 101, and 102. | The following property is used 100% for pollution control and is installed to meet or exceed federal or state regulations: Thirty-six internal floating roofs on tanks 201, 202, 601, 803, 808, 809, 1601, 1602, 1603, 1604, 1605, 1606, 1607, 1608, 1609, 1610, 1611, 1612, 1613, 1614, 1615, 1616, 1617, 1618, 1619, 1620, 1621, 1622, 1623, 1624, 403, 203, 204, 802, 101, and 102. | 2019-02-14 | 40656000 | 100
22389 | T1 | MVP TERMINALLING LLC | PASADENA TERMINAL | Latitude = 29.728728, Longitude = -95.159751 | Harris County | TX | 77503 | HARRIS | CN605429364 | RN109347518 | Cathodic protection and protective coatings/paints applied to the tanks and appurtenances for tanks 201, 202, 601, 803, 808, 809, 1601, 1602, 1603, 1604, 1605, 1606, 1607, 1608, 1609, 1610, 1611, 1612, 1613, 1614, 1615, 1616, 1617, 1618, 1619, 1620, 1621, 1622, 1623, 1624, 403, 203, 204, 802, 101, and 102. | The following property is used 100% for pollution control and is installed to meet or exceed federal or state regulations: Cathodic protection and protective coatings/paints applied to the tanks and appurtenances for tanks 201, 202, 601, 803, 808, 809, 1601, 1602, 1603, 1604, 1605, 1606, 1607, 1608, 1609, 1610, 1611, 1612, 1613, 1614, 1615, 1616, 1617, 1618, 1619, 1620, 1621, 1622, 1623, 1624, 403, 203, 204, 802, 101, and 102. | 2019-02-14 | 36452500 | 100
22390 | T1 | MVP TERMINALLING LLC | PASADENA TERMINAL | Latitude = 29.728728, Longitude = -95.159751 | Harris County | TX | 77503 | HARRIS | CN605429364 | RN109347518 | Secondary containment system consisting of berms surrounding tanks 201, 202, 601, 803, 808, 809, 1601, 1602, 1603, 1604, 1605, 1606, 1607, 1608, 1609, 1610, 1611, 1612, 1613, 1614, 1615, 1616, 1617, 1618, 1619, 1620, 1621, 1622, 1623, 1624, 403, 203, 204, 802, 101, and 102. | The following property is used 100% for pollution control and is installed to meet or exceed federal or state regulations: Secondary containment system consisting of berms surrounding tanks 201, 202, 601, 803, 808, 809, 1601, 1602, 1603, 1604, 1605, 1606, 1607, 1608, 1609, 1610, 1611, 1612, 1613, 1614, 1615, 1616, 1617, 1618, 1619, 1620, 1621, 1622, 1623, 1624, 403, 203, 204, 802, 101, and 102. | 2019-02-14 | 19355000 | 100
22391 | T1 | MVP TERMINALLING LLC | PASADENA TERMINAL | Latitude = 29.728728, Longitude = -95.159751 | Harris County | TX | 77503 | HARRIS | CN605429364 | RN109347518 | Two vapor combustors | The following property is used 100% for pollution control and is installed to meet or exceed federal or state regulations: Two vapor combustors. | 2019-02-14 | 3456250 | 100
22392 | T1 | APACHE CORPORATION | JADE CS | FROM TOYAH TX TAKE CR 2903 SOUTH FOR 0.5 MILES TURN RIGHT ONTO CR 328 FOR 8.5 MILES SITE WILL BE ON LEFT | Reeves County | TX | 79785 | REEVES | CN600126361 | RN110277894 | Flare, the incremental cost difference for three low NOx burners versus similar burners without NOx controls, catalytic converters for stationary compression on the CAT 3606 and 3612 engines, and flare/vapor combustor (BTEX Unit). | NOD response not received. | 2019-03-25 | 1434000 | 100
22393 | T1 | APACHE CORPORATION | JADE CS | FROM TOYAH TX TAKE CR 2903 SOUTH FOR 0.5 MILES TURN RIGHT ONTO CR 328 FOR 8.5 MILES SITE WILL BE ON LEFT | Reeves County | TX | 79785 | REEVES | CN600126361 | RN110277894 | Secondary containment consisting of a 68â€™ x 35â€™ spill containment area around storage tanks with a 40 mil HDPE liner and two-foot high corrugated steel wall and Tank TK-9040 on a 48â€ x 67â€ concrete pad. | The following property is used 100% for pollution control and is installed to meet or exceed federal or state regulations: Secondary containment consisting of a 68â€™ x 35â€™ spill containment area around storage tanks with a 40 mil HDPE liner and two-foot high corrugated steel wall and Tank TK-9040 on a 48â€ x 67â€ concrete pad. | 2019-02-19 | 202000 | 100
22394 | T1 | APACHE CORPORATION | DIAMOND CRYO | FROM I-10 TAKE EXIT 206 TURN RIGHT ONTO FM2903 DRIVE APPROX 2.7 MILES TO UNPAVED ROAD TURN RIGHT AND FOLLOW ROAD TO SITE | Reeves County | TX | 79718 | REEVES | CN600126361 | RN110059250 | High-pressure flare, low-pressure flare, stabilizer flare, the incremental cost difference for 11 low NOx burners versus similar burners without NOx controls, catalytic converters for stationary compression on the CAT 3616 engines, and thermal oxidizer. | The following property is used 100% for pollution control and is installed to meet or exceed federal or state regulations: High-pressure flare, low-pressure flare, stabilizer flare, the incremental cost difference for 11 low NOx burners versus similar burners without NOx controls, catalytic converters for stationary compression on the CAT 3616 engines, and thermal oxidizer. | 2019-03-01 | 8694000 | 100
22395 | T1 | APACHE CORPORATION | DIAMOND CRYO | FROM I-10 TAKE EXIT 206 TURN RIGHT ONTO FM2903 DRIVE APPROX 2.7 MILES TO UNPAVED ROAD TURN RIGHT AND FOLLOW ROAD TO SITE | Reeves County | TX | 79718 | REEVES | CN600126361 | RN110059250 | Secondary containment consisting of four 68â€™ x 35â€™ spill containment areas around storage tanks with 40 mil HDPE liners within two-foot high corrugated steel walls. | The following property is used 100% for pollution control and is installed to meet or exceed federal or state regulations: Secondary containment consisting of four 68â€™ x 35â€™ spill containment areas around storage tanks with 40 mil HDPE liners within two-foot high corrugated steel walls. | 2019-02-19 | 1630000 | 100
22396 | T1 | TEXAS PIPELINE WEBB COUNTY LEAN SYSTEM LLC | RAPTOR PLANT | Latitude = 27.8138, Longitude = -99.5111 | Webb County | TX | 78045 | WEBB | CN604083246 | RN106480726 | Vapor Combustor Unit (FL-905) | The following property is used 100% for pollution control and is installed to meet or exceed federal or state regulations: Vapor Combustor Unit (FL-905) | 2019-02-25 | 500000 | 100
22397 | T1 | APACHE CORPORATION | REDWOOD CPF | FROM THE INTERSECTION OF COUNTY ROAD 225 AND 229 GO APPROX 2 MILES WEST AND THEN APPROX 2.5 MILES SOUTH TO SITE | Reeves County | TX | 79785 | REEVES | CN600126361 | RN109750182 | Flare, the incremental cost difference for four low NOx burners versus similar burners without NOx controls, catalytic converters for stationary compression on the CAT 3606 and 3612 engines, flare/vapor combustor (BTEX Unit), and thermal oxidizer. | The following property is used 100% for pollution control and is installed to meet or exceed federal or state regulations: Flare, the incremental cost difference for four low NOx burners versus similar burners without NOx controls, catalytic converters for stationary compression on the CAT 3606 and 3612 engines, flare/vapor combustor (BTEX Unit), and thermal oxidizer. | 2019-02-18 | 2923000 | 100
22398 | T1 | APACHE CORPORATION | REDWOOD CPF | FROM THE INTERSECTION OF COUNTY ROAD 225 AND 229 GO APPROX 2 MILES WEST AND THEN APPROX 2.5 MILES SOUTH TO SITE | Reeves County | TX | 79785 | REEVES | CN600126361 | RN109750182 | Secondary containment consisting of a 68â€™ x 35â€™ spill containment area around storage tanks with a 40 mil HDPE liner and two-foot high corrugated steel wall and Tank TK-9040 on a 48â€ x 67â€ concrete pad. | The following property is used 100% for pollution control and is installed to meet or exceed federal or state regulations: Secondary containment consisting of a 68â€™ x 35â€™ spill containment area around storage tanks with a 40 mil HDPE liner and two-foot high corrugated steel wall and Tank TK-9040 on a 48â€ x 67â€ concrete pad. | 2019-02-18 | 202000 | 100
22399 | T1 | PANJWANI ENERGY LLC | STAR STOP 96 | 1114 ALDINE BENDER RD | HOUSTON | TX | 77032 | HARRIS | CN604013359 | RN108695321 | Overfill alarms; tank top sumps; automatic tank gauging; automatic line leak detectors; liquid fuel sensors installed between the double walls of tanks and pipes to monitor for leaks; the incremental difference in cost between one 30,000 and one 40,000 gallon double-walled tanks and comparable single-walled tanks; the incremental difference in cost between double-walled piping and single-walled piping; and the incremental difference in cost between the concrete paving covering the underground tanks and pipes and the other paving at the facility calculated using the difference in cost per square foot. | The following property is used 100% for pollution control and is installed to meet or exceed federal or state regulations: Overfill alarms; tank top sumps; automatic tank gauging; automatic line leak detectors; liquid fuel sensors installed between the double walls of tanks and pipes to monitor for leaks; the incremental difference in cost between one 30,000 and one 40,000 gallon double-walled tanks and comparable single-walled tanks; the incremental difference in cost between double-walled piping and single-walled piping; and the incremental difference in cost between the concrete paving covering the underground tanks and pipes and the other paving at the facility calculated using the difference in cost per square foot. | 2019-02-20 | 320000 | 100
22400 | T1 | SOUTHWEST SHIPYARD LP | SOUTHWEST SHIPYARD | 18310 MARKET ST | CHANNELVIEW | TX | 77530 | HARRIS | CN600135354 | RN100248749 | Two vapor combustion units (VCU-2 and VCU-3) | The following property is used 100% for pollution control and is installed to meet or exceed federal or state regulations: Two vapor combustion units (VCU-2 and VCU-3) | 2019-03-08 | 2752529.04 | 100
22401 | T1 | PANJWANI ENERGY LLC | STAR STOP 97 | 11863 N SAM HOUSTON PKWY E | HUMBLE | TX | 77396 | HARRIS | CN604013359 | RN108877648 | Overfill alarms; tank top sumps; automatic tank gauging; automatic line leak detectors; liquid fuel sensors installed between the double walls of tanks and pipes to monitor for leaks; the incremental difference in cost between one 20,000 gallon and one 30,000 gallon double-walled tanks and comparable single-walled tanks; the incremental difference in cost between double-walled piping and single-walled piping; and the incremental difference in cost between the concrete paving covering the underground tanks and pipes and the other paving at the facility calculated using the difference in cost per square foot. | The following property is used 100% for pollution control and is installed to meet or exceed federal or state regulations: Overfill alarms; tank top sumps; automatic tank gauging; automatic line leak detectors; liquid fuel sensors installed between the double walls of tanks and pipes to monitor for leaks; the incremental difference in cost between one 20,000 gallon and one 30,000 gallon double-walled tanks and comparable single-walled tanks; the incremental difference in cost between double-walled piping and single-walled piping; and the incremental difference in cost between the concrete paving covering the underground tanks and pipes and the other paving at the facility calculated using the difference in cost per square foot. | 2019-03-01 | 268824 | 100
22402 | T1 | PANJWANI ENERGY LLC | EXXON USA NO 62920 | 10801 EASTEX FWY | HOUSTON | TX | 77093 | HARRIS | CN604013359 | RN102144417 | Overfill alarms; tank top sumps; automatic tank gauging; automatic line leak detectors; liquid fuel sensors installed between the double walls of tanks and pipes to monitor for leaks; the incremental difference in cost between three 12,000 gallon double-walled tanks and comparable single-walled tanks; the incremental difference in cost between double-walled piping and single-walled piping; and the incremental difference in cost between the concrete paving covering the underground tanks and pipes and the other paving at the facility calculated using the difference in cost per square foot. | The following property is used 100% for pollution control and is installed to meet or exceed federal or state regulations: Overfill alarms; tank top sumps; automatic tank gauging; automatic line leak detectors; liquid fuel sensors installed between the double walls of tanks and pipes to monitor for leaks; the incremental difference in cost between three 12,000 gallon double-walled tanks and comparable single-walled tanks; the incremental difference in cost between double-walled piping and single-walled piping; and the incremental difference in cost between the concrete paving covering the underground tanks and pipes and the other paving at the facility calculated using the difference in cost per square foot. | 2019-02-27 | 252386 | 100
22403 | T1 | PANJWANI ENERGY LLC | CULLEN CHEVRON | 7410 CULLEN BLVD | HOUSTON | TX | 77051 | HARRIS | CN604013359 | RN102488301 | Overfill alarms; tank top sumps; automatic tank gauging; automatic line leak detectors; liquid fuel sensors installed between the double walls of tanks and pipes to monitor for leaks; the incremental difference in cost between three 12,000 gallon double-walled tanks and comparable single-walled tanks; the incremental difference in cost between double-walled piping and single-walled piping; and the incremental difference in cost between the concrete paving covering the underground tanks and pipes and the other paving at the facility calculated using the difference in cost per square foot. | The following property is used 100% for pollution control and is installed to meet or exceed federal or state regulations: Overfill alarms; tank top sumps; automatic tank gauging; automatic line leak detectors; liquid fuel sensors installed between the double walls of tanks and pipes to monitor for leaks; the incremental difference in cost between three 12,000 gallon double-walled tanks and comparable single-walled tanks; the incremental difference in cost between double-walled piping and single-walled piping; and the incremental difference in cost between the concrete paving covering the underground tanks and pipes and the other paving at the facility calculated using the difference in cost per square foot. | 2019-03-01 | 252386 | 100
22404 | T1 | PANJWANI ENERGY LLC | LOCKWOOD CHEVRON | 5505 LOCKWOOD DR | HOUSTON | TX | 77026 | HARRIS | CN604013359 | RN102482973 | Overfill alarms; tank top sumps; automatic tank gauging; automatic line leak detectors; liquid fuel sensors installed between the double walls of tanks and pipes to monitor for leaks; the incremental difference in cost between three 12,000 gallon double-walled tanks and comparable single-walled tanks; the incremental difference in cost between double-walled piping and single-walled piping; and the incremental difference in cost between the concrete paving covering the underground tanks and pipes and the other paving at the facility calculated using the difference in cost per square foot. | The following property is used 100% for pollution control and is installed to meet or exceed federal or state regulations: Overfill alarms; tank top sumps; automatic tank gauging; automatic line leak detectors; liquid fuel sensors installed between the double walls of tanks and pipes to monitor for leaks; the incremental difference in cost between three 12,000 gallon double-walled tanks and comparable single-walled tanks; the incremental difference in cost between double-walled piping and single-walled piping; and the incremental difference in cost between the concrete paving covering the underground tanks and pipes and the other paving at the facility calculated using the difference in cost per square foot. | 2019-02-27 | 252386 | 100
22405 | T1 | PANJWANI ENERGY LLC | STAR STOP 3 | 12410 WALLISVILLE RD | HOUSTON | TX | 77013 | HARRIS | CN604013359 | RN102426442 | Overfill alarms; tank top sumps; automatic tank gauging; automatic line leak detectors; liquid fuel sensors installed between the double walls of tanks and pipes to monitor for leaks; the incremental difference in cost between three 12,000 gallon double-walled tanks and comparable single-walled tanks; the incremental difference in cost between double-walled piping and single-walled piping; and the incremental difference in cost between the concrete paving covering the underground tanks and pipes and the other paving at the facility calculated using the difference in cost per square foot. | The following property is used 100% for pollution control and is installed to meet or exceed federal or state regulations: Overfill alarms; tank top sumps; automatic tank gauging; automatic line leak detectors; liquid fuel sensors installed between the double walls of tanks and pipes to monitor for leaks; the incremental difference in cost between three 12,000 gallon double-walled tanks and comparable single-walled tanks; the incremental difference in cost between double-walled piping and single-walled piping; and the incremental difference in cost between the concrete paving covering the underground tanks and pipes and the other paving at the facility calculated using the difference in cost per square foot. | 2019-02-27 | 252386 | 100
22406 | T1 | PANJWANI ENERGY LLC | STARSTOP 29 | 111 RANKIN RD | HOUSTON | TX | 77073 | HARRIS | CN604013359 | RN102492626 | Overfill alarms; tank top sumps; automatic tank gauging; automatic line leak detectors; liquid fuel sensors installed between the double walls of tanks and pipes to monitor for leaks; the incremental difference in cost between one 20,000 gallon and one 15,000 gallon double-walled tanks and comparable single-walled tanks; the incremental difference in cost between double-walled piping and single-walled piping; and the incremental difference in cost between the concrete paving covering the underground tanks and pipes and the other paving at the facility calculated using the difference in cost per square foot. | The following property is used 100% for pollution control and is installed to meet or exceed federal or state regulations: Overfill alarms; tank top sumps; automatic tank gauging; automatic line leak detectors; liquid fuel sensors installed between the double walls of tanks and pipes to monitor for leaks; the incremental difference in cost between one 20,000 gallon and one 15,000 gallon double-walled tanks and comparable single-walled tanks; the incremental difference in cost between double-walled piping and single-walled piping; and the incremental difference in cost between the concrete paving covering the underground tanks and pipes and the other paving at the facility calculated using the difference in cost per square foot. | 2019-03-01 | 248824 | 100
22407 | T1 | PANJWANI ENERGY LLC | STAR STOP 53 | 202 NORTH LOOP W | HOUSTON | TX | 77018 | HARRIS | CN604013359 | RN102652435 | Overfill alarms; tank top sumps; automatic tank gauging; automatic line leak detectors; liquid fuel sensors installed between the double walls of tanks and pipes to monitor for leaks; the incremental difference in cost between three 12,000 gallon double-walled tanks and comparable single-walled tanks; the incremental difference in cost between double-walled piping and single-walled piping; and the incremental difference in cost between the concrete paving covering the underground tanks and pipes and the other paving at the facility calculated using the difference in cost per square foot. | The following property is used 100% for pollution control and is installed to meet or exceed federal or state regulations: Overfill alarms; tank top sumps; automatic tank gauging; automatic line leak detectors; liquid fuel sensors installed between the double walls of tanks and pipes to monitor for leaks; the incremental difference in cost between three 12,000 gallon double-walled tanks and comparable single-walled tanks; the incremental difference in cost between double-walled piping and single-walled piping; and the incremental difference in cost between the concrete paving covering the underground tanks and pipes and the other paving at the facility calculated using the difference in cost per square foot. | 2019-02-27 | 252386 | 100
22408 | T1 | PANJWANI ENERGY LLC | STAR STOP 52 | 13920 FONDREN RD | MISSOURI CITY | TX | 77489 | FORT BEND | CN604013359 | RN102654498 | Overfill alarms; tank top sumps; automatic tank gauging; automatic line leak detectors; liquid fuel sensors installed between the double walls of tanks and pipes to monitor for leaks; the incremental difference in cost between three 12,000 gallon double-walled tanks and comparable single-walled tanks; the incremental difference in cost between double-walled piping and single-walled piping; and the incremental difference in cost between the concrete paving covering the underground tanks and pipes and the other paving at the facility calculated using the difference in cost per square foot. | The following property is used 100% for pollution control and is installed to meet or exceed federal or state regulations: Overfill alarms; tank top sumps; automatic tank gauging; automatic line leak detectors; liquid fuel sensors installed between the double walls of tanks and pipes to monitor for leaks; the incremental difference in cost between three 12,000 gallon double-walled tanks and comparable single-walled tanks; the incremental difference in cost between double-walled piping and single-walled piping; and the incremental difference in cost between the concrete paving covering the underground tanks and pipes and the other paving at the facility calculated using the difference in cost per square foot. | 2019-02-25 | 252386 | 100
22409 | T1 | SOUTHWESTERN ELECTRIC POWER COMPANY | AEP PIRKEY POWER PLANT | 2400 FM 3251 | HALLSVILLE | TX | 75650 | HARRISON | CN600126767 | RN100214287 | Separator tank, expansion joint and B flyash expansion joint. | 4/12/2019 - Applicant sent an email stating that they wish to withdraw this application. | 2019-04-12 | 50350 | 100
22410 | T1 | SOUTHWESTERN ELECTRIC POWER COMPANY | AEP PIRKEY POWER PLANT | 2400 FM 3251 | HALLSVILLE | TX | 75650 | HARRISON | CN600126767 | RN100214287 | 15-acre expansion of lined landfill and leachate collection system used to contain coal combustion residuals. | The following property is used 100% for pollution control and is installed to meet or exceed federal or state regulations: 15-acre expansion of lined landfill and leachate collection system used to contain coal combustion residuals. | 2019-04-18 | 3026720 | 100
22411 | T1 | SOUTHWESTERN ELECTRIC POWER COMPANY | AEP PIRKEY POWER PLANT | 2400 FM 3251 | HALLSVILLE | TX | 75650 | HARRISON | CN600126767 | RN100214287 | Design and testing undertaken in 2018 for the upgrade of the control system for the following equipment in the Flue Gas Desulfurization system: Absorber towers (A, B, C, and D) and all associated auxiliary and support equipment consisting of pumps, agitators, spray nozzles, ball mills (A, B, and C), flow meters, density meters, level system meters; and sludge disposal system consisting of the belts, thickeners and manual drivers. | The following property is used 100% for pollution control and is installed to meet or exceed federal or state regulations: Design and testing undertaken in 2018 for the upgrade of the control system for the following equipment in the Flue Gas Desulfurization system: Absorber towers (A, B, C, and D) and all associated auxiliary and support equipment consisting of pumps, agitators, spray nozzles, ball mills (A, B, and C), flow meters, density meters, level system meters; and sludge disposal system consisting of the belts, thickeners and manual drivers. | 2019-04-18 | 1363385 | 100
22412 | T1 | PANJWANI ENERGY LLC | STAR STOP 54 | 13233 DAIRY ASHFORD RD | SUGAR LAND | TX | 77478 | FORT BEND | CN604013359 | RN102660040 | Overfill alarms; tank top sumps; automatic tank gauging; automatic line leak detectors; liquid fuel sensors installed between the double walls of tanks and pipes to monitor for leaks; the incremental difference in cost between three 12,000 gallon double-walled tanks and comparable single-walled tanks; the incremental difference in cost between double-walled piping and single-walled piping; and the incremental difference in cost between the concrete paving covering the underground tanks and pipes and the other paving at the facility calculated using the difference in cost per square foot. | The following property is used 100% for pollution control and is installed to meet or exceed federal or state regulations: Overfill alarms; tank top sumps; automatic tank gauging; automatic line leak detectors; liquid fuel sensors installed between the double walls of tanks and pipes to monitor for leaks; the incremental difference in cost between three 12,000 gallon double-walled tanks and comparable single-walled tanks; the incremental difference in cost between double-walled piping and single-walled piping; and the incremental difference in cost between the concrete paving covering the underground tanks and pipes and the other paving at the facility calculated using the difference in cost per square foot. | 2019-02-27 | 252386 | 100
22413 | T1 | PANJWANI ENERGY LLC | EXXON MOBIL 67227 | 10721 S POST OAK RD | HOUSTON | TX | 77035 | HARRIS | CN604013359 | RN101619542 | Overfill alarms; tank top sumps; automatic tank gauging; automatic line leak detectors; liquid fuel sensors installed between the double walls of tanks and pipes to monitor for leaks; the incremental difference in cost between three 12,000 gallon double-walled tanks and comparable single-walled tanks; the incremental difference in cost between double-walled piping and single-walled piping; and the incremental difference in cost between the concrete paving covering the underground tanks and pipes and the other paving at the facility calculated using the difference in cost per square foot. | The following property is used 100% for pollution control and is installed to meet or exceed federal or state regulations: Overfill alarms; tank top sumps; automatic tank gauging; automatic line leak detectors; liquid fuel sensors installed between the double walls of tanks and pipes to monitor for leaks; the incremental difference in cost between three 12,000 gallon double-walled tanks and comparable single-walled tanks; the incremental difference in cost between double-walled piping and single-walled piping; and the incremental difference in cost between the concrete paving covering the underground tanks and pipes and the other paving at the facility calculated using the difference in cost per square foot. | 2019-02-27 | 252386 | 100
22414 | T1 | PANJWANI ENERGY LLC | STAR STOP 8 | 8610 ALMEDA RD | HOUSTON | TX | 77054 | HARRIS | CN604013359 | RN100695634 | Overfill alarms; tank top sumps; automatic tank gauging; automatic line leak detectors; liquid fuel sensors installed between the double walls of tanks and pipes to monitor for leaks; the incremental difference in cost one 20,000 gallon and one 25,000 gallon double-walled tank and comparable single-walled tanks; the incremental difference in cost between double-walled piping and single-walled piping; and the incremental difference in cost between the concrete paving covering the underground tanks and pipes and the other paving at the facility calculated using the difference in cost per square foot. | The following property is used 100% for pollution control and is installed to meet or exceed federal or state regulations: Overfill alarms; tank top sumps; automatic tank gauging; automatic line leak detectors; liquid fuel sensors installed between the double walls of tanks and pipes to monitor for leaks; the incremental difference in cost one 20,000 gallon and one 25,000 gallon double-walled tank and comparable single-walled tanks; the incremental difference in cost between double-walled piping and single-walled piping; and the incremental difference in cost between the concrete paving covering the underground tanks and pipes and the other paving at the facility calculated using the difference in cost per square foot. | 2019-02-27 | 268824 | 100
22415 | T1 | PANJWANI ENERGY LLC | STAR STOP 56 | 7065 WILL CLAYTON PKWY | HUMBLE | TX | 77338 | HARRIS | CN604013359 | RN103051454 | Overfill alarms; tank top sumps; automatic tank gauging; automatic line leak detectors; liquid fuel sensors installed between the double walls of tanks and pipes to monitor for leaks; the incremental difference in cost between three 15,000 gallon and one 12,000 gallon double-walled tanks and comparable single-walled tanks; the incremental difference in cost between double-walled piping and single-walled piping; and the incremental difference in cost between the concrete paving covering the underground tanks and pipes and the other paving at the facility calculated using the difference in cost per square foot. | The following property is used 100% for pollution control and is installed to meet or exceed federal or state regulations: Overfill alarms; tank top sumps; automatic tank gauging; automatic line leak detectors; liquid fuel sensors installed between the double walls of tanks and pipes to monitor for leaks; the incremental difference in cost between three 15,000 gallon and one 12,000 gallon double-walled tanks and comparable single-walled tanks; the incremental difference in cost between double-walled piping and single-walled piping; and the incremental difference in cost between the concrete paving covering the underground tanks and pipes and the other paving at the facility calculated using the difference in cost per square foot. | 2019-03-01 | 377648 | 100
22416 | T1 | PANJWANI ENERGY LLC | STAR STOP 57 | 1225 BROADWAY ST | HOUSTON | TX | 77012 | HARRIS | CN604013359 | RN102648813 | Overfill alarms; tank top sumps; automatic tank gauging; automatic line leak detectors; liquid fuel sensors installed between the double walls of tanks and pipes to monitor for leaks; the incremental difference in cost between two 15,000 gallon and one 20,000 gallon double-walled tanks and comparable single-walled tanks; the incremental difference in cost between double-walled piping and single-walled piping; and the incremental difference in cost between the concrete paving covering the underground tanks and pipes and the other paving at the facility calculated using the difference in cost per square foot. | The following property is used 100% for pollution control and is installed to meet or exceed federal or state regulations: Overfill alarms; tank top sumps; automatic tank gauging; automatic line leak detectors; liquid fuel sensors installed between the double walls of tanks and pipes to monitor for leaks; the incremental difference in cost between two 15,000 gallon and one 20,000 gallon double-walled tanks and comparable single-walled tanks; the incremental difference in cost between double-walled piping and single-walled piping; and the incremental difference in cost between the concrete paving covering the underground tanks and pipes and the other paving at the facility calculated using the difference in cost per square foot. | 2019-02-27 | 373326 | 100
22417 | T1 | PANJWANI ENERGY LLC | STARSTOP 46 | 5248 ALLUM RD | HOUSTON | TX | 77045 | HARRIS | CN604013359 | RN105487474 | Overfill alarms; tank top sumps; automatic tank gauging; automatic line leak detectors; liquid fuel sensors installed between the double walls of tanks and pipes to monitor for leaks; the incremental difference in cost two 20,000 gallon double-walled tanks and comparable single-walled tanks; the incremental difference in cost between double-walled piping and single-walled piping; and the incremental difference in cost between the concrete paving covering the underground tanks and pipes and the other paving at the facility calculated using the difference in cost per square foot. | The following property is used 100% for pollution control and is installed to meet or exceed federal or state regulations: Overfill alarms; tank top sumps; automatic tank gauging; automatic line leak detectors; liquid fuel sensors installed between the double walls of tanks and pipes to monitor for leaks; the incremental difference in cost two 20,000 gallon double-walled tanks and comparable single-walled tanks; the incremental difference in cost between double-walled piping and single-walled piping; and the incremental difference in cost between the concrete paving covering the underground tanks and pipes and the other paving at the facility calculated using the difference in cost per square foot. | 2019-02-27 | 258824 | 100
22418 | T1 | PANJWANI ENERGY LLC | STARSTOP 49 | 8255 MILLS RD | HOUSTON | TX | 77064 | HARRIS | CN604013359 | RN106146673 | Overfill alarms; tank top sumps; automatic tank gauging; automatic line leak detectors; liquid fuel sensors installed between the double walls of tanks and pipes to monitor for leaks; the incremental difference in cost between one 12,000 gallon and one 20,000 gallon double-walled tanks and comparable single-walled tanks; the incremental difference in cost between double-walled piping and single-walled piping; and the incremental difference in cost between the concrete paving covering the underground tanks and pipes and the other paving at the facility calculated using the difference in cost per square foot. | The following property is used 100% for pollution control and is installed to meet or exceed federal or state regulations: Overfill alarms; tank top sumps; automatic tank gauging; automatic line leak detectors; liquid fuel sensors installed between the double walls of tanks and pipes to monitor for leaks; the incremental difference in cost between one 12,000 gallon and one 20,000 gallon double-walled tanks and comparable single-walled tanks; the incremental difference in cost between double-walled piping and single-walled piping; and the incremental difference in cost between the concrete paving covering the underground tanks and pipes and the other paving at the facility calculated using the difference in cost per square foot. | 2019-02-27 | 275824 | 100
22419 | T1 | PANJWANI ENERGY LLC | STAR STOP 11 | 1302 NORTH LOOP W | HOUSTON | TX | 77018 | HARRIS | CN604013359 | RN101752806 | Overfill alarms; tank top sumps; automatic tank gauging; automatic line leak detectors; liquid fuel sensors installed between the double walls of tanks and pipes to monitor for leaks; the incremental difference in cost between two 15,000 gallon double-walled tanks and comparable single-walled tanks; the incremental difference in cost between double-walled piping and single-walled piping; and the incremental difference in cost between the concrete paving covering the underground tanks and pipes and the other paving at the facility calculated using the difference in cost per square foot. | The following property is used 100% for pollution control and is installed to meet or exceed federal or state regulations: Overfill alarms; tank top sumps; automatic tank gauging; automatic line leak detectors; liquid fuel sensors installed between the double walls of tanks and pipes to monitor for leaks; the incremental difference in cost between two 15,000 gallon double-walled tanks and comparable single-walled tanks; the incremental difference in cost between double-walled piping and single-walled piping; and the incremental difference in cost between the concrete paving covering the underground tanks and pipes and the other paving at the facility calculated using the difference in cost per square foot. | 2019-02-27 | 275824 | 100
22420 | T1 | PANJWANI ENERGY LLC | STAR STOP 98 | 20424 KUYKENDAHL RD | SPRING | TX | 77379 | HARRIS | CN604013359 | RN109427013 | Overfill alarms; tank top sumps; automatic tank gauging; automatic line leak detectors; liquid fuel sensors installed between the double walls of tanks and pipes to monitor for leaks; the incremental difference in cost one 22,000 gallon and one 20,000 gallon double-walled tank and comparable single-walled tanks; the incremental difference in cost between double-walled piping and single-walled piping; and the incremental difference in cost between the concrete paving covering the underground tanks and pipes and the other paving at the facility calculated using the difference in cost per square foot. | The following property is used 100% for pollution control and is installed to meet or exceed federal or state regulations: Overfill alarms; tank top sumps; automatic tank gauging; automatic line leak detectors; liquid fuel sensors installed between the double walls of tanks and pipes to monitor for leaks; the incremental difference in cost one 22,000 gallon and one 20,000 gallon double-walled tank and comparable single-walled tanks; the incremental difference in cost between double-walled piping and single-walled piping; and the incremental difference in cost between the concrete paving covering the underground tanks and pipes and the other paving at the facility calculated using the difference in cost per square foot. | 2019-03-01 | 363924 | 100
22421 | T1 | PANJWANI ENERGY LLC | STARSTOP 23 | 11302 WESTHEIMER RD | HOUSTON | TX | 77077 | HARRIS | CN604013359 | RN102494010 | Overfill alarms; tank top sumps; automatic tank gauging; automatic line leak detectors; liquid fuel sensors installed between the double walls of tanks and pipes to monitor for leaks; the incremental difference in cost two 20,000 gallon double-walled tanks and comparable single-walled tanks; the incremental difference in cost between double-walled piping and single-walled piping; and the incremental difference in cost between the concrete paving covering the underground tanks and pipes and the other paving at the facility calculated using the difference in cost per square foot. | The following property is used 100% for pollution control and is installed to meet or exceed federal or state regulations: Overfill alarms; tank top sumps; automatic tank gauging; automatic line leak detectors; liquid fuel sensors installed between the double walls of tanks and pipes to monitor for leaks; the incremental difference in cost two 20,000 gallon double-walled tanks and comparable single-walled tanks; the incremental difference in cost between double-walled piping and single-walled piping; and the incremental difference in cost between the concrete paving covering the underground tanks and pipes and the other paving at the facility calculated using the difference in cost per square foot. | 2019-02-27 | 258824 | 100
22422 | T1 | LCY ELASTOMERS LP | LCY ELASTOMERS | 4803 DECKER DR | BAYTOWN | TX | 77520 | HARRIS | CN602579542 | RN102325974 | Low pressure flare tip and high pressure flare tip. | The following property is used 100% for pollution control and is installed to meet or exceed federal or state regulations: Low pressure flare tip and high pressure flare tip. | 2019-06-14 | 108787 | 100
22423 | T1 | PANJWANI ENERGY LLC | STAR STOP 03 | 12546 EAST FWY | HOUSTON | TX | 77015 | HARRIS | CN604013359 | RN100703297 | Overfill alarms; tank top sumps; automatic tank gauging; automatic line leak detectors; liquid fuel sensors installed between the double walls of tanks and pipes to monitor for leaks; the incremental difference in cost two 20,000 gallon double-walled tanks and comparable single-walled tanks; the incremental difference in cost between double-walled piping and single-walled piping; and the incremental difference in cost between the concrete paving covering the underground tanks and pipes and the other paving at the facility calculated using the difference in cost per square foot. | The following property is used 100% for pollution control and is installed to meet or exceed federal or state regulations: Overfill alarms; tank top sumps; automatic tank gauging; automatic line leak detectors; liquid fuel sensors installed between the double walls of tanks and pipes to monitor for leaks; the incremental difference in cost two 20,000 gallon double-walled tanks and comparable single-walled tanks; the incremental difference in cost between double-walled piping and single-walled piping; and the incremental difference in cost between the concrete paving covering the underground tanks and pipes and the other paving at the facility calculated using the difference in cost per square foot. | 2019-02-27 | 258824 | 100
22424 | T2 | FREEPORT LNG DEVELOPMENT LP | FREEPORT LNG PRETREATMENT FACILITY | Latitude = 28.9791, Longitude = -95.3069 | Brazoria County | TX | 77541 | BRAZORIA | CN601720345 | RN106481500 | Amine Drain Drum 61V-26, Rich/Lean Amine Exchangers 61E-22 A/B, Amine Flash Drum and internals 61V-21, Amine Drain Drum Sump Pump 61P-27, Amine Drain Drum Sump 61U-26, Amine Drain Pumps 61P-24 and 67P-95, Amine Contactor and Internals 61V-20, Amine Drain Hydrocarbon Pumps 67P-96 and 61P-25, Dehydration Water Coalescers 61V-34, Amine Drain Drums 61V-26 and 67V-26, Dehydration Filter Coalescer 61F-34, Dehydration Water Fines Filter 61F-33, Dehydration Water Carbon Filter 61F-32, Amine Particulate Filters 61F-20, Amine Carbon Filters 61F-21, Amine Carbon Fine Filters 61F-22, Amine Drain Filters 61F-23 and 67F-23, and shared common associated piping, pumps, and valves used exclusively to move the rich amine through the regeneration process and to collect contaminants generated by the process. | The following property is used 100% for pollution control and is installed to meet or exceed federal or state regulations: Amine Drain Drum 61V-26, Rich/Lean Amine Exchangers 61E-22 A/B, Amine Flash Drum and internals 61V-21, Amine Drain Drum Sump Pump 61P-27, Amine Drain Drum Sump 61U-26, Amine Drain Pumps 61P-24 and 67P-95, Amine Contactor and Internals 61V-20, Amine Drain Hydrocarbon Pumps 67P-96 and 61P-25, Dehydration Water Coalescers 61V-34, Amine Drain Drums 61V-26 and 67V-26, Dehydration Filter Coalescer 61F-34, Dehydration Water Fines Filter 61F-33, Dehydration Water Carbon Filter 61F-32, Amine Particulate Filters 61F-20, Amine Carbon Filters 61F-21, Amine Carbon Fine Filters 61F-22, Amine Drain Filters 61F-23 and 67F-23, and shared common associated piping, pumps, and valves used exclusively to move the rich amine through the regeneration process and to collect contaminants generated by the process. | 2019-03-18 | 8079838 | 100
22425 | T1 | SHINTECH INCORPORATED | SHINTECH | 5618 E HIGHWAY 332 | FREEPORT | TX | 77541 | BRAZORIA | CN600128425 | RN100213198 | Thermal oxidizer system (UN-821) consisting of the elevated horizontal thermal oxidizer, quench system, caustic scrubber and emissions stack. | The following property is used 100% for pollution control and is installed to meet or exceed federal or state regulations: Thermal oxidizer system (UN-821) consisting of the elevated horizontal thermal oxidizer, quench system, caustic scrubber and emissions stack. | 2019-03-15 | 3800000 | 100
22426 | T1 | PANJWANI ENERGY LLC | STAR STOP 51 | 13759 WILL CLAYTON PKWY | HUMBLE | TX | 77346 | HARRIS | CN604013359 | RN106465347 | Overfill alarms; tank top sumps; automatic tank gauging; automatic line leak detectors; liquid fuel sensors installed between the double walls of tanks and pipes to monitor for leaks; the incremental difference in cost between one 20,000 gallon and one 25,000 gallon double-walled tanks and comparable single-walled tanks; the incremental difference in cost between double-walled piping and single-walled piping; and the incremental difference in cost between the concrete paving covering the underground tanks and pipes and the other paving at the facility calculated using the difference in cost per square foot. | The following property is used 100% for pollution control and is installed to meet or exceed federal or state regulations: Overfill alarms; tank top sumps; automatic tank gauging; automatic line leak detectors; liquid fuel sensors installed between the double walls of tanks and pipes to monitor for leaks; the incremental difference in cost between one 20,000 gallon and one 25,000 gallon double-walled tanks and comparable single-walled tanks; the incremental difference in cost between double-walled piping and single-walled piping; and the incremental difference in cost between the concrete paving covering the underground tanks and pipes and the other paving at the facility calculated using the difference in cost per square foot. | 2019-02-27 | 268824 | 100
22427 | T1 | PANJWANI ENERGY LLC | STARSTOP 26 | 3810 LITTLE YORK RD | HOUSTON | TX | 77093 | HARRIS | CN604013359 | RN102486107 | Overfill alarms; tank top sumps; automatic tank gauging; automatic line leak detectors; liquid fuel sensors installed between the double walls of tanks and pipes to monitor for leaks; the incremental difference in cost between one 20,000 gallon and one 15,000 gallon double-walled tanks and comparable single-walled tanks; the incremental difference in cost between double-walled piping and single-walled piping; and the incremental difference in cost between the concrete paving covering the underground tanks and pipes and the other paving at the facility calculated using the difference in cost per square foot. | The following property is used 100% for pollution control and is installed to meet or exceed federal or state regulations: Overfill alarms; tank top sumps; automatic tank gauging; automatic line leak detectors; liquid fuel sensors installed between the double walls of tanks and pipes to monitor for leaks; the incremental difference in cost between one 20,000 gallon and one 15,000 gallon double-walled tanks and comparable single-walled tanks; the incremental difference in cost between double-walled piping and single-walled piping; and the incremental difference in cost between the concrete paving covering the underground tanks and pipes and the other paving at the facility calculated using the difference in cost per square foot. | 2019-02-27 | 255824 | 100
22428 | T1 | LHOIST NORTH AMERICA OF TEXAS LTD | LHOIST NORTH AMERICA CLIFTON LIME PLANT | Latitude = 31.708333, Longitude = -97.597222 | Bosque County | TX | 76634 | BOSQUE | CN600130470 | RN100219856 | Continuous emission monitor system in the Kiln 2 area. | The following property is used 100% for pollution control and is installed to meet or exceed federal or state regulations: Continuous emission monitor system in the Kiln 2 area.Continuous emission monitor system in the Kiln 2 area. | 2019-07-19 | 252826 | 100
22429 | T2 | CRESTWOOD NEW MEXICO PIPELINE LLC | CRESTWOOD DELAWARE BASIN GAS PROCESSING PLANT | Latitude = 31.835394, Longitude = -103.898169 | Reeves County | TX | 79770 | REEVES | CN605432889 | RN110016813 | Nondestructive pipeline testing expenditures â€“ Radiography. | The following property is used 100% for pollution control and is installed to meet or exceed federal or state regulations: Nondestructive pipeline testing expenditures â€“ Radiography. | 2019-03-05 | 1540537 | 100
22430 | T1 | CRESTWOOD NEW MEXICO PIPELINE LLC | CRESTWOOD DELAWARE BASIN GAS PROCESSING PLANT | Latitude = 31.835394, Longitude = -103.898169 | Reeves County | TX | 79770 | REEVES | CN605432889 | RN110016813 | Metal containment berms around six 400 BBL condensate storage tanks, two 400 BBL slop oil tanks, one 100 BBL used oil tank, one 100 BBL lube oil storage tank, one 210 BBL amine tank, two 210 BBL treated water tanks, and one 210 BBL waste water tank; secondary containment consisting of a sloped concrete floor and four two-foot high walls in the truck loading area; secondary containment consisting of a concrete floor/pad under the amine treating unit with four one-foot high walls; secondary containment consisting of a concrete floor/pad in the in the glycol dehydration/regeneration unit with four one-foot high walls; and two 400 BBL steel slop oil tanks, one 100 BBL steel used oil tank, and one 100 BBL steel oil tank. | The following property is used 100% for pollution control and is installed to meet or exceed federal or state regulations: Metal containment berms around six 400 BBL condensate storage tanks, two 400 BBL slop oil tanks, one 100 BBL used oil tank, one 100 BBL lube oil storage tank, one 210 BBL amine tank, two 210 BBL treated water tanks, and one 210 BBL waste water tank; secondary containment consisting of a sloped concrete floor and four two-foot high walls in the truck loading area; secondary containment consisting of a concrete floor/pad under the amine treating unit with four one-foot high walls; secondary containment consisting of a concrete floor/pad in the in the glycol dehydration/regeneration unit with four one-foot high walls; and two 400 BBL steel slop oil tanks, one 100 BBL steel used oil tank, and one 100 BBL steel oil tank. | 2019-03-08 | 363018 | 100
22431 | T1 | PANJWANI ENERGY LLC | EXXON RS 62685 | 2211 NORTH FWY | HOUSTON | TX | 77009 | HARRIS | CN604013359 | RN101473254 | Overfill alarms; tank top sumps; automatic tank gauging; automatic line leak detectors; liquid fuel sensors installed between the double walls of tanks and pipes to monitor for leaks; the incremental difference in cost between one 20,000 gallon and one 25,000 gallon double-walled tanks and comparable single-walled tanks; the incremental difference in cost between double-walled piping and single-walled piping; and the incremental difference in cost between the concrete paving covering the underground tanks and pipes and the other paving at the facility calculated using the difference in cost per square foot. | The following property is used 100% for pollution control and is installed to meet or exceed federal or state regulations: Overfill alarms; tank top sumps; automatic tank gauging; automatic line leak detectors; liquid fuel sensors installed between the double walls of tanks and pipes to monitor for leaks; the incremental difference in cost between one 20,000 gallon and one 25,000 gallon double-walled tanks and comparable single-walled tanks; the incremental difference in cost between double-walled piping and single-walled piping; and the incremental difference in cost between the concrete paving covering the underground tanks and pipes and the other paving at the facility calculated using the difference in cost per square foot. | 2019-03-04 | 363924 | 100
22432 | T1 | BASF CORPORATION | BASF FREEPORT SITE | 602 COPPER RD | FREEPORT | TX | 77541 | BRAZORIA | CN600124895 | RN100218049 | Caprolactum Scrubber System | 6/18/2019 - No response to the ANOD. | 2019-05-15 | 2700000 | 100
22433 | T1 | BASF CORPORATION | BASF FREEPORT HARBOR TERMINAL | FM 1495 | FREEPORT | TX | 77541 | BRAZORIA | CN600124895 | RN101619690 | Ammonia Terminal Flare System consisting of Flare FL-200, a flare header, a flare knock out drum and two pumps. | The following property is used 100% for pollution control and is installed to meet or exceed federal or state regulations: Ammonia Terminal Flare System consisting of Flare FL-200, a flare header, a flare knock out drum and two pumps. | 2019-04-15 | 6450000 | 100
22434 | T1 | BASF CORPORATION | BASF FREEPORT SITE | 602 COPPER RD | FREEPORT | TX | 77541 | BRAZORIA | CN600124895 | RN100218049 | Waste water system upgrades consisting of a sand filter system and a chlorine contact basin. | The following property is used 100% for pollution control and is installed to meet or exceed federal or state regulations: Waste water system upgrades consisting of a sand filter system and a chlorine contact basin. | 2019-04-15 | 15017000 | 100
22435 | T1 | DBM OIL SERVICES LLC | NORTH LOVING REGIONAL OIL TREATMENT FACILITY | Latitude = 31.939986, Longitude = -103.681446 | Loving County | TX | 79754 | LOVING | CN605491794 | RN109849315 | Flare. | The following property is used 100% for pollution control and is installed to meet or exceed federal or state regulations: Flare. | 2019-06-14 | 455930 | 100
22436 | T1 | DBM OIL SERVICES LLC | NORTH REEVES REGIONAL OIL TREATING FACILITY | Latitude = 31.8471, Longitude = -103.8894 | Reeves County | TX | 79772 | REEVES | CN605491794 | RN109771501 | Flare. | The following property is used 100% for pollution control and is installed to meet or exceed federal or state regulations: Flare. | 2019-06-14 | 455930 | 100
22437 | T1 | DELAWARE BASIN MIDSTREAM LLC | MENTONE GAS PLANT | Latitude = 31.785361, Longitude = -103.683806 | Loving County | TX | 79754 | LOVING | CN604322891 | RN109847806 | Regenerative thermal oxidizer and flare. | The following property is used 100% for pollution control and is installed to meet or exceed federal or state regulations: Regenerative thermal oxidizer and flare. | 2019-06-21 | 1129930 | 100
22438 | T1 | ROCK RIDGE WATER LLC | CHANEY MOORE SWD WELL | Latitude = 32.323218, Longitude = -101.588834 | Howard County | TX | 79720 | HOWARD | CN605609767 | RN110722022 | Non-commercial salt water disposal well consisting of tanks, pumps, a wellhead, the well casing, tubing inside the well casing, meters, valves and piping. | The following property is used 100% for pollution control and is installed to meet or exceed federal or state regulations: Non-commercial salt water disposal well consisting of tanks, pumps, a wellhead, the well casing, tubing inside the well casing, meters, valves and piping. | 2019-03-27 | 2681083 | 100
22439 | T1 | ROCK RIDGE WATER LLC | NEPTUNE 1 SWD | Latitude = 32.25658, Longitude = -101.69018 | Howard County | TX | 79720 | HOWARD | CN605609767 | RN110631090 | Non-commercial salt water disposal well consisting of tanks, pumps, a wellhead, the well casing, tubing inside the well casing, meters, valves and piping. | The following property is used 100% for pollution control and is installed to meet or exceed federal or state regulations: Non-commercial salt water disposal well consisting of tanks, pumps, a wellhead, the well casing, tubing inside the well casing, meters, valves and piping. | 2019-03-27 | 5709599 | 100
22440 | T1 | PANJWANI ENERGY LLC | STAR STOP 42 | 14304 GULF FWY | HOUSTON | TX | 77034 | HARRIS | CN604013359 | RN102250370 | Overfill alarms; tank top sumps; automatic tank gauging; automatic line leak detectors; liquid fuel sensors installed between the double walls of tanks and pipes to monitor for leaks; the incremental difference in cost between two 20,000 gallon double-walled tanks and comparable single-walled tanks; the incremental difference in cost between double-walled piping and single-walled piping; and the incremental difference in cost between the concrete paving covering the underground tanks and pipes and the other paving at the facility calculated using the difference in cost per square foot. | The following property is used 100% for pollution control and is installed to meet or exceed federal or state regulations: Overfill alarms; tank top sumps; automatic tank gauging; automatic line leak detectors; liquid fuel sensors installed between the double walls of tanks and pipes to monitor for leaks; the incremental difference in cost between two 20,000 gallon double-walled tanks and comparable single-walled tanks; the incremental difference in cost between double-walled piping and single-walled piping; and the incremental difference in cost between the concrete paving covering the underground tanks and pipes and the other paving at the facility calculated using the difference in cost per square foot. | 2019-03-12 | 269724 | 100
22441 | T1 | ROCK RIDGE WATER LLC | HYDRA 1 SWD | Latitude = 32.31884, Longitude = -101.58584 | Howard County | TX | 79720 | HOWARD | CN605609767 | RN110631108 | Non-commercial salt water disposal well consisting of tanks, pumps, a wellhead, the well casing, tubing inside the well casing, meters, valves and piping. | The following property is used 100% for pollution control and is installed to meet or exceed federal or state regulations: Non-commercial salt water disposal well consisting of tanks, pumps, a wellhead, the well casing, tubing inside the well casing, meters, valves and piping. | 2019-03-27 | 5684652 | 100
22442 | T1 | ROCK RIDGE WATER LLC | FLETCH 1 SWD WELL | Latitude = 32.201521, Longitude = -101.4784 | Howard County | TX | 79720 | HOWARD | CN605609767 | RN110724291 | Non-commercial salt water disposal well consisting of tanks, pumps, a wellhead, the well casing, tubing inside the well casing, meters, valves and piping. | The following property is used 100% for pollution control and is installed to meet or exceed federal or state regulations: Non-commercial salt water disposal well consisting of tanks, pumps, a wellhead, the well casing, tubing inside the well casing, meters, valves and piping. | 2019-03-27 | 2907479 | 100
22443 | T1 | ROCK RIDGE WATER LLC | ANNALEA SWD WELL | Latitude = 32.133412, Longitude = -101.73842 | Howard County | TX | 79720 | HOWARD | CN605609767 | RN110724309 | Non-commercial salt water disposal well consisting of tanks, pumps, a wellhead, the well casing, tubing inside the well casing, meters, valves and piping. | The following property is used 100% for pollution control and is installed to meet or exceed federal or state regulations: Non-commercial salt water disposal well consisting of tanks, pumps, a wellhead, the well casing, tubing inside the well casing, meters, valves and piping. | 2019-03-27 | 7470223 | 100
22444 | T1 | ROCK RIDGE WATER LLC | DELPHIN 1 SWD WELL | 10 MILES NW OF BIG SPRING S29 BLK A BAUER AND COCKRELL A-578 | Howard County | TX | 79720 | HOWARD | CN605609767 | RN110724325 | Non-commercial salt water disposal well consisting of tanks, pumps, a wellhead, the well casing, tubing inside the well casing, meters, valves and piping. | The following property is used 100% for pollution control and is installed to meet or exceed federal or state regulations: Non-commercial salt water disposal well consisting of tanks, pumps, a wellhead, the well casing, tubing inside the well casing, meters, valves and piping. | 2019-03-27 | 5633078 | 100
22445 | T1 | ROCK RIDGE WATER LLC | HOOPSNAKE 23-2 SWD WELL | Latitude = 32.136704, Longitude = -101.692416 | Howard County | TX | 79720 | HOWARD | CN605609767 | RN110724515 | Non-commercial salt water disposal well consisting of tanks, pumps, a wellhead, the well casing, tubing inside the well casing, meters, valves and piping. | The following property is used 100% for pollution control and is installed to meet or exceed federal or state regulations: Non-commercial salt water disposal well consisting of tanks, pumps, a wellhead, the well casing, tubing inside the well casing, meters, valves and piping. | 2019-03-27 | 1557138 | 100
22446 | T1 | ROCK RIDGE WATER LLC | HOOPSNAKE 22-1 SWD WELL | Latitude = 32.141111, Longitude = -101.703611 | Martin County | TX | 79782 | MARTIN | CN605609767 | RN110724549 | Non-commercial salt water disposal well consisting of tanks, pumps, a wellhead, the well casing, tubing inside the well casing, meters, valves and piping. | The following property is used 100% for pollution control and is installed to meet or exceed federal or state regulations: Non-commercial salt water disposal well consisting of tanks, pumps, a wellhead, the well casing, tubing inside the well casing, meters, valves and piping. | 2019-03-27 | 1218637 | 100
22447 | T1 | ROCK RIDGE WATER LLC | COSTANZA KRAMER SWD PIPELINE IN HOWARD COUNTY | INTERCONENCTING LINES FOR SWD WLLS ACROSS HOWARD COUNTY | Howard County | TX | 79720 | HOWARD | CN605609767 | RN110724580 | Pipeline constructed to transport salt water to a series of non-commercial salt water disposal facilities in Howard County, and meters that are part of the pipeline system to measure the amount of salt water disposed at each site. | The following property is used 100% for pollution control and is installed to meet or exceed federal or state regulations: Pipeline constructed to transport salt water to a series of non-commercial salt water disposal facilities in Howard County, and meters that are part of the pipeline system to measure the amount of salt water disposed at each site. | 2019-03-29 | 2466834.32 | 100
22448 | T1 | PANJWANI ENERGY LLC | STAR STOP 102 | 5115 THOUSAND OAKS DR | SAN ANTONIO | TX | 78233 | BEXAR | CN604013359 | RN107107864 | Overfill alarms; tank top sumps; automatic tank gauging; automatic line leak detectors; liquid fuel sensors installed between the double walls of tanks and pipes to monitor for leaks; the incremental difference in cost between one 32,000 gallon double-walled tank and comparable single-walled tank; the incremental difference in cost between double-walled piping and single-walled piping; and the incremental difference in cost between the concrete paving covering the underground tanks and pipes and the other paving at the facility calculated using the difference in cost per square foot. | The following property is used 100% for pollution control and is installed to meet or exceed federal or state regulations: Overfill alarms; tank top sumps; automatic tank gauging; automatic line leak detectors; liquid fuel sensors installed between the double walls of tanks and pipes to monitor for leaks; the incremental difference in cost between one 32,000 gallon double-walled tank and comparable single-walled tank; the incremental difference in cost between double-walled piping and single-walled piping; and the incremental difference in cost between the concrete paving covering the underground tanks and pipes and the other paving at the facility calculated using the difference in cost per square foot. | 2019-03-12 | 199462 | 100
22449 | T1 | PANJWANI ENERGY LLC | STAR STOP 47 | 6141 SOUTH LOOP E | HOUSTON | TX | 77087 | HARRIS | CN604013359 | RN102795846 | Overfill alarms; tank top sumps; automatic tank gauging; automatic line leak detectors; liquid fuel sensors installed between the double walls of tanks and pipes to monitor for leaks; the incremental difference in cost between one 10,000 gallon double-walled tank and comparable single-walled tank; secondary containment consisting of a fiberglass Poly Tub around each of three single walled tanks; the incremental difference in cost between double-walled piping and single-walled piping; and the incremental difference in cost between the concrete paving covering the underground tanks and pipes and the other paving at the facility calculated using the difference in cost per square foot. | The following property is used 100% for pollution control and is installed to meet or exceed federal or state regulations: Overfill alarms; tank top sumps; automatic tank gauging; automatic line leak detectors; liquid fuel sensors installed between the double walls of tanks and pipes to monitor for leaks; the incremental difference in cost between one 10,000 gallon double-walled tank and comparable single-walled tank; secondary containment consisting of a fiberglass Poly Tub around each of three single walled tanks; the incremental difference in cost between double-walled piping and single-walled piping; and the incremental difference in cost between the concrete paving covering the underground tanks and pipes and the other paving at the facility calculated using the difference in cost per square foot. | 2019-03-15 | 290100 | 100
22450 | T1 | PANJWANI ENERGY LLC | STARSTOP 48 | 9350 NORTH FWY | HOUSTON | TX | 77037 | HARRIS | CN604013359 | RN105072854 | Overfill alarms; tank top sumps; automatic tank gauging; automatic line leak detectors; liquid fuel sensors installed between the double walls of tanks and pipes to monitor for leaks; the incremental difference in cost between one 25,000 gallon, one 12,000 gallon and one 8,000 gallon double-walled tanks and comparable single-walled tanks; the incremental difference in cost between double-walled piping and single-walled piping; and the incremental difference in cost between the concrete paving covering the underground tanks and pipes and the other paving at the facility calculated using the difference in cost per square foot. | The following property is used 100% for pollution control and is installed to meet or exceed federal or state regulations: Overfill alarms; tank top sumps; automatic tank gauging; automatic line leak detectors; liquid fuel sensors installed between the double walls of tanks and pipes to monitor for leaks; the incremental difference in cost between one 25,000 gallon, one 12,000 gallon and one 8,000 gallon double-walled tanks and comparable single-walled tanks; the incremental difference in cost between double-walled piping and single-walled piping; and the incremental difference in cost between the concrete paving covering the underground tanks and pipes and the other paving at the facility calculated using the difference in cost per square foot. | 2019-03-13 | 323386 | 100
22451 | T1 | PANJWANI ENERGY LLC | STARSTOP 24 | 22610 TOMBALL PKWY | TOMBALL | TX | 77375 | HARRIS | CN604013359 | RN102489994 | Overfill alarms; tank top sumps; automatic tank gauging; automatic line leak detectors; liquid fuel sensors installed between the double walls of tanks and pipes to monitor for leaks; the incremental difference in cost between one 15,000 gallon and one 20,000 gallon double-walled tanks and comparable single-walled tanks; the incremental difference in cost between double-walled piping and single-walled piping; and the incremental difference in cost between the concrete paving covering the underground tanks and pipes and the other paving at the facility calculated using the difference in cost per square foot. | The following property is used 100% for pollution control and is installed to meet or exceed federal or state regulations: Overfill alarms; tank top sumps; automatic tank gauging; automatic line leak detectors; liquid fuel sensors installed between the double walls of tanks and pipes to monitor for leaks; the incremental difference in cost between one 15,000 gallon and one 20,000 gallon double-walled tanks and comparable single-walled tanks; the incremental difference in cost between double-walled piping and single-walled piping; and the incremental difference in cost between the concrete paving covering the underground tanks and pipes and the other paving at the facility calculated using the difference in cost per square foot. | 2019-03-13 | 268824 | 100
22452 | T1 | PANJWANI ENERGY LLC | STAR STOP 60 | 2111 SOUTHMORE BLVD | HOUSTON | TX | 77004 | HARRIS | CN604013359 | RN102656030 | Overfill alarms; tank top sumps; automatic tank gauging; automatic line leak detectors; liquid fuel sensors installed between the double walls of tanks and pipes to monitor for leaks; secondary containment consisting of a fiberglass Poly Tub around each of four single walled tanks; the incremental difference in cost between double-walled piping and single-walled piping; and the incremental difference in cost between the concrete paving covering the underground tanks and pipes and the other paving at the facility calculated using the difference in cost per square foot. | The following property is used 100% for pollution control and is installed to meet or exceed federal or state regulations: Overfill alarms; tank top sumps; automatic tank gauging; automatic line leak detectors; liquid fuel sensors installed between the double walls of tanks and pipes to monitor for leaks; secondary containment consisting of a fiberglass Poly Tub around each of four single walled tanks; the incremental difference in cost between double-walled piping and single-walled piping; and the incremental difference in cost between the concrete paving covering the underground tanks and pipes and the other paving at the facility calculated using the difference in cost per square foot. | 2019-03-15 | 262100 | 100
22453 | T1 | PANJWANI ENERGY LLC | STAR STOP 68 | 101 CAVALCADE ST | HOUSTON | TX | 77009 | HARRIS | CN604013359 | RN102660602 | Overfill alarms; tank top sumps; automatic tank gauging; automatic line leak detectors; liquid fuel sensors installed between the double walls of tanks and pipes to monitor for leaks; the incremental difference in cost between two 15,000 gallon double-walled tanks and comparable single-walled tanks; the incremental difference in cost between double-walled piping and single-walled piping; and the incremental difference in cost between the concrete paving covering the underground tanks and pipes and the other paving at the facility calculated using the difference in cost per square foot. | The following property is used 100% for pollution control and is installed to meet or exceed federal or state regulations: Overfill alarms; tank top sumps; automatic tank gauging; automatic line leak detectors; liquid fuel sensors installed between the double walls of tanks and pipes to monitor for leaks; the incremental difference in cost between two 15,000 gallon double-walled tanks and comparable single-walled tanks; the incremental difference in cost between double-walled piping and single-walled piping; and the incremental difference in cost between the concrete paving covering the underground tanks and pipes and the other paving at the facility calculated using the difference in cost per square foot. | 2019-03-13 | 268824 | 100
22454 | T1 | THE SABINE MINING COMPANY | SOUTH HALLSVILLE 1 MINE RUSK AREA | Latitude = 32.359722, Longitude = -94.505 | Rusk County | TX | 75652 | RUSK | CN600835797 | RN105917884 | W2 sediment pond, two 16" Gator pumps, two Cornell 6" pumps and JD engines, 2 150kw Cummins generators, 2 barge electric pumps, 2 barge diesel pumps. | The following property is used 100% for pollution control and is installed to meet or exceed federal or state regulations: W2 sediment pond, two 16" Gator pumps, two Cornell 6" pumps and JD engines, 2 150kw Cummins generators, 2 barge electric pumps, 2 barge diesel pumps. | 2019-04-24 | 2842690 | 100
22455 | T1 | THE SABINE MINING COMPANY | SOUTH HALLSVILLE 1 MINE RUSK AREA | Latitude = 32.359722, Longitude = -94.505 | Rusk County | TX | 75652 | RUSK | CN600835797 | RN105917884 | Property Description: Komatsu PC2000-11 Excavator (VIN XXXXX UNIT # XXXXXX) and D11T Dozer (VIN XXXXXXXX UNIT # XXXXXX) used exclusively for land reclamation. | The following property is used 100% for pollution control and is installed to meet or exceed federal or state regulations: Komatsu PC2000-11 Excavator (VIN XXXXX UNIT # XXXXXX) and D11T Dozer (VIN XXXXX UNIT # XXXXXX) used exclusively for land reclamation. | 2019-04-03 | 5164807.89 | 100
22456 | T1 | REDI-MIX LLC | REDI-MIX ALEDO | Latitude = 32.718458, Longitude = -97.536726 | Tarrant County | TX | 76008 | TARRANT | CN603242058 | RN107695108 | Central Baghouse Dust Collector. | The following property is used 100% for pollution control and is installed to meet or exceed federal or state regulations: Central Baghouse Dust Collector. | 2019-03-13 | 39660 | 100
22457 | T1 | REDI-MIX LLC | REDI MIX FERRIS CBP SN P6337 F1 | 1100 S IH 45 | FERRIS | TX | 75125 | ELLIS | CN603242058 | RN110727005 | Central Baghouse Dust Collector. | The following property is used 100% for pollution control and is installed to meet or exceed federal or state regulations: Central Baghouse Dust Collector. | 2019-03-13 | 39660 | 100
22458 | T1 | REDI-MIX LLC | BODIN CONCRETE | 2010 KRISTY LN | ROCKWALL | TX | 75032 | ROCKWALL | CN603242058 | RN100241702 | Central Baghouse Dust Collector. | The following property is used 100% for pollution control and is installed to meet or exceed federal or state regulations: Central Baghouse Dust Collector. | 2019-03-13 | 39660 | 100
22459 | T1 | REDI-MIX LLC | REDI MIX LITTLE ELM | 2405 W FM 720 | LITTLE ELM | TX | 75068 | DENTON | CN603242058 | RN101849222 | Central Baghouse Dust Collector. | The following property is used 100% for pollution control and is installed to meet or exceed federal or state regulations: Central Baghouse Dust Collector. | 2019-03-13 | 39660 | 100
22460 | T1 | REDI-MIX LLC | REDI MIX PLANT 11 | 6202 THERESA DR | SHERMAN | TX | 75090 | GRAYSON | CN603242058 | RN100249275 | Central Baghouse Dust Collector. | The following property is used 100% for pollution control and is installed to meet or exceed federal or state regulations: Central Baghouse Dust Collector. | 2019-03-13 | 45205 | 100
22461 | T1 | REDI-MIX LLC | REDI-MIX CONCRETE KENNEDALE | 7206 EDEN RD | KENNEDALE | TX | 76060 | TARRANT | CN603242058 | RN101689727 | Central Baghouse Dust Collector. | The following property is used 100% for pollution control and is installed to meet or exceed federal or state regulations: Central Baghouse Dust Collector. | 2019-03-15 | 39660 | 100
22462 | T1 | REDI-MIX LLC | REDI-MIX MIDLOTHIAN 227 | 5750 W HIGHWAY 287 | MIDLOTHIAN | TX | 76065 | ELLIS | CN603242058 | RN100753995 | Central Baghouse Dust Collector. | The following property is used 100% for pollution control and is installed to meet or exceed federal or state regulations: Central Baghouse Dust Collector. | 2019-03-13 | 39660 | 100
22463 | T1 | PANJWANI ENERGY LLC | STARSTOP 39 | 12602 SOUTHWEST FWY | STAFFORD | TX | 77477 | FORT BEND | CN604013359 | RN102560133 | Overfill alarms; tank top sumps; automatic tank gauging; automatic line leak detectors; liquid fuel sensors installed between the double walls of tanks and pipes to monitor for leaks; the incremental difference in cost between three 12,000 gallon double-walled tanks and comparable single-walled tanks; the incremental difference in cost between double-walled piping and single-walled piping; and the incremental difference in cost between the concrete paving covering the underground tanks and pipes and the other paving at the facility calculated using the difference in cost per square foot. | The following property is used 100% for pollution control and is installed to meet or exceed federal or state regulations: Overfill alarms; tank top sumps; automatic tank gauging; automatic line leak detectors; liquid fuel sensors installed between the double walls of tanks and pipes to monitor for leaks; the incremental difference in cost between three 12,000 gallon double-walled tanks and comparable single-walled tanks; the incremental difference in cost between double-walled piping and single-walled piping; and the incremental difference in cost between the concrete paving covering the underground tanks and pipes and the other paving at the facility calculated using the difference in cost per square foot. | 2019-03-13 | 252386 | 100
22464 | T1 | PANJWANI ENERGY LLC | STAR STOP 92 | 2142 E SOUTHCROSS BLVD | SAN ANTONIO | TX | 78223 | BEXAR | CN604013359 | RN100595842 | Overfill alarms; tank top sumps; automatic tank gauging; automatic line leak detectors; liquid fuel sensors installed between the double walls of tanks and pipes to monitor for leaks; the incremental difference in cost between three 12,000 gallon double-walled tanks and comparable single-walled tanks; the incremental difference in cost between double-walled piping and single-walled piping; and the incremental difference in cost between the concrete paving covering the underground tanks and pipes and the other paving at the facility calculated using the difference in cost per square foot. | The following property is used 100% for pollution control and is installed to meet or exceed federal or state regulations: Overfill alarms; tank top sumps; automatic tank gauging; automatic line leak detectors; liquid fuel sensors installed between the double walls of tanks and pipes to monitor for leaks; the incremental difference in cost between three 12,000 gallon double-walled tanks and comparable single-walled tanks; the incremental difference in cost between double-walled piping and single-walled piping; and the incremental difference in cost between the concrete paving covering the underground tanks and pipes and the other paving at the facility calculated using the difference in cost per square foot. | 2019-03-13 | 252386 | 100
22465 | T1 | PANJWANI ENERGY LLC | STAR STOP 61 | 14101 NORTHWEST FWY | HOUSTON | TX | 77040 | HARRIS | CN604013359 | RN101473411 | Overfill alarms; tank top sumps; automatic tank gauging; automatic line leak detectors; liquid fuel sensors installed between the double walls of tanks and pipes to monitor for leaks; the incremental difference in cost between two 20,000 gallon double-walled tanks and comparable single-walled tanks; the incremental difference in cost between double-walled piping and single-walled piping; and the incremental difference in cost between the concrete paving covering the underground tanks and pipes and the other paving at the facility calculated using the difference in cost per square foot. | The following property is used 100% for pollution control and is installed to meet or exceed federal or state regulations: Overfill alarms; tank top sumps; automatic tank gauging; automatic line leak detectors; liquid fuel sensors installed between the double walls of tanks and pipes to monitor for leaks; the incremental difference in cost between two 20,000 gallon double-walled tanks and comparable single-walled tanks; the incremental difference in cost between double-walled piping and single-walled piping; and the incremental difference in cost between the concrete paving covering the underground tanks and pipes and the other paving at the facility calculated using the difference in cost per square foot. | 2019-03-13 | 269724 | 100
22466 | T1 | PANJWANI ENERGY LLC | STAR STOP 63 | 24645 FM 1314 RD | PORTER | TX | 77365 | MONTGOMERY | CN604013359 | RN100529080 | Overfill alarms; tank top sumps; automatic tank gauging; automatic line leak detectors; liquid fuel sensors installed between the double walls of tanks and pipes to monitor for leaks; the incremental difference in cost between two 15,000 gallon double-walled tanks and comparable single-walled tanks; the incremental difference in cost between double-walled piping and single-walled piping; and the incremental difference in cost between the concrete paving covering the underground tanks and pipes and the other paving at the facility calculated using the difference in cost per square foot. | The following property is used 100% for pollution control and is installed to meet or exceed federal or state regulations: Overfill alarms; tank top sumps; automatic tank gauging; automatic line leak detectors; liquid fuel sensors installed between the double walls of tanks and pipes to monitor for leaks; the incremental difference in cost between two 15,000 gallon double-walled tanks and comparable single-walled tanks; the incremental difference in cost between double-walled piping and single-walled piping; and the incremental difference in cost between the concrete paving covering the underground tanks and pipes and the other paving at the facility calculated using the difference in cost per square foot. | 2019-03-13 | 268824 | 100
22467 | T1 | PANJWANI ENERGY LLC | STARSTOP 27 | 4328 GULF FWY | LA MARQUE | TX | 77568 | GALVESTON | CN604013359 | RN102788692 | Overfill alarms; tank top sumps; automatic tank gauging; automatic line leak detectors; liquid fuel sensors installed between the double walls of tanks and pipes to monitor for leaks; the incremental difference in cost between three 12,000 gallon double-walled tanks and comparable single-walled tanks; the incremental difference in cost between double-walled piping and single-walled piping; and the incremental difference in cost between the concrete paving covering the underground tanks and pipes and the other paving at the facility calculated using the difference in cost per square foot. | The following property is used 100% for pollution control and is installed to meet or exceed federal or state regulations: Overfill alarms; tank top sumps; automatic tank gauging; automatic line leak detectors; liquid fuel sensors installed between the double walls of tanks and pipes to monitor for leaks; the incremental difference in cost between three 12,000 gallon double-walled tanks and comparable single-walled tanks; the incremental difference in cost between double-walled piping and single-walled piping; and the incremental difference in cost between the concrete paving covering the underground tanks and pipes and the other paving at the facility calculated using the difference in cost per square foot. | 2019-03-13 | 248286 | 100
22468 | T1 | PANJWANI ENERGY LLC | STAR STOP 9 | 1010 W ALABAMA ST | HOUSTON | TX | 77006 | HARRIS | CN604013359 | RN100703032 | Overfill alarms; tank top sumps; automatic tank gauging; automatic line leak detectors; liquid fuel sensors installed between the double walls of tanks and pipes to monitor for leaks; the incremental difference in cost between one 12,000 gallon, one 7,000 gallon, and one 5,000 gallon double-walled tanks and comparable single-walled tanks; the incremental difference in cost between double-walled piping and single-walled piping; and the incremental difference in cost between the concrete paving covering the underground tanks and pipes and the other paving at the facility calculated using the difference in cost per square foot. | The following property is used 100% for pollution control and is installed to meet or exceed federal or state regulations: Overfill alarms; tank top sumps; automatic tank gauging; automatic line leak detectors; liquid fuel sensors installed between the double walls of tanks and pipes to monitor for leaks; the incremental difference in cost between one 12,000 gallon, one 7,000 gallon, and one 5,000 gallon double-walled tanks and comparable single-walled tanks; the incremental difference in cost between double-walled piping and single-walled piping; and the incremental difference in cost between the concrete paving covering the underground tanks and pipes and the other paving at the facility calculated using the difference in cost per square foot. | 2019-03-15 | 293386 | 100
22469 | T1 | PRICE COLONY TEN OAKS LLC | TEN OAKS APARTMENTS | 12612 N LAMAR BLVD | AUSTIN | TX | 78753 | TRAVIS | CN605635648 | RN105195267 | 10,742 square foot sand filtration and sedimentation pond | The following property is used 100% for pollution control and is installed to meet or exceed federal or state regulations: 10,742 square foot sand filtration and sedimentation pond | 2019-03-29 | 67674.6 | 100
22470 | T1 | PANJWANI ENERGY LLC | NEW WAVERLY CITGO | 6505D FM 1374 RD | NEW WAVERLY | TX | 77358 | WALKER | CN604013359 | RN102450079 | Overfill alarms; tank top sumps; automatic tank gauging; automatic line leak detectors; liquid fuel sensors installed between the double walls of tanks and pipes to monitor for leaks; the incremental difference in cost between one 30,000 gallon, one 20,000 gallon and two 6,000 gallon double-walled tanks and comparable single-walled tanks; the incremental difference in cost between double-walled piping and single-walled piping; and the incremental difference in cost between the concrete paving covering the underground tanks and pipes and the other paving at the facility calculated using the difference in cost per square foot. | The following property is used 100% for pollution control and is installed to meet or exceed federal or state regulations: Overfill alarms; tank top sumps; automatic tank gauging; automatic line leak detectors; liquid fuel sensors installed between the double walls of tanks and pipes to monitor for leaks; the incremental difference in cost between one 30,000 gallon, one 20,000 gallon and two 6,000 gallon double-walled tanks and comparable single-walled tanks; the incremental difference in cost between double-walled piping and single-walled piping; and the incremental difference in cost between the concrete paving covering the underground tanks and pipes and the other paving at the facility calculated using the difference in cost per square foot. | 2019-03-15 | 385848 | 100
22471 | T1 | PANJWANI ENERGY LLC | STAR STOP 78 | 13775 RESEARCH BLVD | AUSTIN | TX | 78750 | WILLIAMSON | CN604013359 | RN102380995 | Overfill alarms; tank top sumps; automatic tank gauging; automatic line leak detectors; liquid fuel sensors installed between the double walls of tanks and pipes to monitor for leaks; the incremental difference in cost between three 10,000 gallon double-walled tanks and comparable single-walled tanks; the incremental difference in cost between double-walled piping and single-walled piping; and the incremental difference in cost between the concrete paving covering the underground tanks and pipes and the other paving at the facility calculated using the difference in cost per square foot. | The following property is used 100% for pollution control and is installed to meet or exceed federal or state regulations: Overfill alarms; tank top sumps; automatic tank gauging; automatic line leak detectors; liquid fuel sensors installed between the double walls of tanks and pipes to monitor for leaks; the incremental difference in cost between three 10,000 gallon double-walled tanks and comparable single-walled tanks; the incremental difference in cost between double-walled piping and single-walled piping; and the incremental difference in cost between the concrete paving covering the underground tanks and pipes and the other paving at the facility calculated using the difference in cost per square foot. | 2019-03-15 | 248286 | 100
22472 | T1 | PANJWANI ENERGY LLC | STAR STOP 81 | 1015 LEANDER RD | GEORGETOWN | TX | 78628 | WILLIAMSON | CN604013359 | RN102465465 | Overfill alarms; tank top sumps; automatic tank gauging; automatic line leak detectors; liquid fuel sensors installed between the double walls of tanks and pipes to monitor for leaks; the incremental difference in cost between three 10,000 gallon double-walled tanks and comparable single-walled tanks; the incremental difference in cost between double-walled piping and single-walled piping; and the incremental difference in cost between the concrete paving covering the underground tanks and pipes and the other paving at the facility calculated using the difference in cost per square foot. | The following property is used 100% for pollution control and is installed to meet or exceed federal or state regulations: Overfill alarms; tank top sumps; automatic tank gauging; automatic line leak detectors; liquid fuel sensors installed between the double walls of tanks and pipes to monitor for leaks; the incremental difference in cost between three 10,000 gallon double-walled tanks and comparable single-walled tanks; the incremental difference in cost between double-walled piping and single-walled piping; and the incremental difference in cost between the concrete paving covering the underground tanks and pipes and the other paving at the facility calculated using the difference in cost per square foot. | 2019-03-15 | 248286 | 100
22473 | T1 | NABORS LUX 2 | DRILL RIG X23 | Latitude = 28.214966, Longitude = -99.506144 | Webb County | TX | 78014 | WEBB | CN604268243 | RN110729852 | Single ram blowout preventer; double ram blowout preventer; BOP accumulator unit; choke manifold; and drilling mud degasser. | The following property is used 100% for pollution control and is installed to meet or exceed federal or state regulations: Single ram blowout preventer; double ram blowout preventer; BOP accumulator unit; choke manifold; and drilling mud degasser. | 2019-05-08 | 1114600 | 100
22474 | T1 | NABORS LUX 2 | DRILLING RIG X37 | Latitude = 27.706861, Longitude = -99.612828 | Webb County | TX | 78045 | WEBB | CN604268243 | RN110729993 | Single ram blowout preventer; double ram blowout preventer; BOP accumulator unit; choke manifold; and drilling mud degasser. | The following property is used 100% for pollution control and is installed to meet or exceed federal or state regulations: Single ram blowout preventer; double ram blowout preventer; BOP accumulator unit; choke manifold; and drilling mud degasser. | 2019-05-08 | 1114600 | 100
22475 | T1 | NABORS LUX 2 | DRILLING RIG 1208 | Latitude = 31.461283, Longitude = -103.693518 | Reeves County | TX | 79772 | REEVES | CN604268243 | RN110730066 | Single ram blowout preventer; double ram blowout preventer; BOP accumulator unit; choke manifold; and drilling mud degasser. | The following property is used 100% for pollution control and is installed to meet or exceed federal or state regulations: Single ram blowout preventer; double ram blowout preventer; BOP accumulator unit; choke manifold; and drilling mud degasser. | 2019-05-08 | 1114600 | 100
22476 | T1 | PANJWANI ENERGY LLC | MOPAC SHELL | 10706 N MOPAC EXPY | AUSTIN | TX | 78759 | TRAVIS | CN604013359 | RN102249760 | Overfill alarms; tank top sumps; automatic tank gauging; automatic line leak detectors; liquid fuel sensors installed between the double walls of tanks and pipes to monitor for leaks; the incremental difference in cost between two 12,000 gallon and two 6,000 gallon double-walled tanks and comparable single-walled tanks; the incremental difference in cost between double-walled piping and single-walled piping; and the incremental difference in cost between the concrete paving covering the underground tanks and pipes and the other paving at the facility calculated using the difference in cost per square foot. | The following property is used 100% for pollution control and is installed to meet or exceed federal or state regulations: Overfill alarms; tank top sumps; automatic tank gauging; automatic line leak detectors; liquid fuel sensors installed between the double walls of tanks and pipes to monitor for leaks; the incremental difference in cost between two 12,000 gallon and two 6,000 gallon double-walled tanks and comparable single-walled tanks; the incremental difference in cost between double-walled piping and single-walled piping; and the incremental difference in cost between the concrete paving covering the underground tanks and pipes and the other paving at the facility calculated using the difference in cost per square foot. | 2019-03-15 | 302848 | 100
22477 | T1 | BRAZOS ELECTRIC POWER COOPERATIVE INC | JACK COUNTY GENERATION FACILITY | 3844 HENDERSON RANCH RD | BRIDGEPORT | TX | 76426 | JACK | CN600128821 | RN100221985 | The incremental cost difference versus similar burners without NOx controls for two dry low NOx burners on train Jack 1 (CT-1-297625 and CT-2-297626) and two dry low NOx burners on train Jack 2 (CT-3-298937 and CT-4-298938). | The following property is used 100% for pollution control and is installed to meet or exceed federal or state regulations: The incremental cost difference versus similar burners without NOx controls for two dry low NOx burners on train Jack 1 (CT-1-297625 and CT-2-297626) and two dry low NOx burners on train Jack 2 (CT-3-298937 and CT-4-298938). | 2019-03-25 | 33421825 | 100
22478 | T1 | CRESTWOOD NEW MEXICO PIPELINE LLC | CRESTWOOD DELAWARE BASIN GAS PROCESSING PLANT | Latitude = 31.835394, Longitude = -103.898169 | Reeves County | TX | 79770 | REEVES | CN605432889 | RN110016813 | Flare, thermal oxidizer, and vapor combustor. | The following property is used 100% for pollution control and is installed to meet or exceed federal or state regulations: Flare, thermal oxidizer, and vapor combustor. | 2019-03-27 | 1840287 | 100
22479 | T1 | BUILDING MATERIALS INVESTMENT CORPORATION | BUILDING MATERIALS INVESTMENT | 2600 SINGLETON BLVD | DALLAS | TX | 75212 | DALLAS | CN605251487 | RN100788959 | Thermal Oxidizer Stack, Burner and Control Panel Replacement | 7/29/2019 - Application returned as no response to second NOD. | 2019-06-26 | 144943.8 | 100
22480 | T1 | PANJWANI ENERGY LLC | AUSTIN SHELL | 3828 N INTERSTATE 35 | AUSTIN | TX | 78751 | TRAVIS | CN604013359 | RN104784061 | Overfill alarms; tank top sumps; automatic tank gauging; automatic line leak detectors; liquid fuel sensors installed between the double walls of tanks and pipes to monitor for leaks; the incremental difference in cost between two 20,000 gallon double-walled tanks and comparable single-walled tanks; the incremental difference in cost between double-walled piping and single-walled piping; and the incremental difference in cost between the concrete paving covering the underground tanks and pipes and the other paving at the facility calculated using the difference in cost per square foot. | The following property is used 100% for pollution control and is installed to meet or exceed federal or state regulations: Overfill alarms; tank top sumps; automatic tank gauging; automatic line leak detectors; liquid fuel sensors installed between the double walls of tanks and pipes to monitor for leaks; the incremental difference in cost between two 20,000 gallon double-walled tanks and comparable single-walled tanks; the incremental difference in cost between double-walled piping and single-walled piping; and the incremental difference in cost between the concrete paving covering the underground tanks and pipes and the other paving at the facility calculated using the difference in cost per square foot. | 2019-03-27 | 269724 | 100
22481 | T1 | PANJWANI ENERGY LLC | CHEVRON FAC 107149 | 2819 GUADALUPE ST | AUSTIN | TX | 78705 | TRAVIS | CN604013359 | RN102789633 | Overfill alarms; tank top sumps; automatic tank gauging; automatic line leak detectors; liquid fuel sensors installed between the double walls of tanks and pipes to monitor for leaks; the incremental difference in cost between three 10,000 gallon double-walled tanks and comparable single-walled tanks; the incremental difference in cost between double-walled piping and single-walled piping; and the incremental difference in cost between the concrete paving covering the underground tanks and pipes and the other paving at the facility calculated using the difference in cost per square foot. | The following property is used 100% for pollution control and is installed to meet or exceed federal or state regulations: Overfill alarms; tank top sumps; automatic tank gauging; automatic line leak detectors; liquid fuel sensors installed between the double walls of tanks and pipes to monitor for leaks; the incremental difference in cost between three 10,000 gallon double-walled tanks and comparable single-walled tanks; the incremental difference in cost between double-walled piping and single-walled piping; and the incremental difference in cost between the concrete paving covering the underground tanks and pipes and the other paving at the facility calculated using the difference in cost per square foot. | 2019-03-27 | 248286 | 100
22482 | T1 | LONE STAR DAIRY PRODUCTS LLC | CANYON MILK PLANT | 401 HIGHWAY 60 | CANYON | TX | 79015 | RANDALL | CN605163849 | RN107486771 | Wastewater treatment equipment consisting of ADI-BVI digester with a 525,000-gallon tank, floating geomembrane cover, recycle pump, and sludge loadout; a Walker Engineered Products 30,000-gallon insulated waste storage silo; and plumbing used solely to collect, convey, and treat wastewater. | The following property is used 100% for pollution control and is installed to meet or exceed federal or state regulations: Wastewater treatment equipment consisting of ADI-BVI digester with a 525,000-gallon tank, floating geomembrane cover, recycle pump, and sludge loadout; a Walker Engineered Products 30,000-gallon insulated waste storage silo; and plumbing used solely to collect, convey, and treat wastewater. | 2019-10-24 | 2180933 | 100
22483 | T1 | PANJWANI ENERGY LLC | STARSTOP 50 | 6310 E BEN WHITE BLVD | AUSTIN | TX | 78741 | TRAVIS | CN604013359 | RN106027048 | Overfill alarms; tank top sumps; automatic tank gauging; automatic line leak detectors; liquid fuel sensors installed between the double walls of tanks and pipes to monitor for leaks; the incremental difference in cost between two 20,000 gallon double-walled tanks and comparable single-walled tanks; the incremental difference in cost between double-walled piping and single-walled piping; and the incremental difference in cost between the concrete paving covering the underground tanks and pipes and the other paving at the facility calculated using the difference in cost per square foot. | The following property is used 100% for pollution control and is installed to meet or exceed federal or state regulations: Overfill alarms; tank top sumps; automatic tank gauging; automatic line leak detectors; liquid fuel sensors installed between the double walls of tanks and pipes to monitor for leaks; the incremental difference in cost between two 20,000 gallon double-walled tanks and comparable single-walled tanks; the incremental difference in cost between double-walled piping and single-walled piping; and the incremental difference in cost between the concrete paving covering the underground tanks and pipes and the other paving at the facility calculated using the difference in cost per square foot. | 2019-03-27 | 269724 | 100
22484 | T1 | COOKIEBAKER LLC | COOKIEBAKER LLC - WASTEWATER TREATMENT FACILITY | 13221 S GESSNER RD | MISSOURI CITY | TX | 77489 | FORT BEND | CN605639855 | RN106389711 | Primary and secondary wastewater treatment system consisting of biological tank treatment and a dissolved air flotation system. | The following property is used 100% for pollution control and is installed to meet or exceed federal or state regulations: Primary and secondary wastewater treatment system consisting of biological tank treatment and a dissolved air flotation system. | 2019-03-27 | 3078000 | 100
22485 | T1 | TEXAS TRAILER CORPORATION | TEXAS TRAILER | 1310 W HIGHWAY 82 | GAINESVILLE | TX | 76240 | COOKE | CN603508649 | RN100615129 | Paint booth and filtration system | The following property is used 100% for pollution control and is installed to meet or exceed federal or state regulations: Paint booth and filtration system | 2019-04-22 | 176500 | 100
22486 | T1 | PANJWANI ENERGY LLC | TETCO 54 | 1919 S PLEASANT VALLEY RD | AUSTIN | TX | 78741 | TRAVIS | CN604013359 | RN100561869 | Overfill alarms; tank top sumps; automatic tank gauging; automatic line leak detectors; liquid fuel sensors installed between the double walls of tanks and pipes to monitor for leaks; the incremental difference in cost between four 10,000 gallon double-walled tanks and comparable single-walled tanks; the incremental difference in cost between double-walled piping and single-walled piping; and the incremental difference in cost between the concrete paving covering the underground tanks and pipes and the other paving at the facility calculated using the difference in cost per square foot. | The following property is used 100% for pollution control and is installed to meet or exceed federal or state regulations: Overfill alarms; tank top sumps; automatic tank gauging; automatic line leak detectors; liquid fuel sensors installed between the double walls of tanks and pipes to monitor for leaks; the incremental difference in cost between four 10,000 gallon double-walled tanks and comparable single-walled tanks; the incremental difference in cost between double-walled piping and single-walled piping; and the incremental difference in cost between the concrete paving covering the underground tanks and pipes and the other paving at the facility calculated using the difference in cost per square foot. | 2019-03-27 | 367854 | 100
22487 | T1 | TEXAS TRAILER CORPORATION | TEXAS TRAILER | 1310 W HIGHWAY 82 | GAINESVILLE | TX | 76240 | COOKE | CN603508649 | RN100615129 | Blast system consisting of a booth, blast cabinet, and a filtration system used to control particulate matter emissions | The following property is used 100% for pollution control and is installed to meet or exceed federal or state regulations: Blast system consisting of a booth, blast cabinet, and a filtration system used to control particulate matter emissions | 2019-04-22 | 246000 | 100
22488 | T1 | PANJWANI ENERGY LLC | TETCO 263 | 10711 HUEBNER RD | SAN ANTONIO | TX | 78240 | BEXAR | CN604013359 | RN102991288 | Overfill alarms; tank top sumps; automatic tank gauging; automatic line leak detectors; liquid fuel sensors installed between the double walls of tanks and pipes to monitor for leaks; the incremental difference in cost between three 12,000 gallon double-walled tanks and comparable single-walled tanks; the incremental difference in cost between double-walled piping and single-walled piping; and the incremental difference in cost between the concrete paving covering the underground tanks and pipes and the other paving at the facility calculated using the difference in cost per square foot. | The following property is used 100% for pollution control and is installed to meet or exceed federal or state regulations: Overfill alarms; tank top sumps; automatic tank gauging; automatic line leak detectors; liquid fuel sensors installed between the double walls of tanks and pipes to monitor for leaks; the incremental difference in cost between three 12,000 gallon double-walled tanks and comparable single-walled tanks; the incremental difference in cost between double-walled piping and single-walled piping; and the incremental difference in cost between the concrete paving covering the underground tanks and pipes and the other paving at the facility calculated using the difference in cost per square foot. | 2019-03-27 | 248286 | 100
22489 | T1 | PANJWANI ENERGY LLC | STARSTOP 40 | 7701 CAMERON RD | AUSTIN | TX | 78752 | TRAVIS | CN604013359 | RN106137227 | Overfill alarms; tank top sumps; automatic tank gauging; automatic line leak detectors; liquid fuel sensors installed between the double walls of tanks and pipes to monitor for leaks; the incremental difference in cost between one 25,000 gallon double-walled tank, one 12,000 gallon double-walled tank and one 8,000 gallon double-walled tank and comparable single-walled tanks; the incremental difference in cost between double-walled piping and single-walled piping; and the incremental difference in cost between the concrete paving covering the underground tanks and pipes and the other paving at the facility calculated using the difference in cost per square foot. | The following property is used 100% for pollution control and is installed to meet or exceed federal or state regulations: Overfill alarms; tank top sumps; automatic tank gauging; automatic line leak detectors; liquid fuel sensors installed between the double walls of tanks and pipes to monitor for leaks; the incremental difference in cost between one 25,000 gallon double-walled tank, one 12,000 gallon double-walled tank and one 8,000 gallon double-walled tank and comparable single-walled tanks; the incremental difference in cost between double-walled piping and single-walled piping; and the incremental difference in cost between the concrete paving covering the underground tanks and pipes and the other paving at the facility calculated using the difference in cost per square foot. | 2019-03-27 | 323386 | 100
22490 | T1 | PANJWANI ENERGY LLC | STAR STOP 94 | 105 ALDINE BENDER RD | HOUSTON | TX | 77060 | HARRIS | CN604013359 | RN109265769 | Overfill alarms; tank top sumps; automatic tank gauging; automatic line leak detectors; liquid fuel sensors installed between the double walls of tanks and pipes to monitor for leaks; the incremental difference in cost between two 25,000 gallon and one 15,000 gallon double-walled tanks and comparable single-walled tanks; the incremental difference in cost between double-walled piping and single-walled piping; and the incremental difference in cost between the concrete paving covering the underground tanks and pipes and the other paving at the facility calculated using the difference in cost per square foot. | The following property is used 100% for pollution control and is installed to meet or exceed federal or state regulations: Overfill alarms; tank top sumps; automatic tank gauging; automatic line leak detectors; liquid fuel sensors installed between the double walls of tanks and pipes to monitor for leaks; the incremental difference in cost between two 25,000 gallon and one 15,000 gallon double-walled tanks and comparable single-walled tanks; the incremental difference in cost between double-walled piping and single-walled piping; and the incremental difference in cost between the concrete paving covering the underground tanks and pipes and the other paving at the facility calculated using the difference in cost per square foot. | 2019-03-27 | 381449 | 100
22491 | T1 | REDI-MIX LLC | REDI MIX FRISCO | 14800 STATE HIGHWAY 121 | FRISCO | TX | 75035 | COLLIN | CN603242058 | RN102695574 | Two silo-top baghouses / dust collectors. | The following property is used 100% for pollution control and is installed to meet or exceed federal or state regulations: Two silo-top baghouses / dust collectors. | 2019-04-04 | 12697 | 100
22492 | T1 | REDI-MIX LLC | REDI MIX FRISCO | 14800 STATE HIGHWAY 121 | FRISCO | TX | 75035 | COLLIN | CN603242058 | RN102695574 | Silo-top baghouse / dust collector. | The following property is used 100% for pollution control and is installed to meet or exceed federal or state regulations: Silo-top baghouse / dust collector. | 2019-04-04 | 12390 | 100
22493 | T1 | REDI-MIX LLC | REDI-MIX DESOTO | 1001 E CENTRE PARK BLVD | DESOTO | TX | 75115 | DALLAS | CN603242058 | RN100736784 | Silo-top baghouse / dust collector. | The following property is used 100% for pollution control and is installed to meet or exceed federal or state regulations: Silo-top baghouse / dust collector. | 2019-04-04 | 11685 | 100
22494 | T1 | REDI-MIX LLC | REDI-MIX DALLAS | 3301 NATIONAL ST | DALLAS | TX | 75215 | DALLAS | CN603242058 | RN100248723 | Silo-top baghouse / dust collector. | The following property is used 100% for pollution control and is installed to meet or exceed federal or state regulations: Silo-top baghouse / dust collector. | 2019-04-04 | 13212 | 100
22495 | T1 | REDI-MIX LLC | FORT WORTH REDI-MIX CONCRETE | 2725 PREMIER ST | FORT WORTH | TX | 76111 | TARRANT | CN603242058 | RN100248897 | Silo-top baghouse / dust collector. | The following property is used 100% for pollution control and is installed to meet or exceed federal or state regulations: Silo-top baghouse / dust collector. | 2019-04-04 | 11685 | 100
22496 | T1 | REDI-MIX LLC | REDI-MIX FORNEY PLANT | 14755 WEST US HWY 80 | FORNEY | TX | 75216 | KAUFMAN | CN603242058 | RN100809334 | Silo-top baghouse / dust collector | The following property is used 100% for pollution control and is installed to meet or exceed federal or state regulations: Silo-top baghouse / dust collector | 2019-04-04 | 7890 | 100
22497 | T1 | REDI-MIX LLC | REDI-MIX CONCRETE KENNEDALE | 7206 EDEN TAP RD | KENNEDALE | TX | 76060 | TARRANT | CN603242058 | RN101677342 | Silo-top baghouse / dust collector | The following property is used 100% for pollution control and is installed to meet or exceed federal or state regulations: Silo-top baghouse / dust collector | 2019-04-04 | 7890 | 100
22498 | T1 | REDI-MIX LLC | PLANT 209 | 3985 N IH 35 E | WAXAHACHIE | TX | 75165 | ELLIS | CN603242058 | RN104155627 | Silo-top baghouse /dust collector | The following property is used 100% for pollution control and is installed to meet or exceed federal or state regulations: Silo-top baghouse /dust collector | 2019-04-04 | 12303 | 100
22499 | T1 | REDI-MIX LLC | REDI-MIX NORTH DALLAS | 11080 LUNA RD | DALLAS | TX | 75229 | DALLAS | CN603242058 | RN104188883 | Silo-top baghouse / dust collector | The following property is used 100% for pollution control and is installed to meet or exceed federal or state regulations: Silo-top baghouse / dust collector | 2019-04-04 | 17085 | 100
22500 | T1 | REDI-MIX LLC | REDI-MIX CONCRETE BATCH PLANT 2 | 3301 NATIONAL ST | DALLAS | TX | 75215 | DALLAS | CN603242058 | RN109140293 | Central Baghouse Dust Collector. | The following property is used 100% for pollution control and is installed to meet or exceed federal or state regulations: Central Baghouse Dust Collector. | 2019-03-28 | 40432 | 100
22501 | T2 | FREEPORT LNG DEVELOPMENT LP | FREEPORT LNG PRETREATMENT FACILITY | Latitude = 28.9791, Longitude = -95.3069 | Brazoria County | TX | 77541 | BRAZORIA | CN601720345 | RN106481500 | Amine Drain Drum 62V-26, Rich/Lean Amine Exchangers 62E-22 A/B, Amine Flash Drum and internals 62V-22, Amine Drain Drum Sump Pump 62P-27, Amine Drain Drum Sump 62U-26, Amine Drain Pump 62P-24, Amine Contactor and Internals 62V-20, Amine Drain Hydrocarbon Pump 62P-25, Dehydration Water Coalescers 62V-34, Dehydration Filter Coalescer 62F-34, Dehydration Water Fines Filter 62F-33, Dehydration Water Carbon Filter 62F-32, Amine Particulate Filters 62F-20, Amine Carbon Filters 62F-21, Amine Carbon Fine Filters 62F-22, Amine Drain Filter 62F-23, and shared common associated piping, pumps, and valves used exclusively to move the rich amine through the regeneration process and to collect contaminants generated by the process. | The following property is used 100% for pollution control and is installed to meet or exceed federal or state regulations: Amine Drain Drum 62V-26, Rich/Lean Amine Exchangers 62E-22 A/B, Amine Flash Drum and internals 62V-22, Amine Drain Drum Sump Pump 62P-27, Amine Drain Drum Sump 62U-26, Amine Drain Pump 62P-24, Amine Contactor and Internals 62V-20, Amine Drain Hydrocarbon Pump 62P-25, Dehydration Water Coalescers 62V-34, Dehydration Filter Coalescer 62F-34, Dehydration Water Fines Filter 62F-33, Dehydration Water Carbon Filter 62F-32, Amine Particulate Filters 62F-20, Amine Carbon Filters 62F-21, Amine Carbon Fine Filters 62F-22, Amine Drain Filter 62F-23, and shared common associated piping, pumps, and valves used exclusively to move the rich amine through the regeneration process and to collect contaminants generated by the process. | 2019-03-29 | 7723841 | 100
22502 | T1 | PANJWANI ENERGY LLC | STAR STOP 17 | 7330 S LAKE HOUSTON PKWY | HOUSTON | TX | 77049 | HARRIS | CN604013359 | RN102388428 | Overfill alarms; tank top sumps; automatic tank gauging; automatic line leak detectors; liquid fuel sensors installed between the USTs and secondary containment system to monitor for leaks; secondary containment consisting of a fiberglass Poly Tub around each of three 10,000 gallon single walled tanks; and the incremental difference in cost between the concrete paving covering the underground tanks and pipes and the other paving at the facility calculated using the difference in cost per square foot. | The following property is used 100% for pollution control and is installed to meet or exceed federal or state regulations: Overfill alarms; tank top sumps; automatic tank gauging; automatic line leak detectors; liquid fuel sensors installed between the USTs and secondary containment system to monitor for leaks; secondary containment consisting of a fiberglass Poly Tub around each of three 10,000 gallon single walled tanks; and the incremental difference in cost between the concrete paving covering the underground tanks and pipes and the other paving at the facility calculated using the difference in cost per square foot. | 2019-04-04 | 232100 | 100
22503 | T1 | PANJWANI ENERGY LLC | STAR STOP 38 | 4912 MONTEREY OAKS BLVD | AUSTIN | TX | 78749 | TRAVIS | CN604013359 | RN102478856 | Overfill alarms; tank top sumps; automatic tank gauging; automatic line leak detectors; liquid fuel sensors installed between the double walls of tanks and pipes to monitor for leaks; the incremental difference in cost between two 20,000 gallon double-walled tanks and comparable single-walled tanks; the incremental difference in cost between double-walled piping and single-walled piping; and the incremental difference in cost between the concrete paving covering the underground tanks and pipes and the other paving at the facility calculated using the difference in cost per square foot. | The following property is used 100% for pollution control and is installed to meet or exceed federal or state regulations: Overfill alarms; tank top sumps; automatic tank gauging; automatic line leak detectors; liquid fuel sensors installed between the double walls of tanks and pipes to monitor for leaks; the incremental difference in cost between two 20,000 gallon double-walled tanks and comparable single-walled tanks; the incremental difference in cost between double-walled piping and single-walled piping; and the incremental difference in cost between the concrete paving covering the underground tanks and pipes and the other paving at the facility calculated using the difference in cost per square foot. | 2019-04-04 | 269724 | 100
22504 | T1 | PANJWANI ENERGY LLC | STAR STOP 12 | 2490 S WAYSIDE DR | HOUSTON | TX | 77023 | HARRIS | CN604013359 | RN101822146 | Overfill alarms; tank top sumps; automatic tank gauging; automatic line leak detectors; liquid fuel sensors installed between the underground storage tanks and containment systems to monitor for leaks; secondary containment consisting of a fiberglass Poly Tub around each of three single walled tanks; and the incremental difference in cost between the concrete paving covering the underground tanks and pipes and the other paving at the facility calculated using the difference in cost per square foot. | The following property is used 100% for pollution control and is installed to meet or exceed federal or state regulations: Overfill alarms; tank top sumps; automatic tank gauging; automatic line leak detectors; liquid fuel sensors installed between the underground storage tanks and containment systems to monitor for leaks; secondary containment consisting of a fiberglass Poly Tub around each of three single walled tanks; and the incremental difference in cost between the concrete paving covering the underground tanks and pipes and the other paving at the facility calculated using the difference in cost per square foot. | 2019-04-05 | 262100 | 100
22505 | T1 | Eastman Chemical Company | Eastman Chemcical Texas Operations | 300 Kodak Blvd | Longview | TX | 75602 | Harrison | CN601214406 | RN100219815 | Mass flow meter for flare at the hydrocarbon cracking plant #3A. | The following property is used 100% for pollution control and is installed to meet or exceed federal or state regulations: Mass flow meter for flare at the hydrocarbon cracking plant #3A. | 2019-05-08 | 98000 | 100
22506 | T1 | Eastman Chemical Company | Eastman Chemcical Texas Operations | 300 Kodak Blvd | Longview | TX | 75602 | Harrison | CN601214406 | RN100219815 | Replacement flare tip, and thermocouples for the flare in plant #3A | The following property is used 100% for pollution control and is installed to meet or exceed federal or state regulations: Replacement flare tip, and thermocouples for the flare in plant #3A | 2019-05-08 | 101922 | 100
22507 | T1 | PANJWANI ENERGY LLC | STAR STOP 99 | 782 FISH CREEK THOROUGHFARE | MONTGOMERY | TX | 77316 | MONTGOMERY | CN604013359 | RN110404340 | Overfill alarms; tank top sumps; automatic tank gauging; automatic line leak detectors; liquid fuel sensors installed between the double walls of tanks and pipes to monitor for leaks; the incremental difference in cost between one 30,000 gallon double-walled tank and one 20,000 gallon double-walled tank and comparable single-walled tanks; the incremental difference in cost between double-walled piping and single-walled piping; and the incremental difference in cost between the concrete paving covering the underground tanks and pipes and the other paving at the facility calculated using the difference in cost per square foot. | The following property is used 100% for pollution control and is installed to meet or exceed federal or state regulations: Overfill alarms; tank top sumps; automatic tank gauging; automatic line leak detectors; liquid fuel sensors installed between the double walls of tanks and pipes to monitor for leaks; the incremental difference in cost between one 30,000 gallon double-walled tank and one 20,000 gallon double-walled tank and comparable single-walled tanks; the incremental difference in cost between double-walled piping and single-walled piping; and the incremental difference in cost between the concrete paving covering the underground tanks and pipes and the other paving at the facility calculated using the difference in cost per square foot. | 2019-04-04 | 268824 | 100
22508 | T1 | PANJWANI ENERGY LLC | STAR STOP 22 | 733 NORTH LOOP | HOUSTON | TX | 77022 | HARRIS | CN604013359 | RN101631323 | Overfill alarms; tank top sumps; automatic tank gauging; automatic line leak detectors; liquid fuel sensors installed between underground storage tanks and containment systems to monitor for leaks; secondary containment consisting of a fiberglass Poly Tub around each of three single walled tanks; and the incremental difference in cost between the concrete paving covering the underground tanks and pipes and the other paving at the facility calculated using the difference in cost per square foot. | The following property is used 100% for pollution control and is installed to meet or exceed federal or state regulations: Overfill alarms; tank top sumps; automatic tank gauging; automatic line leak detectors; liquid fuel sensors installed between underground storage tanks and containment systems to monitor for leaks; secondary containment consisting of a fiberglass Poly Tub around each of three single walled tanks; and the incremental difference in cost between the concrete paving covering the underground tanks and pipes and the other paving at the facility calculated using the difference in cost per square foot. | 2019-04-04 | 232100 | 100
22509 | T1 | CARBONLITE RECYCLING LLC | CARBONLITE RECYCLING LCC | 4685 MOUNTAIN CREEK PKWY | DALLAS | TX | 75236 | DALLAS | CN605376409 | RN109805911 | Clean Water Technologies Gas Energy Mixing (GEM) System 20/75 | The following property is used 100% for pollution control and is installed to meet or exceed federal or state regulations: Clean Water Technologies Gas Energy Mixing (GEM) System 20/75 | 2019-05-08 | 550000 | 100
22510 | T2 | FREEPORT LNG DEVELOPMENT LP | FREEPORT LNG PRETREATMENT FACILITY | Latitude = 28.9791, Longitude = -95.3069 | Brazoria County | TX | 77541 | BRAZORIA | CN601720345 | RN106481500 | Amine Drain Drum 63V-26, Rich/Lean Amine Exchangers 63E-22 A/B, Amine Flash Drum and internals 63V-22, Amine Drain Drum Sump Pump 63P-27, Amine Drain Drum Sump 63U-26, Amine Drain Pump 63P-24, Amine Contactor and Internals 63V-20, Amine Drain Hydrocarbon Pump 63P-25, Dehydration Water Coalescers 63V-34, Dehydration Filter Coalescer 63F-34, Dehydration Water Fines Filter 63F-33, Dehydration Water Carbon Filter 63F-32, Amine Particulate Filters 63F-20, Amine Carbon Filters 63F-21, Amine Carbon Fine Filters 63F-22, Amine Drain Filter 63F-23, and shared common associated piping, pumps, and valves used exclusively to move the rich amine through the regeneration process and to collect contaminants generated by the process. | The following property is used 100% for pollution control and is installed to meet or exceed federal or state regulations: Amine Drain Drum 63V-26, Rich/Lean Amine Exchangers 63E-22 A/B, Amine Flash Drum and internals 63V-22, Amine Drain Drum Sump Pump 63P-27, Amine Drain Drum Sump 63U-26, Amine Drain Pump 63P-24, Amine Contactor and Internals 63V-20, Amine Drain Hydrocarbon Pump 63P-25, Dehydration Water Coalescers 63V-34, Dehydration Filter Coalescer 63F-34, Dehydration Water Fines Filter 63F-33, Dehydration Water Carbon Filter 63F-32, Amine Particulate Filters 63F-20, Amine Carbon Filters 63F-21, Amine Carbon Fine Filters 63F-22, Amine Drain Filter 63F-23, and shared common associated piping, pumps, and valves used exclusively to move the rich amine through the regeneration process and to collect contaminants generated by the process. | 2019-04-04 | 6813009 | 100
22511 | T1 | PANJWANI ENERGY LLC | STARSTOP 02 | 5002 S LAKE HOUSTON PKWY | HOUSTON | TX | 77049 | HARRIS | CN604013359 | RN102399573 | Overfill alarms; tank top sumps; automatic tank gauging; automatic line leak detectors; liquid fuel sensors installed between the USTs and containment system to monitor for leaks; secondary containment consisting of a fiberglass Poly Tub around each of three 10,000 gallon single walled tanks; and the incremental difference in cost between the concrete paving covering the underground tanks and pipes and the other paving at the facility calculated using the difference in cost per square foot. | The following property is used 100% for pollution control and is installed to meet or exceed federal or state regulations: Overfill alarms; tank top sumps; automatic tank gauging; automatic line leak detectors; liquid fuel sensors installed between the USTs and containment system to monitor for leaks; secondary containment consisting of a fiberglass Poly Tub around each of three 10,000 gallon single walled tanks; and the incremental difference in cost between the concrete paving covering the underground tanks and pipes and the other paving at the facility calculated using the difference in cost per square foot. | 2019-04-04 | 232100 | 100
22512 | T1 | PANJWANI ENERGY LLC | TETCO 260 | 103 N WW WHITE RD | SAN ANTONIO | TX | 78219 | BEXAR | CN604013359 | RN102991700 | Overfill alarms; tank top sumps; automatic tank gauging; automatic line leak detectors; liquid fuel sensors installed between the USTs and containment system to monitor for leaks; secondary containment consisting of a fiberglass Poly Tub around each of three 10,000 gallon single walled tanks; and the incremental difference in cost between the concrete paving covering the underground tanks and pipes and the other paving at the facility calculated using the difference in cost per square foot. | The following property is used 100% for pollution control and is installed to meet or exceed federal or state regulations: Overfill alarms; tank top sumps; automatic tank gauging; automatic line leak detectors; liquid fuel sensors installed between the USTs and containment system to monitor for leaks; secondary containment consisting of a fiberglass Poly Tub around each of three 10,000 gallon single walled tanks; and the incremental difference in cost between the concrete paving covering the underground tanks and pipes and the other paving at the facility calculated using the difference in cost per square foot. | 2019-04-04 | 232100 | 100
22513 | T1 | PANJWANI ENERGY LLC | STARSTOP 7 | 6625 PINEMONT DR | HOUSTON | TX | 77092 | HARRIS | CN604013359 | RN102793577 | Overfill alarms; tank top sumps; automatic tank gauging; automatic line leak detectors; liquid fuel sensors installed between the USTs and containment system to monitor for leaks; secondary containment consisting of a fiberglass Poly Tub around each of two 12,000 gallon single walled tanks; and the incremental difference in cost between the concrete paving covering the underground tanks and pipes and the other paving at the facility calculated using the difference in cost per square foot. | The following property is used 100% for pollution control and is installed to meet or exceed federal or state regulations: Overfill alarms; tank top sumps; automatic tank gauging; automatic line leak detectors; liquid fuel sensors installed between the USTs and containment system to monitor for leaks; secondary containment consisting of a fiberglass Poly Tub around each of two 12,000 gallon single walled tanks; and the incremental difference in cost between the concrete paving covering the underground tanks and pipes and the other paving at the facility calculated using the difference in cost per square foot. | 2019-04-04 | 175750 | 100
22514 | T1 | PANJWANI ENERGY LLC | TETCO 250 | 11055 N IH 35 | SAN ANTONIO | TX | 78233 | BEXAR | CN604013359 | RN102448305 | Overfill alarms; tank top sumps; automatic tank gauging; automatic line leak detectors; liquid fuel sensors installed between the USTs and containment system to monitor for leaks; secondary containment consisting of a fiberglass Poly Tub around each of four 10,000 gallon single walled tanks; and the incremental difference in cost between the concrete paving covering the underground tanks and pipes and the other paving at the facility calculated using the difference in cost per square foot. | The following property is used 100% for pollution control and is installed to meet or exceed federal or state regulations: Overfill alarms; tank top sumps; automatic tank gauging; automatic line leak detectors; liquid fuel sensors installed between the USTs and containment system to monitor for leaks; secondary containment consisting of a fiberglass Poly Tub around each of four 10,000 gallon single walled tanks; and the incremental difference in cost between the concrete paving covering the underground tanks and pipes and the other paving at the facility calculated using the difference in cost per square foot. | 2019-04-04 | 226050 | 100
22515 | T1 | PANJWANI ENERGY LLC | STAR STOP 77 | 13466 RESEARCH BLVD | AUSTIN | TX | 78750 | WILLIAMSON | CN604013359 | RN102477312 | Overfill alarms; tank top sumps; automatic tank gauging; automatic line leak detectors; liquid fuel sensors installed between the double walls of tanks and pipes to monitor for leaks; the incremental difference in cost between three 10,000 gallon double-walled tanks and comparable single-walled tanks; the incremental difference in cost between double-walled piping and single-walled piping; and the incremental difference in cost between the concrete paving covering the underground tanks and pipes and the other paving at the facility calculated using the difference in cost per square foot. | The following property is used 100% for pollution control and is installed to meet or exceed federal or state regulations: Overfill alarms; tank top sumps; automatic tank gauging; automatic line leak detectors; liquid fuel sensors installed between the double walls of tanks and pipes to monitor for leaks; the incremental difference in cost between three 10,000 gallon double-walled tanks and comparable single-walled tanks; the incremental difference in cost between double-walled piping and single-walled piping; and the incremental difference in cost between the concrete paving covering the underground tanks and pipes and the other paving at the facility calculated using the difference in cost per square foot. | 2019-04-04 | 251565 | 100
22516 | T1 | FREEPORT LNG DEVELOPMENT LP | FREEPORT LNG LIQUEFACTION PLANT | 1500 LAMAR ST | QUINTANA | TX | 77541 | BRAZORIA | CN601720345 | RN103196689 | Boil off gas system (BOG) consisting of the vapor return header between the two loading docks and the compressors, the BOG compressors 18K-9A/B/C with compressor intercoolers and compressor aftercoolers, compressor cooling water air coolers 18K-9-Z2-E1A/B, compressor suction drum 18V-24, and the compressor blowdown drum 18V-25. | The following property is used 100% for pollution control and is installed to meet or exceed federal or state regulations: Boil off gas system (BOG) consisting of the vapor return header between the two loading docks and the compressors, the BOG compressors 18K-9A/B/C with compressor intercoolers and compressor aftercoolers, compressor cooling water air coolers 18K-9-Z2-E1A/B, compressor suction drum 18V-24, and the compressor blowdown drum 18V-25. | 2019-04-25 | 134893377 | 100
22517 | T1 | PANJWANI ENERGY LLC | STAR STOP 79 | 12801 FM 620 N | AUSTIN | TX | 78750 | WILLIAMSON | CN604013359 | RN102452042 | Overfill alarms; tank top sumps; automatic tank gauging; automatic line leak detectors; liquid fuel sensors installed between the double walls of tanks and pipes to monitor for leaks; the incremental difference in cost between two 15,000 gallon double-walled tanks and comparable single-walled tanks; the incremental difference in cost between double-walled piping and single-walled piping; and the incremental difference in cost between the concrete paving covering the underground tanks and pipes and the other paving at the facility calculated using the difference in cost per square foot. | The following property is used 100% for pollution control and is installed to meet or exceed federal or state regulations: Overfill alarms; tank top sumps; automatic tank gauging; automatic line leak detectors; liquid fuel sensors installed between the double walls of tanks and pipes to monitor for leaks; the incremental difference in cost between two 15,000 gallon double-walled tanks and comparable single-walled tanks; the incremental difference in cost between double-walled piping and single-walled piping; and the incremental difference in cost between the concrete paving covering the underground tanks and pipes and the other paving at the facility calculated using the difference in cost per square foot. | 2019-04-04 | 198824 | 100
22518 | T1 | PAMPA FUELS LLC | PAMPA FUELS | 8201 FM 2300 | PAMPA | TX | 79065 | GRAY | CN604124099 | RN105697866 | Wastewater system consisting of a blowdown pit (A-303), a blowdown flash drum (V-303), four blowdown coolers (E-313A/B, E-323A/B), an oily water skimmer pit (A-323), an oily water skimmer (A-323M), two oily water interceptor pumps (P-323A/B), a wastewater equalization tank (T-313), Zone #1 sump (V-1081), and eight pumps (P-1552/1553, P-343A/B, P-303A/B, and P-333A/B). | The following property is used 100% for pollution control and is installed to meet or exceed federal or state regulations: Wastewater system consisting of a blowdown pit (A-303), a blowdown flash drum (V-303), four blowdown coolers (E-313A/B, E-323A/B), an oil water skimmer pit (A-323), an oily water skimmer (A-323M), two oily water interceptor pumps (P-323A/B), a wastewater equalization tank (T-313), Zone #1 sump (V-1081), and eight pumps (P-1552/1553, P-343A/B, P-303A/B, and P-333A/B). | 2019-04-22 | 2027690 | 100
22519 | T1 | PANJWANI ENERGY LLC | STAR STOP 80 | 409 W TAYLOR AVE | ROUND ROCK | TX | 78664 | WILLIAMSON | CN604013359 | RN102390325 | Overfill alarms; tank top sumps; automatic tank gauging; automatic line leak detectors; liquid fuel sensors installed between the double walls of pipes to monitor for leaks; the incremental difference in cost between double-walled piping and single-walled piping; and the incremental difference in cost between the concrete paving covering the underground tanks and pipes and the other paving at the facility calculated using the difference in cost per square foot. | The following property is used 100% for pollution control and is installed to meet or exceed federal or state regulations: Overfill alarms; tank top sumps; automatic tank gauging; automatic line leak detectors; liquid fuel sensors installed between the double walls of pipes to monitor for leaks; the incremental difference in cost between double-walled piping and single-walled piping; and the incremental difference in cost between the concrete paving covering the underground tanks and pipes and the other paving at the facility calculated using the difference in cost per square foot. | 2019-04-04 | 183548 | 100
22520 | T1 | PANJWANI ENERGY LLC | STARSTOP 16 | 23780 LOOP 494 | PORTER | TX | 77365 | MONTGOMERY | CN604013359 | RN102427382 | Overfill alarms; tank top sumps; automatic tank gauging; automatic line leak detectors; liquid fuel sensors installed between the double walls of pipes to monitor for leaks; the incremental difference in cost between double-walled piping and single-walled piping; and the incremental difference in cost between the concrete paving covering the underground tanks and pipes and the other paving at the facility calculated using the difference in cost per square foot. | The following property is used 100% for pollution control and is installed to meet or exceed federal or state regulations: Overfill alarms; tank top sumps; automatic tank gauging; automatic line leak detectors; liquid fuel sensors installed between the double walls of pipes to monitor for leaks; the incremental difference in cost between double-walled piping and single-walled piping; and the incremental difference in cost between the concrete paving covering the underground tanks and pipes and the other paving at the facility calculated using the difference in cost per square foot. | 2019-04-04 | 145523 | 100
22521 | Deleted | Deleted | Deleted | Deleted | Deleted | Deleted | Deleted | Deleted | Deleted | Deleted | Deleted | Deleted | Deleted | Deleted | Deleted
22522 | T1 | DCP SAND HILLS PIPELINE LLC | DCP SAND HILLS PIPELINE SEGMENT IN BEE COUNTY | 9 MILES OF 24 IN PIPE IN BEE COUNTY | Bee County | TX | 78102 | BEE | CN604514109 | RN110751591 | Sedimentation and erosion controls including slope breakers, silt fences, sedimentation barriers, staked hay or straw bales, matting and diking. | The following property is used 100% for pollution control and is installed to meet or exceed federal or state regulations: Sedimentation and erosion controls including slope breakers, silt fences, sedimentation barriers, staked hay or straw bales, matting and diking. | 2019-04-15 | 275812 | 100
22523 | T1 | DCP SAND HILLS PIPELINE LLC | DCP SAND HILLS PIPELINE SEGMENT VICTORIA COUNTY | 2.2 MILES OF 24 IN PIPE IN VICTORIA COUNTY | Victoria County | TX | 77901 | VICTORIA | CN604514109 | RN110751609 | Sedimentation and erosion controls including slope breakers, silt fences, sedimentation barriers, staked hay or straw bales, matting and diking. | The following property is used 100% for pollution control and is installed to meet or exceed federal or state regulations: Sedimentation and erosion controls including slope breakers, silt fences, sedimentation barriers, staked hay or straw bales, matting and diking. | 2019-04-15 | 123778 | 100