## Applications Received
Tax Relief for Pollution Control Property - All applications that have been received as of December 1, 2025
App. No. | Tier | Owner Name | Facility Name | Facility Address | City | State | Zip | Appraisal District | CN | RN | Property Description | Final Determination | Date of Last Action | Listed Cost | Use %
1 | T2 | Hoechst Celanese Chemical Group | Celanese Bay City Plant | FM 3057 | Bay City | TX | 77404 | Matagorda | CN601117203 | RN100258060 | To replace deep well injection as a means of disposal of process wastewater, the Hoechst Celanese Bay City Plant will to build a biological treatment system for treating process wastewater prior to discharge to the Colorado River. The wastewater treatment unit will use land already owned by Hoechst Celanese. | A positive Use Determination has been made for the control equipment identified in the application submittal except for the pre-existing equipment listed below and the associated pumps, piping, and instrumentation. | 1994-12-16 | 21500000 | 100
2 | T1 | Harold J See | CFC Reclamation & Recycling Service | 318 N Treadway Blvd | Abilene | TX | 79601 | Taylor | No Information in Central Registry | No Regulated Entity at this Location. | CFC recycling system. Includes equipment, tank, building and land. | A positive use determination of 60% for the reclaim equipment, the refrigerant waste product storage tank, the building in which this equipment is located and the land on which the building is located. | 1995-03-28 | 90430 | 100
3 | T1 | Arrow Industries Inc | Flexible Packaging Division | 3401 Gardenbrook Dr | Dallas | TX | 75234 | Dallas | CN600128524 | RN100216233 | Installed a ABB Combu-Charger Thermal Oxidizer to provide 98+% destruction of VOC's including nuisance odor compounds. | A positive use determination of 100% for the thermal oxidizer. This equipment is considered to be pollution control equipment. | 1994-12-16 | 577053 | 100
4 | T3 | E I Du Pont De Nemours & Co Inc | DuPont Corpus Christi | 3 M SE of Gregory | Ingleside | TX | 78362 | San Patricio | CN600128284 | RN101623254 | The site is modifying an existing manufacturing unit to produce new fluorocarbons that will allow for chlorofluorocarbons (CFS) to be phased out of the marketplace. To construct the facility such that there would be no net emission increases due to its operation, numerous systems were added to the project to meet environmental regulations that are not required per se for the production of new fluorocarbons. The equipment and systems used for reducing environmental emissions are a recovery compressor and associated equipment, a closed loop dryer regeneration system, a catalyst disposal system, bellow seal valves, and a caustic recycle system. The total cost of the project to modify the existing unit is 45.6 million which includes associated tie-ins and other miscellaneous, non-value adding expenditures. Partial Use Determination: The recovery compressor and associated equipment and the closed loop dryer regeneration system were separated in the total project for cost control purposes. This portion of the project cost is $1.1 million or 2.4% of the total project. This type of equipment is listed on the Pre-determined Equipment List with a 50% factor. Using the 50% factor, the amount of $0.55 million should be determined as pollution control. The catalyst disposal system coverts an existing RCRA hazardous waste into a non-hazardous stream. The cost of the catalyst disposal system is $0.95 million or 2.1% of the total project. This amount should be considered to be pollution control. 669 bellow seal valves were installed at a cost of $1.5 million. Bellow seal valves were used to minimize organic fugitive emissions. The cost of using standard (non-bellows) valves would have been approximately $0.7 million. The portion of the cost of the valves that is pollution control is $0.8 million or 1.7% of the total project. A caustic recycle system was installed as part of the new chlorine column system to reduce the amount of organic emissions. The entire chlorine column system was installed for cost reduction. However, the caustic recycle system was installed for emissions reductions and cost $0.3 million or 0.6% of the total project. This amount should be determined as pollution control. The total amount of pollution control equipment and systems listed above is $2.6 million or 5.7% of the project. | A positive partial use determination for the equipment listed in the application. The partial percentages are as follows: Recovery compressor and associated equipment and the closed loop dryer: 50% Catalyst Disposal System: 100% Bellow Seal Valves (669): 53% Caustic Recycle: 100% | 1995-02-01 | 2595000 | 100
5 | T1 | Dalen Resources Oil & Gas Co | State Tract 520-L #8 | 8 M E of Port Oconnor | Matagorda County | TX | 77414 | Matagorda | No Information in Central Registry | Insufficient Information | Installed the following equipment: Catalytic Convertor Miratech Model EQ1100-10-D1 reduces NOx & CO air contaminates. Heat exchanger reduces BTEX emissions from glycol reboiler. 100% of both devices are pollution control property. | A positive use determination of 100% for the catalytic converter and the heat exchanger. This equipment is considered to be pollution control equipment and was installed to meet or exceed federal or state regulations. | 1995-02-03 | 40883 | 100
6 | T1 | EP Operating Limited Partnership | Tri-Cities North Compressor Plant | 13 M W On FM 2494 | Henderson County | TX | 75751 | Henderson | CN600476048 | Insufficient Information | Installed three Miratech model #EQ1100-14-D1 catalytic convertors and three Altronic temperature gauges model #DPYH1392FK on Tri-Cities North Compressor Plant's three Waukesha 7042 compressor engines. | A positive use determination of 100% has been made for the catalytic convertor and the temperature gauge. This equipment is on the pre-determined equipment list. | 1995-01-20 | 35769 | 100
7 | T1 | EP Operating Limited Partnership | Tri-Cities South Compressor Plant | 19 M W On CR 1206 | Henderson County | TX | 75751 | Henderson | CN600476048 | Insufficient Information | One Miratech Model EQ1100-14-DI catalytic convertor and one Altronic temperature gauge model #DPYH1392FK were installed on Tri-Cities South Compressor engine. | A positive use determination of 100% for the catalytic convertor and temperature gauge. This equipment is on the pre-determined equipment list. | 1995-01-20 | 11923 | 100
8 | T1 | EP Operating Limited Partnership | Opelika Compressor Station | 8 M NE On CR 3512 | Henderson County | TX | 75778 | Henderson | CN600476048 | Insufficient Information | One Miratech Model EQ-1100-12 catalytic convertor was installed on Opelika Compressor No. 12's Waukesha 7042 compressor engine. | A positive use determination of 100% for the catalytic convertor and temperature gauge. This equipment is on the pre-determined equipment list. | 1995-01-20 | 11250 | 100
9 | T1 | Fina Oil & Chemical Company | Fina - La Porte | Hwy 134 & Miller Cut-Off | La Porte | TX | 77571 | Harris | CN603899675 | RN100667633 | Portable Stack Analyzer: TACB Reg VII requires boiler stack testing for nitrogen oxides. Boiler and Waste Heat Boiler: TACB Reg VII requires installation of these totalizing fuel flow meters. Trains 1-4 - Train 8 Flare, Solids, KO Tanks: Required by TACB. All relief valves in LPG service are required to be connected to enclosed flare systems. Train 8 Flare: Required by TACB regulating total emissions of air contaminants. | A positive use determination of 100% for the following equipment: portable stack analyzer, fuel flow meters, relief valves and flare train. | 1995-01-26 | 4259158 | 100
10 | T1 | Fina Oil & Chemical Company | Fina - Big Spring | E I 20 & Refinery Rd | Big Spring | TX | 79720 | Howard | CN603899675 | RN100250869 | Landfill: Construct two cells to expand Site J landfill from two to four cells. Groundwater Remediation: Install pump and treat groundwater remediation system, including nitrogen stripper, with non-regenerative carbon absorption beds for VOC control, storage tanks, transfer systems, feed tank and discharge lines. Groundwater Remediation: Install pump and treat groundwater remediation system, including nitrogen stripper, with non-regenerative carbon absorption beds for VOC control, storage tanks, transfer systems, feed tank and discharge lines. Solid Waste Control: Install final cover system for Site E Solid Waste Management Unit; will include a systems of liners to prevent infiltration and prevent erosion. Stormwater Upgrade: Install a diversion system along perimeter of WP-3 stormwater containment basin, along with a handrail and secondary containment. | A positive use determination of 100% for the upgrade to the plant's stormwater system. The upgrade includes the raising of the walls of tank WP-3 by approximately 15" and the installation of the HDPE containment liner and the leak detection system. This determination does not include costs related to the installation of the handrail on tank WP-3. | 1995-04-10 | 4230000 | 100
11 | T2 | Miles Inc | Miles Inc - Fibers, Organic & Rubber | 1006 Farm Road | Orange | TX | 77630 | Orange | CN600371561 | RN100825363 | Project consisting of three parts: 1. Installed an additional stripping vessel and upgraded four agitation systems on existing strippers. 2. Upgraded the Hot Air Dryer, the Drying columns, one reactor agitation system and the process water system. 3. Install a blow through airveyor system on the expeller expander finishing lines. | A positive use determination of 100% for the additional stripping vessel and the larger agitators installed as part of the EPR Emission Phase II project. | 1995-03-31 | 5650000 | 100
12 | T1 | Fina Oil & Chemical Company | Fina - Port Arthur | Hwy 366 & 32 St | Port Arthur | TX | 77642 | Jefferson | CN603899675 | RN104691639 | Constructed Oily Wastewater Basin. Wastewater Treatment: Installed wastewater treatment system necessary to meet Benzene NESHAP control requirements. Stormwater System: Consolidate permitted stormwater outfalls to as low a number as possible to satisfy EPA requirements. Process Wastewater Collection: Reroute wastewater streams from open earthen ditch into a contained pumped conveyance system for treatment in the process wastewater system. New wastewater outfall constructed in response to EPA Administrative Order. Needed to enhance refinery wastewater outfall compliance performance. Wastewater Clarifiers: Constructed two 80 foot diameter above ground clarifiers. Dock Spill Prevention: Installed dock spill prevention system. | A positive use determination of 100% for the stormwater consolidation, wastewater treatment, wastewater outfall, wastewater clarifiers, oily wastewater basin, process wastewater collection, and dock containment/spill prevention project. | 1995-03-29 | 9885000 | 100
13 | T1 | Fina Oil & Chemical Company | Fina #9423 | 1901 Garland Rd | Dallas | TX | 75221 | Dallas | CN603899675 | RN101546232 | To meet new regulations, station equipment is being upgraded: piping, dispensers, hoses and nozzles. This equipment will bring the station into compliance with Stage II vapor recovery regulations. | This application is given a positive use determination. The equipment is on the Pre-Determined Equipment List and is clearly installed to comply with Stage II vapor recovery requirements of 30 TAC 115.242. The equipment qualifies for a 50% partial exemption. | 1995-01-13 | 22100 | 100
14 | T1 | Fina Oil & Chemical Company | Fina #9422 | 3405 S Broadway | Garland | TX | 75043 | Dallas | CN603899675 | RN102387701 | To meet new regulations, station equipment is being upgraded: piping, dispensers, hoses and nozzles. This equipment will bring the station into compliance with Stage II vapor recovery regulations. | The application is given a positive use determination of 50%. The equipment is on the predetermined equipment list and is clearly installed to comply with Stage II vapor recovery requirements in 30 TAC 115.242. | 1995-01-04 | 19926 | 100
15 | T1 | Fina Oil & Chemical Company | Fina #1701 | 1525 Inwood Rd | Dallas | TX | 75247 | Dallas | CN603899675 | RN101567493 | To meet new regulations, station equipment is being upgraded: piping, dispensers, hoses and nozzles. This equipment will bring the station into compliance with Stage II vapor recovery regulations. | The application is given a positive use determination of 50%. The equipment is on the predetermined equipment list and is clearly installed to comply with Stage II vapor recovery requirements in 30 TAC 115.242. | 1995-01-10 | 15250 | 100
16 | T1 | Fina Oil & Chemical Company | Fina #9402 | 1731 E Division | Arlington | TX | 76011 | Tarrant | CN603899675 | RN101559649 | Install two 4" diameter 25" deep monitor wells. Install one 8" diameter 35" deep recovery well. Install one passive recovery bailer to remove free product contamination from groundwater table. | A positive use determination of 100% for the monitor and recovery wells. | 1995-01-20 | 5673 | 100
17 | T1 | Fina Oil & Chemical Company | Fina #7761 | 1900 Hebron Parkway | Dallas | TX | 75247 | Dallas | CN603899675 | No Regulated Entity at this Location. | To meet new regulations, station equipment is being upgraded: piping, dispensers, hoses and nozzles. This equipment will bring the station into compliance with Stage II vapor recovery regulations. | This application is given a positive use determination of 50%. The equipment is on the predetermined equipment list and is clearly installed to comply with Stage II vapor recovery requirements of 30 TAC 115.242. | 1995-01-10 | 21000 | 100
18 | T1 | Fina Oil & Chemical Company | Fina #0943 | 506 E NW Highway | Grapevine | TX | 76051 | Tarrant | CN603899675 | RN101541936 | To meet new regulations, station equipment is being upgraded: piping, dispensers, hoses and nozzles. This equipment will bring the station into compliance with Stage II vapor recovery regulations. | This application is given a positive use determination of 50%. The equipment is on the predetermined equipment list and is clearly installed to comply with Stage II vapor recovery requirements in 30 TAC 115.242. | 1995-01-10 | 21000 | 100
19 | T1 | Fina Oil & Chemical Company | Fina #9400 | 2831 W Park Row | Arlington | TX | 76013 | Tarrant | CN603899675 | RN102937810 | To meet new regulations, station equipment is being upgraded: piping, dispensers, hoses and nozzles. This equipment will bring the station into compliance with Stage II vapor recovery regulations. | This application is given a positive use determination of 50%. The equipment is on the predetermined equipment list and is clearly installed to comply with Stage II vapor recovery requirements in 30 TAC 115.242. | 1995-01-10 | 12300 | 100
20 | T1 | Fina Oil & Chemical Company | Fina #9401 | 2109 W Division | Arlington | TX | 76102 | Tarrant | CN603899675 | RN101560480 | To meet new regulations, station equipment is being upgraded: piping, dispensers, hoses and nozzles. This equipment will bring the station into compliance with Stage II vapor recovery regulations. | This application is given a positive used determination of 50%. The equipment is on the predetermined equipment list and is clearly installed to comply with Stage II vapor recovery requirements in 30 TAC 115.242. | 1995-01-13 | 13300 | 100
21 | T1 | Fina Oil & Chemical Company | Fina #9404 | 501 W Randol Mill | Arlington | TX | 76011 | Tarrant | CN603899675 | RN101557924 | To meet new regulations, station equipment is being upgraded: piping, dispensers, hoses and nozzles. This equipment will bring the station into compliance with Stage II vapor recovery regulations. | This application is given a positive use determination of 50%. The equipment is on the predetermined equipment list and is clearly installed to comply with Stage II vapor recovery requirements in 30 TAC 115.242. | 1995-01-13 | 19000 | 100
22 | T1 | Fina Oil & Chemical Company | Fina #9418 | 3500 S Hills Dr | Fort Worth | TX | 76109 | Tarrant | CN603899675 | RN102644911 | To meet new regulations, station equipment is being upgraded: piping, dispensers, hoses and nozzles. This equipment will bring the station into compliance with Stage II vapor recovery regulations. | This application is given a positive use determination of 50%. The equipment is on the predetermined equipment list and is clearly installed to comply with Stage II vapor recovery requirements of 30 TAC 115.242. | 1995-01-12 | 11375 | 100
23 | T1 | Fina Oil & Chemical Company | Fina #9419 | 5617 McCart | Fort Worth | TX | 76133 | Tarrant | CN603899675 | RN102436748 | To meet new regulations, station equipment is being upgraded: piping, dispensers, hoses and nozzles. This equipment will bring the station into compliance with Stage II vapor recovery regulations. | This application is given a positive use determination of 50%. The equipment is on the predetermined equipment list and is clearly installed to comply with Stage II vapor recovery requirements in 30 TAC 115.242. | 1995-01-12 | 11500 | 100
24 | T1 | Fina Oil & Chemical Company | Fina #9416 | 6451 Camp Bowie | Fort Worth | TX | 76116 | Tarrant | CN603899675 | No Regulated Entity at this Location. | To meet new regulations, station equipment is being upgraded: piping, dispensers, hoses and nozzles. This equipment will bring the station into compliance with Stage II vapor recovery regulations. | This application is given a positive use determination of 50%. The equipment is on the predetermined equipment list and is clearly installed to comply with Stage II vapor recovery requirements in 30 TAC 115.242. | 1995-01-12 | 18000 | 100
25 | T1 | Fina Oil & Chemical Company | Fina #9414 | 414 N University | Fort Worth | TX | 76107 | Tarrant | CN603899675 | RN102783453 | To meet new regulations, station equipment is being upgraded: piping, dispensers, hoses and nozzles. This equipment will bring the station into compliance with Stage II vapor recovery regulations. | This application is given a positive use determination of 50%. The equipment is on the predetermined equipment list and is clearly installed to comply with Stage II vapor recovery requirements of 30 TAC 115.242. | 1995-01-12 | 15500 | 100
26 | T1 | Fina Oil & Chemical Company | Fina #2798 | 1301 N Central Expy | Plano | TX | 75075 | Collin | CN603899675 | RN101443331 | Install SirPlus automatic electronic tank gauge and inventory reconciliation equipment. | A positive use determination of 50% for the SirPlus electronic tank gauge. | 1995-01-20 | 6000 | 100
27 | T1 | Fina Oil & Chemical Company | Fina #0301 | 15099 Midway Road | Addison | TX | 75001 | Dallas | CN603899675 | RN102425964 | Install SirPlus automatic electronic tank gauge and inventory reconciliation equipment. | A partial use determination of 50% for the SirPlus electronic tank gauge. | 1995-01-20 | 6000 | 100
28 | T1 | Fina Oil & Chemical Company | Fina #1336 | 2603 E Main | Gatesville | TX | 76528 | Coryell | CN603899675 | RN101443331 | Install cathodic protection on existing steel tanks to protect components from corrosion and prevent leaks from UST system. Replace steel piping with fiberglass piping to upgrade UST system. | This application is given a positive use determination of 100%. The equipment is on the predetermined equipment list. | 1995-01-04 | 21050 | 100
29 | T1 | Fina Oil & Chemical Company | Fina #9417 | 5636 Malvey | Fort Worth | TX | 76107 | Tarrant | CN603899675 | No Regulated Entity at this Location. | Replace bare steel piping with fiberglass piping to upgrade UST. Install cathodic protection to protect components from corrosion and prevent leaks from UST system. | A positive use determination of 100%. | 1995-01-03 | 9108 | 100
30 | T1 | Fina Oil & Chemical Company | Fina #9403 | 600 N Collins | Arlington | TX | 76011 | Tarrant | CN603899675 | No Regulated Entity at this Location. | Install SirPlus automatic electronic tank gauge and inventory reconciliation equipment. | A positive use determination of 50%. | 1995-01-03 | 6000 | 100
31 | T1 | Fina Oil & Chemical Company | Fina #1414 | I-20 & Matlock | Arlington | TX | 76001 | Tarrant | CN603899675 | RN102237724 | Install cathodic protection on existing steel tanks to protect components from corrosion and prevent leaks from UST system. | A positive use determination of 100%. | 1995-01-04 | 15000 | 100
32 | T1 | Fina Oil & Chemical Company | Fina #1414 | I-20 & Matlock | Arlington | TX | 76001 | Tarrant | CN603899675 | RN102237724 | Install SirPlus automatic electronic gauge and inventory reconciliation equipment. | A positive determination of 50%. The equipment is required to comply with federal or state regulation for leak detection. | 1995-01-04 | 10000 | 100
33 | T1 | Fina Oil & Chemical Company | Fina #0884 | 2005 E Copeland | Arlington | TX | 76011 | Tarrant | CN603899675 | No Regulated Entity at this Location. | To meet new regulations, station equipment is being upgraded: piping, dispensers, hoses and nozzles. This equipment will bring the station into compliance with Stage II vapor recovery regulations. | A positive use determination of 50%. The equipment is on the predetermined equipment list and is clearly installed to comply with Stage II vapor recovery requirements in 30 TAC 115.242. | 1995-01-09 | 22180 | 100
34 | T1 | Fina Oil & Chemical Company | Fina #1556 | 32Nd & Pure Atlantic | Groves | TX | 77619 | Jefferson | CN603899675 | RN102827227 | To meet new regulations, station equipment is being upgraded: piping, dispensers, hoses and nozzles. This equipment will bring the station into compliance with Stage II vapor recovery regulations. | A positive use determination of 50%. | 1995-01-09 | 26000 | 100
35 | T1 | Fina Oil & Chemical Company | Fina #1787 | 6050 College St | Beaumont | TX | 77707 | Jefferson | CN603899675 | RN101821056 | To meet new regulations, station equipment is being upgraded: piping, dispensers, hoses and nozzles. This equipment will bring the station into compliance with Stage II vapor recovery regulations. | A positive use determination of 50%. | 1995-01-09 | 35519 | 100
36 | T1 | Fina Oil & Chemical Company | Fina #4248 | 5266 Gulfway | Port Arthur | TX | 77642 | Jefferson | CN603899675 | RN102479508 | To meet new regulations, station equipment is being upgraded: piping, dispensers, hoses and nozzles. This equipment will bring the station into compliance with Stage II vapor recovery regulations. | A positive use determination of 50%. | 1995-01-09 | 20832 | 100
37 | T1 | Fina Oil & Chemical Company | Fina #9417 | 5636 Malvey | Fort Worth | TX | 76107 | Tarrant | CN603899675 | No Regulated Entity at this Location. | Install three 4" diameter and 8' deep groundwater monitor wells to comply with TNRCC groundwater contamination monitoring requirements. | A positive use determination of 100% for the monitor wells. | 1995-01-20 | 2995.88 | 100
38 | T1 | Fina Oil & Chemical Company | Fina #9404 | 501 W Randol Mill | Arlington | TX | 76011 | Tarrant | CN603899675 | RN101557924 | Install two passive product recovery canisters to recover free product contamination from on top of groundwater. | A positive use determination of 100%. | 1995-01-04 | 950 | 100
39 | T1 | Fina Oil & Chemical Company | Fina #9420 | 4500 E Lancaster | Fort Worth | TX | 76103 | Tarrant | CN603899675 | RN101378099 | Install three groundwater monitoring wells to monitor contaminated groundwater. | A positive use determination of 100%. | 1995-01-04 | 5500 | 100
40 | T1 | Fina Oil & Chemical Company | Fina #1755 | I-30 & FM 1703 | Caddo Mills | TX | 75135 | Hunt | CN603899675 | RN103018776 | Install groundwater monitor wells to monitor groundwater contamination. | A positive use determination of 100%. | 1995-01-04 | 8900 | 100
41 | T1 | Fina Oil & Chemical Company | Fina #2795 | 4021 14Th | Plano | TX | 75074 | Collin | CN603899675 | RN101542512 | To meet new regulations, station equipment is being upgraded: piping, dispensers, hoses and nozzles. This equipment will bring the station into compliance with Stage II vapor recovery regulations. | A positive use determination of 50%. | 1995-01-09 | 27000 | 100
42 | T1 | Fina Oil & Chemical Company | Fina #2798 | 1421 N Central Expy | Plano | TX | 75075 | Collin | CN603899675 | RN101542512 | Install three groundwater monitoring wells to monitor contaminated groundwater. | A positive use determination of 100%. | 1995-01-05 | 3600 | 100
43 | T1 | Fina Oil & Chemical Company | Fina #1320 | 5202 N Dixie Blvd | Odessa | TX | 79760 | Ector | CN603899675 | RN102391497 | Install three 4" diameter 55" deep monitoring wells to comply with groundwater monitoring requirements of TNRCC. | A positive use determination of 50%. | 1995-01-05 | 12653 | 100
44 | T1 | Fina Oil & Chemical Company | Fina #4723 | 21St & Main Street | Gatesville | TX | 76528 | Coryell | CN603899675 | RN102399128 | Install three 4" diameter 16-17' deep monitoring wells to comply with groundwater monitoring requirements of TNRCC. | A positive use determination of 100%. | 1995-01-05 | 2874 | 100
45 | T1 | Fina Oil & Chemical Company | Fina #4699 | Highway 84&Woodward | Lubbock | TX | 79408 | Lubbock | CN603899675 | Insufficient Information | Install four groundwater monitoring wells to monitor groundwater contamination. | A positive use determination of 100%. | 1995-01-05 | 21000 | 100
46 | T1 | Fina Oil & Chemical Company | Fina #1053 | 1106 Lubbock Rd | Brownfield | TX | 79316 | Terry | CN603899675 | RN102377074 | Install two 4" diameter 75-80" deep groundwater monitoring wells, and a soil vapor extraction blower motor to monitor groundwater quality and remediate petroleum impacted soil at this facility. | A positive use determination of 100%. | 1995-01-05 | 12529 | 100
47 | T1 | Fina Oil & Chemical Company | Fina #9410 | 4710 S Buckner | Dallas | TX | 75227 | Dallas | CN603899675 | RN102234879 | To meet new regulations, station equipment is being upgraded: piping, dispensers, hoses and nozzles. This equipment will bring the station into compliance with Stage II vapor recovery regulations. | A positive use determination of 50%. | 1995-01-09 | 24750 | 100
48 | T1 | Fina Oil & Chemical Company | Fina #9408 | 8000 Chapin Rd | Benbrook | TX | 76116 | Tarrant | CN603899675 | RN101444859 | To meet new regulations, station equipment is being upgraded: piping, dispensers, hoses and nozzles. This equipment will bring the station into compliance with Stage II vapor recovery regulations. | A positive use determination of 50%. | 1995-01-09 | 11250 | 100
49 | T1 | Fina Oil & Chemical Company | Fina #1756 | 2401 Hwy 26 W | Southlake | TX | 76092 | Tarrant | CN603899675 | RN100214949 | Install 8 groundwater monitor wells install groundwater interceptor trench and recovery pump to cover contaminated groundwater. Continuous emissions monitor for VRU VOC carbon bed emissions. | A positive use determination of 100%. | 1995-01-13 | 61033 | 100
50 | T1 | Fina Oil & Chemical Company | Fina #9403 | 600 N Collins | Arlington | TX | 76011 | Tarrant | CN603899675 | No Regulated Entity at this Location. | To meet new requirements, station equipment is being upgraded: piping, dispensers, hoses and nozzles. This equipment will bring the station into compliance with Stage II vapor recovery regulations. | A positive use determination of 50%. | 1995-01-09 | 13600 | 100
51 | T1 | Fina Oil & Chemical Company | Fina #9403 | 600 N Collins | Arlington | TX | 76011 | Tarrant | CN603899675 | No Regulated Entity at this Location. | Install one 4" - 25' deep monitor well to monitor groundwater contamination. | A positive use determination of 100%. | 1995-01-05 | 1579 | 100
52 | T1 | Fina Oil & Chemical Company | Fina #3223 | 3501 Harwood | Bedford | TX | 76021 | Tarrant | CN603899675 | RN101561876 | Install air stripper packing and ground water remediation pump to treat contaminated groundwater. | A positive use determination of 100%. | 1995-01-05 | 604 | 100
53 | T1 | Fina Oil & Chemical Company | Fina #1414 | I-20 & Matlock | Arlington | TX | 76001 | Tarrant | CN603899675 | RN102237724 | To meet new regulations, station equipment is being upgraded: piping, dispensers, hoses and nozzles. This equipment will bring the station into compliance with Stage II vapor recovery regulations. | A positive use determination of 100%. | 1995-01-09 | 91000 | 100
54 | T1 | Fina Oil & Chemical Company | Fina #9412 | 3001 W Euless Blvd | Euless | TX | 76040 | Tarrant | CN603899675 | RN101555480 | To meet new regulations, station equipment is being upgraded: piping, dispensers, hoses and nozzles. This equipment will bring the station into compliance with Stage II vapor recovery regulations. | A positive use determination of 50%. | 1995-01-09 | 19250 | 100
55 | T1 | Fina Oil & Chemical Company | Fina #9425 | 401 SE 8Th St | Grand Prairie | TX | 75050 | Dallas | CN603899675 | RN102274925 | To meet new regulations, station equipment is being upgraded: piping, dispensers, hoses and nozzles. This equipment will bring the station into compliance with Stage II vapor recovery regulations. | A positive use determination of 50%. | 1995-01-09 | 19850 | 100
56 | T1 | Fina Oil & Chemical Company | Fina #9409 | 3207 N Buckner Blvd | Dallas | TX | 75228 | Dallas | CN603899675 | RN101566354 | To meet new regulations, station equipment is being upgraded: piping, dispensers, hoses and nozzles. This equipment will bring the station into compliance with Stage II vapor recovery regulations. | A positive use determination of 50%. | 1995-01-09 | 21000 | 100
57 | T1 | Fina Oil & Chemical Company | Fina #3219 | 1400 W D Tate | Grapevine | TX | 76051 | Tarrant | CN603899675 | RN101824282 | Install 13 groundwater monitor wells to monitor groundwater contamination. | A positive use determination of 100%. | 1995-01-05 | 17500 | 100
58 | T1 | E I Du Pont De Nemours & Co Inc | DuPont Victoria | 2695 Old Bloomington Rd N | Victoria | TX | 77903 | Victoria | CN600128284 | RN102663671 | The property provides a stationary spill containment structure at the acid storage and unloading area. The installation includes a coated concrete floor, sump, and curbs. | A positive use determination of 100% for the acid storage and loading containment structure. The structure is considered to be pollution control equipment. | 1995-01-20 | 560000 | 100
59 | T2 | E I Du Pont De Nemours & Co Inc | DuPont Victoria | 2695 Old Bloomington Rd N | Victoria | TX | 77903 | Victoria | CN600128284 | RN102663671 | This project adds new and modifies existing equipment in the manufacturing process to reduce the amount of hazardous waste produced. It will allow direct reuse of material which was previously sent for disposal. | A positive use determination of 100% for the project to reduce hazardous waste during the manufacturing process. This project includes piping, two pumps, instrumentation (analyzers, interlocks, automatic valves) and reactor. | 1995-02-08 | 842000 | 100
60 | T1 | E I Du Pont De Nemours & Co Inc | DuPont Victoria | 2695 Old Bloomington Rd N | Victoria | TX | 77903 | Victoria | CN600128284 | RN102663671 | The property provides a stationary spill containment structure at the #1 neutralization tank, caustic storage tank, caustic unloading area, and nitric acid loading/unloading areas. The installation includes curbed, coated concrete sloped to drain to containment sumps. | A positive use determination of 100% for the neutralization tank and the caustic storage and loading structures. | 1995-01-23 | 500000 | 100
61 | T1 | E I Du Pont De Nemours & Co Inc | DuPont Victoria | 2695 Old Bloomington Rd N | Victoria | TX | 77903 | Victoria | CN600128284 | RN102663671 | This property is used for collecting, conveying, and discharging stormwater which is directly related to the manufacturing, processing, or raw materials storage areas at the plant. Structural control measures such as berms, dikes, diversion ditches, stormwater retention ponds, weirs, and flow and spill control valves have been installed to insure that there are no discharges of untreated process waste into a stormwater conveyance system from this plant. | A positive use determination of 100% for the stormwater collection and conveyance structures. These structures are considered to be pollution control equipment. | 1995-01-23 | 750000 | 100
62 | T1 | E I Du Pont De Nemours & Co Inc | DuPont Victoria | 2695 Old Bloomington Rd N | Victoria | TX | 77903 | Victoria | CN600128284 | RN102663671 | This advanced overfire air system is being added to the boilers to reduce NOx emissions. | A positive use determination of 100% for the advanced overfire air system which was added to the boilers. | 1995-01-13 | 1600000 | 100
63 | T1 | E I Du Pont De Nemours & Co Inc | DuPont Victoria | 2695 Old Bloomington Rd N | Victoria | TX | 77903 | Victoria | CN600128284 | RN102663671 | These facilities are being installed to collect and pump stormwater and segregate rainfall from contaminated process water. A trench and curb revision will prevent process water from contaminating rainwater. In addition, a new 50,000 gallon storage tank will allow for adequate wastewater collection to prevent overflow to surface drainage during heavy rainfall. | A positive use determination of 100% for the F-unit stormwater segregation project. The curbing and trenches are considered to be pollution control equipment. | 1995-01-25 | 320000 | 100
64 | T1 | E I Du Pont De Nemours & Co Inc | DuPont Victoria | 2695 Old Bloomington Rd N | Victoria | TX | 77903 | Victoria | CN600128284 | RN102663671 | This project will provide secondary containment for an existing hazardous waste tank and will install piping and storage to eliminate hazardous waste classification for plant sumps. | A positive use determination of 100% for the ADN Unit secondary containment project which includes the replacement of sumps and piping and the installation of secondary containment equipment for a hazardous waste storage tank. | 1995-01-26 | 3100000 | 100
65 | T1 | Van Der Horst USA Corporation | Van Der Horst USA | 419 E Grove St | Terrell | TX | 75160 | Kaufman | CN600284699 | RN100574235 | (1) Shipping/receiving shelter has been installed to comply with stormwater regulations. This shelter will prevent pollution from material transfer via rainwater. It will also help prevent environmental disasters from loading and unloading raw materials. (2) A new holding tank has been installed in the waste treatment facility. This tank will be used to collect/store chrome contaminated waste prior to treatment. This tank is not only a necessary component of the "batch" waste treatment process, but, also will provide adequate holding capacity during the electroplating process. | A positive use determination of 100% for the shipping/receiving shelter and the installation of the holding tank at the waste treatment facility. | 1995-01-27 | 37501 | 100
66 | T1 | Chevron Phillips Chemical Co LP | Chevron Phillips Orange | 5309 FM 1006 | Orange | TX | 77630 | Orange | CN600303614 | RN100215615 | Upgrade existing plant's effluent wastewater treatment facilities utilizing the equipment on the attached list. The design utilizes upstream oil and grease source treatment, rotating wedgewire screens and Dissolved Air Flotation. | A positive use determination of 100% for the new equipment installed to upgrade the existing wastewater treatment facility. | 1995-01-26 | 4000000 | 100
67 | T2 | Shell Oil Company | Shell Deer Park - Refinery | 5900 Hwy 225 | Deer Park | TX | 77536 | Harris | CN601405145 | RN100211879 | This property includes piping, floating roof tanks, pumps, and pretreatment systems including oil removal and volatile organic compound (VOC) reduction systems. | A positive use determination of 100% for the installation of piping, pumps, modification made to floating roof tanks, and emission reduction systems (nitrogen blank) on the wastewater pretreatment units. | 1995-02-28 | 30168000 | 100
68 | T3 | Shell Oil Company | Shell Deer Park - Refinery | 5900 Hwy 225 | Deer Park | TX | 77536 | Harris | CN601405145 | RN100211879 | This property constitutes increased sulfur recovery capacity which is required 1) to meet emission requirements of TNRCC 30 TAC 112 and 2) to meet Best Available Control Technology (BACT) requirements under TNRCC 30 TAC 116. The property includes two DEA strippers, a sour water stripper, two Claus SRUs (SR-6 and SR-7) each including a SCOT unit, and a SCOT unit to treat offgas from existing SR-3 and SR-4. | A positive use determination of 100% for Claus unit SR7. A positive use determination of 42% for Claus unit SR6. A positive use determination of 70% for the amine recovery system. A positive use determination of 100% for the sour water stripper, the tail gas unit for the each of the two new Claus units (SR6 SCOT & SR7 SCOT) and the new tail gas unit for the combined streams from the existing Claus units 3 & 4 (SR 3&4 SCOT). | 1995-04-28 | 84758000 | 100
69 | T1 | Chevron Phillips Chemical Co LP | Chevron Phillips Orange | 5309 FM 1006 | Orange | TX | 77630 | Orange | CN600303614 | RN100215615 | The plants High Density Polyethylene reaction area has three rail car unloading racks and one truck unloading rack for Hexene consumed in the process. Installed a set of fiberglass drip pans that direct any spills over the rail tracks to a fiberglass sump. The pans divert spills to the sump via fusion welded polyethylene lines. The system is a gravity flow to the sump. The sump has a beacon to alert operators to take manual control of the pump if a high level is detected. The pump discharges via overhead lines to an existing Hexene/Hexane tank farm dike. The pump has a maximum pumping rate of 135 gpm. The truck slab also gravity drains to the fiberglass sump via polyethylene pipes. | A positive use determination of 100% for the containment equipment installed to contain spills when transferring feedstock receipt to storage facilities. | 1995-01-26 | 128000 | 100
70 | T1 | Chevron Phillips Chemical Co LP | Chevron Phillips Orange | 5309 FM 1006 | Orange | TX | 77630 | Orange | CN600303614 | RN100215615 | 13 secondary compressors are used for Low Density production. Original packing glands were simple mechanical seals which shift and allow polyethylene to escape. New packings are a 'live' system. Each case is charged with clean Nitrogen. The inert gas pressure causes the wear rings to clamp down to prevent VOC leakage. Each compressor has a control panel with pressure and flow indicators for the new cases. | The following property is used 100% for pollution control and is installed to meet or exceed federal or state regulations: 13 secondary compressors are used for Low Density production. | 1995-01-20 | 276650 | 100
71 | T1 | Monsanto Company | Monsanto Chocolate Bayou Plant | 12 M S On FM 2917 | Alvin | TX | 77512 | Brazoria | CN600866669 | RN100238682 | Two large tanks were constructed as an alternative to the use of open earthen ponds. These tanks were designed to decrease 820,000 lbs/yr (SARA and other chemicals) emissions to the air. | A positive use determination of 100% for the two wastewater storage tanks. | 1995-03-06 | 1322000 | 100
72 | T1 | Prewash & Pressing Svc Inc | Prewash & Pressing Service Inc | 3517 Frutas St | El Paso | TX | 79905 | El Paso | CN603323247 | RN100810217 | Description of property at 163 and 165 N Copia: Seventy-five (75) feet by One Hundred (150) feet our of lots Eleven (11) to Sixteen (16) in Block Twenty-six (26) of the East El Paso Addition to the City of El Paso, El Paso County, Texas, and being more particularly described by Metes and Bounds. New water treatment concrete tanks were built by El Paso Builders. The Ultrafiltration and reverse Osmosis were constructed by Fluid Process Systems. | A positive use determination of 100% for the Ultra Filtration Reverse Osmosis treatment facility. This determination does not exempt new or modified pre-existing equipment appraised and taxed prior to 1994. | 1995-03-30 | 787522 | 100
73 | T1 | Citgo Refining And Chemicals LP | Citgo Refining - Corpus Christi | 1801 Nueces Bay Blvd | Corpus Christi | TX | 78401 | Nueces | CN600127922 | RN104697966 | This project is to install a new Reverse Osmosis Unit. | Returned for failure to respond to a deficiency letter. | 1995-04-03 | 2165000 | 100
75 | T1 | Elf Atochem North America Inc | Elf Atochem North America Inc | 201 W Dodge St | Bryan | TX | 77801 | Brazos | CN600124044 | RN101664084 | Purchase and installation of CPVC pipe, fittings and valves to allow for back flush of the groundwater system activated alumina columns through the existing activated carbon column back flush line. The feed is city water from an accumulation tank and the destination of the back flush water is a raw groundwater equalization tank. The equalization tank will require installation of a fiberglass fitting. | A positive use determination of 100% for the Multi-Element Spectrometer, 240 GPM filter pod unit, and the stormwater carbon column refurbishment. | 1995-04-04 | 106431 | 100
76 | T1 | E I Du Pont De Nemours & Co Inc | DuPont La Porte | 12501 Strang Rd | La Porte | TX | 77572 | Harris | CN600128284 | RN100225085 | This project improves the capacity and response time of the pressure relief system on the HF reactor and its scrubbing facilities to avoid an environmental release of HF to the atmosphere should vacuum to the reactor be lost. The modifications include replacing the existing quench tank with a larger vessel with greater scrubbing capabilities. Design will incorporate the latest technology for scrubbing HF. Also, installation of blowers to provide the necessary draft to return the reactor to vacuum, installation of a demister on the quench tank vent line to knock-out liquid carry over, installation of a process water booster pump to meet the quench tank spray nozzle needs, installation of a back up electric generator to ensure draft and scrubbing water, and modifying the slurry tank vent line to include three parallel lines to the quench tank inlet line. The new arrangement will provide a back up reactor relief path and still allow for pressure control on the slurry tank. | A positive use determination of 100% for the project to improve the capacity and response time of the pressure relief system on the HF reactor and its scrubbing facilities. Property includes a vessel, blowers, demister, pumps, back-up generator and modifications to the slurry tank vent line. | 1995-03-23 | 3800000 | 100
77 | T1 | E I Du Pont De Nemours & Co Inc | DuPont La Porte | 12501 Strang Rd | La Porte | TX | 77572 | Harris | CN600128284 | RN100225085 | The La Porte Plant is replacing the process wastewater underground sewer and ditch collection system with overhead closed piping. The facility includes: 10 lift stations, 26 pumps, 23,000 feet of pipe, and a 500,000 gallon tank, pH control, 1000 feet of 4 foot underground concrete duct, remote operated diversion to emergency retention and multiple continuous monitoring locations of pH, flow and total organic carbon. | A positive use determination of 100% for the process wastewater collection system replacement project. The project includes 10 lift stations, 26 pumps, 23,000 feet of pipe, a 500,000 gallon tank, continuous monitoring locations for pH, total organic carbon, flow, and a remote diversion device. | 1995-03-07 | 11800000 | 100
78 | T3 | Asarco Incorporated | Amarillo Copper Refinery | Tx Hwy 136 | Amarillo | TX | 79108 | Potter | CN602815524 | RN101701654 | New cell liners have been installed in the refining tanks in the electrolytic tankhouse. The replacement of the cell liners will greatly reduce the amount of spills and leaks of copper electrolyte onto the cellar floor, preventing contamination to the soil. The cell liner replacement project is estimated to be 50% pollution prevention and 50% replacement of process equipment. | A negative use determination has been made for the cell liner. The cell liner is considered to be primary containment and the cellar floor is considered to be secondary containment. Items which provide primary containment of fluids in vessels, containers or tanks for the sole purpose of storage are not eligible for tax exemption. | 1995-04-10 | 561037 | 100
79 | T3 | Aquila Gas Pipeline | Aquila Gas Pipeline - La Grange Plant | 7 M N On Hwy 77 | La Grange | TX | 78945 | Fayette | CN600125579 | RN101378073 | Compression Turbine Package (Model: Solar T-4700 with Solo-NOx technology) - replace existing T-4000 turbine with T-4700 unit; the existing unit requires replacement due to wear and operational needs; Solo-NOx on new unit will help better control emissions. | A positive use determination of 30% for the Solar T-4700 compression turbine package. | 1995-02-09 | 299270 | 100
80 | T3 | E I Du Pont De Nemours & Co Inc | DuPont Sabine River Works | FM 1006 | Orange | TX | 77630 | Orange | CN600128284 | RN106987852 | The site utilized a once-through river water process cooling system. The river water pumping station was replaced with electrical drive supply pumps. Elimination of the natural gas drive pumps reduced NOx emissions by 720 TPY, reduced chlorine demand by 75% and eliminated oil spillages to the river. The project cost for 1994 $11,000,000. Partial Use Determination: Installation of the new supply pump stations reduced NOx, chlorine and oil emissions. The allocated costs of this environmental pollution control is $5,000,000 based on equivalent costs for NOx abatement facilities and facilities to reduce chlorine and oil emissions. The company requests that TNRCC determine that (5/11) % of the total project cost be considered pollution control. | A positive use determination of 45% for the electrical supply pumps and associated equipment installed to replace the river water pumping station. | 1995-04-28 | 4950000 | 100
81 | T3 | Star Enterprise | Star Enterprise - Port Arthur Plant | 2100 Houston Ave | Port Arthur | TX | 77641 | Jefferson | Insufficient Information | Insufficient Information | This project involves 3 additional tanks, and 4 additional pumps with associated piping. The project provides high residence time so the entrained hydrocarbon can be separated and removed from the sour water. The hydrocarbon in the sour water has a serious effect to other Sulphur recovery units, and tail gas treating units, including shutdown or bypass of major air pollution control units. To minimize the Hydrogen Sulfide and Sulphur Dioxide emissions to the atmosphere, it is essential to remove hydrocarbon from the sour water. | A positive use determination of 100% for the three holding tanks, four transfer pumps and related piping and instrumentation. | 1995-02-09 | 1985000 | 100
82 | T3 | Star Enterprise | Star Enterprise - Port Arthur Plant | 2100 Houston Ave | Port Arthur | TX | 77641 | Jefferson | Insufficient Information | Insufficient Information | The waste water segregation project will separate rain water from plant process water. The rain water is collected in separate lift stations, then routed to different clean storm water reservoirs. From these reservoirs, (1) the clean water that passed the required test is discharged into public water; (2) the off-test water is routed to the facility's two API separators to be treated. These clean stormwater reservoirs will discharge about 95% of rain water into public water without going through our waste water treatment unit. The process water from various process units is collected into two API separators. The flow rate is regulated with excess process water routes to tankage. The process water from these tanks is fed back into the API separators at a controlled rate. This process scheme reduces the potential of over-loading the API separators and other downstream waste water treating units, thus eliminating any potential to discharge untreated process water to public water. This project will totally enclose the process waste water in a vapor tight system, eliminating VOC emissions. | A positive use determination of 100% for the wastewater segregation project. The pollution control equipment included in this project are lift stations (Storm Water - LSS 1 through 6; and Process Wastewater, LSP 1 through 7, NR, SR1, SR2, SR), reservoirs (Reservoirs 3, 4, and 10, and North Tank Farm), separators (North and South API), and tanks (new tanks 1865, 1866, 1867, 1868, 12824, 1599, 12825, 12827, 1650, 2651, 1845, 1853, 1854, 1869, 1870, 1876, and 1877). | 1995-03-06 | 23200000 | 100
83 | T1 | Borg-Warner Automotive Inc | Performance Friction Products | Highway 349 | Longview | TX | 75604 | Gregg | CN603893496 | Insufficient Information | Installed a Torit Dust Collector. | A positive use determination of 100% for the Torit Dust Collector. | 1998-02-23 | 7082 | 100
84 | T2 | Air Products And Chemicals Inc | Pasadena Chemical Plant | 1423 Hwy 225 | Pasadena | TX | 77506 | Harris | CN601658347 | RN100221324 | Boiler Modification: Purchased and installed a 15,000 CFM recycle blower and a 150 HP, 3600 RPM motor on 15.50 boiler. Installation included construction of concrete base, and modification of ducting to handle the new larger recycle blower and motor. | A positive use determination of 100% for the purchase and installation of the recycle blower and motor on boiler. Installation included construction of concrete base and modification of ducting to handle the new larger recycle blower and motor. | 1995-04-03 | 80000 | 100
85 | T2 | Air Products And Chemicals Inc | Pasadena Chemical Plant | 1423 Hwy 225 | Pasadena | TX | 77506 | Harris | CN601658347 | RN100221324 | TDA Phase VII Scrubber Expansion: Installed larger scrubber vessels on the tank car loading line, tank truck loading line, A, B, and C check tanks plus the million gallon tank. Modified piping to accommodate new scrubbers and provide required water supply and discharge lines. | A positive use determination of 100% for the installation of the larger scrubber vessels on the tank car loading line, tank truck loading line, A, B, and C check tanks plus the million gallon tank and associated piping. This equipment is considered to be pollution control equipment and was installed to meet or exceed a federal or state rule or regulation. | 1995-02-06 | 170000 | 100
86 | T2 | Air Products And Chemicals Inc | Pasadena Chemical Plant | 1423 Hwy 225 | Pasadena | TX | 77506 | Harris | CN601658347 | RN100221324 | Area II Cooling Towers-Phosphate Conversion: Purchased and installed Stabilized Phosphate Treatment System for Area II Cooling Tower Water (CTW) System which includes Inhibitor (Nalco N8306 Plus) & Inhibitor Dispersant (Nalco N1193) for corrosion and scaling control, Biocide (Nalco N74341) & Biodispersant (Nalco N3472) for biological fouling control, and Caustic & Sulfuric Acid for pH control. The system includes 4 tanks, 11 metering pumps and required piping and electrical services. Instrumentation includes the following controllers: pH to adjust caustic and sulfuric acid addition; Oxidation/Reduction Potential (ORP) to control Biocide & Biodispersant; and a Nalco Shadow Scan to manage inhibitor & dispersant addition; and differential pressure (DP) indicators, temperature and flow indicators to monitor fouling in several critical heat exchangers. Also, a new flow control for CT blowdown was installed to replace the existing blowdown control valve. | A positive use determination of 100% for the Nalco N8306 Plus, the Nalco N1193, the Nalco N7341, the Nalco N3742, four tanks, eleven metering pumps, required piping, electrical services, instrumentation and the new flow control for the CT blowdown. | 1995-03-07 | 548000 | 100
87 | T2 | Air Products And Chemicals Inc | Pasadena Chemical Plant | 1423 Hwy 225 | Pasadena | TX | 77506 | Harris | CN601658347 | RN100221324 | TDA Catalyst Filtration: Purchased and installed two filter bundles. Each bundle contains 120 metal filter elements, 0.2 micron pore size, and a threaded tube sheet. The installation includes inlet and outlet filter pipe modifications, revisions to the nitrogen blow back system, and relocation of relief valves and piping revision on the vent header system. | A positive use determination of 100% for the purchase and installation of the two filter bundles. Installation includes inlet and outlet filter pipe modifications, revisions to nitrogen blow back system and relocation of relief valves and piping revision on the vent header system. | 1995-02-14 | 283400 | 100
88 | T2 | Phillips Petroleum Co | Freeport Terminal I | 1 M E of FM1495 & Cr731 |  | TX | 77515 | Brazoria | CN600259691 | RN102078623 | Wastewater from Freeport I operations is directed through Tank 119, a coalescing system, and into Impoundments 2, 3, 4 & 5. The impoundments are sequential in flow with Pond 5 being the final discharge to the permitted outfall. Water going through this system includes tank water draws, stormwater, ballast water, hydrocarbon sump discharges, thermal relief valve discharges, sanitary sewer, and Jones Creek Terminal waste water. Stormwater from three tank areas are dumped directly into impoundment #2 for processing and eventual discharge. This project has several parts. Each part relates to the others in the systems ability to handle waste waters produced at the Freeport I Terminal. Part one will continue to use Tank 119 and existing coalescing system for separation of contaminated water. Separated oils will be returned to a crude tank. Waste water will be held in existing Tank 111, instead of the impoundments, until sufficient amount is available for processing. Part two is to collect all thermal relief vents, pump drains, contaminated stormwater, and waste water brought in from outside the terminal into a sealed sump for processing through Tank 119. Part three will be the installation of a pig launcher and receiver at the Sweeny Tank Farm (STF) on the 24" sour crude pipeline. After the scraper system is installed, waste water stored in Tank 111 will be batched to one of four crude tanks at STF. A pump will be added near the crude tanks for pumping this water to waste water treater equalization tanks. Part four of this project will allow operations to batch contaminated water from Tank 111 to a crude tank in the STF. Once the water is received in STF, it will be directed to the waste water system of the refinery. Part five is to comply with the stormwater regulations as they apply to FPI and limit the amount of stormwater to be treated. Stormwater will be segregated into contaminated and non-contaminated flows. Non-contaminated stormwater will be discharged to permitted outfalls around the terminal. Contaminated stormwater will be collected and stored, with all other waste water, in Tank 111 until sent to the refinery. The segregation will reduce the area of contaminated water from 26 acres to .34 acres. Part six is the installation of a sanitary sewer for the control building. | A positive use determination of 100% for the electrical switchback, electrical motor, pumps and vessel installed as part of the "Replacement of Freeport I ponds". | 1995-03-06 | 194463 | 100
89 | T1 | San Miguel Electric Cooperative Inc | San Miguel Plant | FM 3387 | Jourdanton | TX | 78026 | Atascosa | CN600132278 | RN100226539 | Dilution extraction continuous emissions monitoring system (CEMS) consisting of: probe; sample line; emissions monitors for monitoring SO2, NOx, CO2, and CO; CEMS shelter; programmable logic controller, data acquisition system, flow probes, flow monitor and dilution air system. | A positive use determination of 100% for the continuous emissions monitoring system. | 1995-01-12 | 388086 | 100
90 | T1 | Warren Petroleum Company | Mont Belvieu Terminal | 10319 Hwy 146 South | Mont Belvieu | TX | 77580 | Chambers | CN600665392 | RN100222900 | Construction of a 2,150,000 barrel brine pond will enable produced brine to be recycled, and the addition of brine injection pumps will provide surplus brine disposal in an off-dome well. Description of equipment: Brine Water Pump - 2 Fresh Water Seal Pump - 2 Leak Detection Sump Pump - 1 Brine Injection Pump - 3 | A positive use determination of 100% for the land used for the brine disposal pond and the equipment installed to manage and dispose of brine. | 1995-01-15 | 3000000 | 100
91 | T1 | Chevron Phillips Chemical Co LP | Port Arthur Refinery | 1801 S Gulfway Dr | Port Arthur | TX | 77641 | Jefferson | CN600303614 | RN102584026 | The sour water processing facilities will consolidate the refinery sour water gathering and stripping facilities into one system. The system will consist of a 550 gpm sour water stripper, a new ammonia destruction facility at existing Sulfur Recovery Unit, and a sour water gathering system. The four existing sour water strippers will be retired. | A positive use determination of 100% for the Sour Water Stripper Project. The equipment installed during 1994 or not assessed during 1993 is eligible for the exemption. | 1995-04-04 | 17959823 | 100
92 | T2 | Citgo Refining And Chemicals LP | Citgo Refining - Corpus Christi | 1801 Nueces Bay Blvd | Corpus Christi | TX | 78401 | Nueces | CN600127922 | RN104697966 | This project is to upgrade the existing plant storm sewer system. Approximately 3000 linear feet of inadequate storm sewers will be replaced with reinforced concrete pipe. Additionally, the project includes construction of a short wall along CITGO's north property line to direct excess run-off from adjacent property to CITGO's sewer system. | A positive use determination of 100% for the stormwater segregation project. | 1995-01-30 | 2260000 | 100
93 | T2 | Citgo Refining And Chemicals LP | Citgo Refining - Corpus Christi | 1801 Nueces Bay Blvd | Corpus Christi | TX | 78401 | Nueces | CN600127922 | RN104697966 | This project is to install high level alarms in 18 sumps. The project includes sumps located throughout the Refinery. | A positive use determination of 100% for the installation of the high level alarms. | 1995-01-30 | 131000 | 100
94 | T2 | Citgo Refining And Chemicals LP | Citgo Refining - Corpus Christi | 1801 Nueces Bay Blvd | Corpus Christi | TX | 78401 | Nueces | CN600127922 | RN104697966 | The objective of this project is to improve performance of the East Plant process wastewater and stormwater treatment system. New CPI oil/water separators were installed previously, however, large amounts of oil are carrying through the separators resulting in floating oil in ballast ponds. This project will eliminate this source of pollution. | A positive use determination of 100% for the new equipment installed as an improvement to the wastewater treatment system. The new equipment is considered to be pollution control equipment. | 1995-01-30 | 1300000 | 100
95 | T2 | Citgo Refining And Chemicals LP | Citgo Refining - Corpus Christi | 1801 Nueces Bay Blvd | Corpus Christi | TX | 78401 | Nueces | CN600127922 | RN104697966 | The previous West Plant Effluent Water Treatment System utilized earthen above ground impoundment ponds to collect for treatment surface and oily water run-off from the West Plant Process areas. The purpose of this project is to provide above ground wastewater storage capacity in the West Plant. Two 100 MB tanks are to be built replacing the existing equalization basin. The project scope includes all necessary piping, pumps, electrical, and instrumentation equipment for a complete working system. | A positive use determination of 100% for the two (2) 100 MB tanks, and all necessary piping, pumps, electrical and instrumentation equipment. | 1995-02-08 | 2600000 | 100
96 | T2 | Citgo Refining And Chemicals LP | Citgo Refining - Corpus Christi | 1801 Nueces Bay Blvd | Corpus Christi | TX | 78401 | Nueces | CN600127922 | RN104697966 | This project will provide an adequate stormwater system to prevent flooding of plant operations and to maintain segregation of the oil water sewer system from the stormwater sewer system. The project will install approximately 4900 linear feet of pipe along various roads in the Refinery. | A positive use determination of 100% for the approximately 4900 linear feet of pipe which was installed to maintain segregation of oil water sewer system from the stormwater sewer system. | 1995-02-17 | 1925000 | 100
97 | T1 | Chevron Phillips Chemical Co LP | Port Arthur Refinery | 1801 S Gulfway Dr | Port Arthur | TX | 77641 | Jefferson | CN600303614 | RN102584026 | The Port Arthur Refinery treats and discharges approximately 20 MM gallons per day of mixed storm and process wastewater under NPDES and State permits. The Refinery has two systems to collect and treat this water. One system was originally constructed in 1922 to handle commingled process water and storm water. It is a below grade, gravity flow system, constructed primarily of clay tile. The water collected in this system flows through two oil separation tanks into an earthen, biological treatment impoundment. The second collection system was constructed in the late 1950's and modified in the 1970's and 1980's to collect and treat oily process wastewater. It consists of numerous pump stations, an above-grade collection network, two earthen aeration basins and four clarifiers. Water from this system is combined with water from the gravity flow system and pumped to a 640 acre oxidation pond for additional biological treatment prior to discharge. Currently both of these collection systems receive process wastewater streams. The pumped system is undersized and during high flows or pump failures, overflows into the gravity flow system. Minimal vapor control equipment exists on both systems. | A positive use determination of 100% for the Wastewater Improvement Project. The equipment installed during 1994 or not assessed during 1993 is eligible for exemption. | 1995-03-10 | 30779778 | 100
99 | T1 | The Dow Chemical Company | Waste Water Treatment Facility | 1000 Battleground Rd | Laporte | TX | 77571 | Harris | CN600356976 | RN10025945 | Upgraded mixing equipment and installed start/stop stations at the LA Porte South AST waste water treatment plant. | A positive use determination for 100% of the mixing equipment and start/stop station for the waste water treatment plant. | 2008-03-28 | 70000 | 100
100 | T2 | The Dow Chemical Company | Laporte Plant | 1000 Battleground Rd | Laporte | TX | 77571 | Harris | CN600356976 | RN10025945 | Retrofit of XPS line for new MET foaming blowing agent formulation including corrosion resistant gel piping, silo for new SAN resin and BA metering skid. | Returned for failure to respond to a deficiency letter. | 2009-07-23 | 1200000 | 100
101 | T1 | American Marazzi Tile Inc | American Marazzi Tile Inc | 359 Clay Rd | Sunnyvale | TX | 75182 | Dallas | CN600129522 | RN105208615 | The proposed SACMI venturi wet scrubber to be used for control of particulate emissions from Spray Dryer 2 has been designed for use with a cyclone separator proceeding it to accomplish a greater than 99% overall control of particulate emission. Additionally, the scrubber system can be better controlled to eliminate excess emissions since when the water flow in the scrubber stops, the spray dryer shuts down. | A positive use determination of 100% for the SACMI Wet Scrubber. | 1995-01-12 | 104689 | 100
102 | T1 | The Dow Chemical Company | Laporte Plant | 1000 Battleground Rd | Laporte | TX | 77571 | Harris | CN600356976 | RN10025945 | Installed the equipment necessary to bring N Plant MDI refining into conformity with MET code. | Withdrawn by applicant | 2009-04-02 | 287000 | 100
103 | T1 | Warren Petroleum Company | Sand Hills Plant #193 | 12 M S of I-20 FM 1053 | Crane | TX | 79731 | Crane | CN600665392 | RN102552031 | Air/Fuel Ration Controllers and Catalytic Converters will bring Sand Hills Gas Driven Engines into compliance with TNRCC regulations on emissions. Secondary Containment will prevent possible damage to the environment from leaks or rupture of primary sources of containment. | A positive use determination of 100% for the air/fuel ratio controller, catalytic convertors, and secondary containment equipment. | 1995-01-12 | 1066000 | 100
104 | T1 | The Dow Chemical Company | Salt Dome Operations | 1000 County Road 340 | Angleton | TX | 77515 | Brazoria | CN600356976 | RN100225945 | septic system. | The following property is used 100% for pollution control and is installed to meet or exceed federal or state regulations: septic system. | 2012-03-07 | 125000 | 100
105 | T1 | Poco Graphite Inc | Poco Graphite Plant | 1000 Miles Rd | Decatur | TX | 76234 | Wise | CN601096266 | RN100807783 | Installed a GMD Reverse Jet Pulse Dust Collection system, Model #240-10-6RA. | A positive use determination of 100% for the model #240-10-6RA GMD Reverse Jet Pulse Dust Collector. | 1995-01-13 | 80942 | 100
106 | T1 | The Dow Chemical Company | The Dow Chemical Company | 1000 CR 340 | Angleton | TX | 77515 | Brazoria | CN600356976 | RN100225945 | HRVOC monitoring system for a flare. Includes analyzer, building, and flow meter. | A positive use determination of 100% for the emission monitoring equipment for the flare located at the Webster Ethylene Compressor Station. | 2004-01-22 | 460000 | 100
109 | T1 | Poco Graphite Inc | Poco Graphite Plant | 1000 Miles Rd | Decatur | TX | 76234 | Wise | CN601096266 | RN100807783 | Constructed and installed Oil Drum Storage Building and Spill Containment Pallets. | A positive use determination of 100% for the storage building and spill containment pallets. The piston hand pumps are not considered to be pollution control equipment. | 1995-01-13 | 10965 | 100
110 | T1 | The Dow Chemical Company | The Dow Chemical Company | 1000 CR 340 | Angleton | TX | 77515 | Brazoria | CN600356976 | RN100225945 | HRVOC monitoring system for a flare. Includes analyzer, building, and flow meter. | A positive use determination of 100% for the emission monitoring equipment for the flare located at the Anahuac Ethylene Compressor Station. | 2004-01-22 | 460000 | 100
111 | T1 | The Dow Chemical Company | The Dow Chemical Company | 1201 Sheldon Rd | Houston | TX | 77015 | Harris | CN600356976 | Insufficient Information | Property: computer hardware & software configuration cost for a system to manage and provide reporting data for NOx. | A positive use determination of 100% for the computer hardware & software configuration cost. | 2004-01-20 | 35000 | 100
112 | T1 | The Dow Chemical Company | The Dow Chemical Company | 16717 Jacintoport Blvd | Houston | TX | 77015 | Harris | CN600356976 | RN100219237 | Property: computer hardware & software configuration cost to install a system to manage and provide reporting data for NOx. | A positive use determination of 100% for the computer hardware & software configuration cost to install a system to manage and provide reporting data. | 2004-01-21 | 40000 | 100
113 | T1 | Poco Graphite Inc | Poco Graphite Plant | 1000 Miles Rd | Decatur | TX | 76234 | Wise | CN601096266 | RN100807783 | An oil/water separation filtration system was installed to remove the oil from the wastewater. A coalescing filter was installed to further remove oil vapors from air going downstream. A water cooled heat exchanger was installed before the dryer to guarantee proper air temperature entering the dryer. | A positive use determination of 100% for oil/water separator, coalescing filter, and water cooled heat exchanger. | 1995-01-13 | 10756 | 100
115 | T1 | Poco Graphite Inc | Poco Graphite Plant | 1000 Miles Rd | Decatur | TX | 76234 | Wise | CN601096266 | RN100807783 | Waste Compactor: Used to compact solid waste in 55 gallon drums. | A negative determination for the waste compactor. This equipment is not considered to be pollution control property. | 1995-01-13 | 3068 | 100
117 | T1 | Poco Graphite Inc | Poco Graphite Plant | 1000 Miles Rd | Decatur | TX | 76234 | Wise | CN601096266 | RN100807783 | Installed Drum Washer used to wash/rinse empty drums to remove all hazardous materials. | Positive use determination of 100% for the Drum Washer. | 1995-01-13 | 22259 | 100
118 | T3 | Poco Graphite Inc | Poco Graphite Plant | 1000 Miles Rd | Decatur | TX | 76234 | Wise | CN601096266 | RN100807783 | Over the years, Poco has placed scrap product generated from normal production operations into an on-site landfill. This landfill is estimated to contain 200,000-400,000 pounds of scrap product. Poco generates scrap product daily which goes to this landfill. As a part of our pollution prevention plan, a furnace was constructed that will process the scrap product and convert it to saleable product. New scrap from production and reclaimed scrap from the landfill will be processed in the new furnace. We expect to use the furnace 50% of the time processing new production scrap plus the landfilled scrap. The driving forces to pursue this project were commitment to reduce waste at the source and to reclaim landfilled material. | The following property is used 50% for pollution control and is installed to meet or exceed federal or state regulations: new furnace. | 1995-03-23 | 652746 | 50
119 | T1 | Poco Graphite Inc | Poco Graphite Plant | 1000 Miles Rd | Decatur | TX | 76234 | Wise | CN601096266 | RN100807783 | flue gas oxygen and combustion analyzer. | A positive use determination of 100% for flue gas oxygen and combustion analyzer. | 1995-01-10 | 4500 | 100
120 | T1 | The Dow Chemical Company | The Dow Chemical Company | 16717 Jacintoport Blvd | Houston | TX | 77015 | Harris | CN600356976 | RN100219237 | Installed a new process control system specifically to prevent the overfilling of storage tanks. Equipment includes: process control hardware, operator control interface, high level single point switch independent of existing level transmitters, fail closed emergency block valve and the necessary wiring and piping for a complete installation. | A positive use determination of 100% for the process control system installed specifically to prevent the overfilling of storage tanks | 2004-02-19 | 590000 | 100
121 | T1 | Steven D Helling | Arrowhead Inc | 6914 Ih-10 | Baytown | TX | 77521 | Harris | CN600469837 | RN100892199 | A wash pad with a closed loop recovery system for waste wash water which is normally saturated with solids and oils was built. Once a machine is cleaned, it enters a system where all dust is ducted to dust collectors, while the grit falls into one of three augurs which carry the contaminated grit to a hopper which separates the grit to remove trash, paint chips, and the grit for reusage. Once a machine is blasted, it is driven into one of two paint booths. One booth is used for most large machinery. The second booth is used for smaller equipment and trucks. The spray equipment is high velocity-low pressure equipment. A paint mix room was constructed to contain any paint being mixed if spillage were to occur. The unit is used to control the disposal of waste paint and thinners. The room includes a blast system and a solvent recovery system. | A positive use determination of 100% for the Wash System, the Blast System, the Solvent Recovery System and the two Paint Booths. A positive use determination of 70% for the paint guns. A positive use determination of 60% for the buildings used to house the above listed equipment. | 1995-03-29 | 738100 | 100
122 | T1 | Chevron Phillips Chemical Co LP | Chevron Phillips Cedar Bayou | 9500 I-10 East | Baytown | TX | 77521 | Harris | CN600303614 | RN100825249 | The site continuously produces waste biological sludge from process wastewater treatment at a rate of 10 gallons per minute. A belt press dewatering system is being constructed. This project includes the belt press, pumps, blowers, storage tanks, polymer mixers, piping, foundations, steel, paving control valves, flow meters, level indicators, transmitters, power supply, conduit wiring, and lighting. | A positive use determination of 100%. | 1995-01-06 | 1770000 | 100
123 | T1 | Chevron Phillips Chemical Co LP | Chevron Phillips Cedar Bayou | 9500 I-10 East | Baytown | TX | 77521 | Harris | CN600303614 | RN100825249 | Lubrication oils and process oils were collected in 5 storage tanks prior to recycle at a Chevron refinery. When the refinery was sold, the recycle outlet was lost, the oils were then disposed by fuel blending, and the storage tanks became hazardous waste storage tanks. The tanks were required to be upgraded with leak detection, impermeable secondary containment, and integrity determination. This project included secondary bottoms for the tanks, impervious layer between the tank bottom and its foundation, leak detection, secondary containment and impervious coating to the secondary containment. | A positive use determination of 100%. | 1995-01-06 | 610000 | 100
124 | T1 | Chevron Phillips Chemical Co LP | Chevron Phillips Cedar Bayou | 9500 I-10 East | Baytown | TX | 77521 | Harris | CN600303614 | RN100825249 | This project supports the containment and treatment of benzene containing streams. There are 4 parts to this project. The first part reduces fugitive air emissions by replacing 25 product pump seals from single mechanical seals to dual mechanical seals with barrier fluid. The second part of this project is for the storage of hazardous wastewater containing benzene. The elimination of an earthen basin for wastewater equalization has required the construction of a 3.5 million gallon storage tank with ancillary piping and pumps which protect surface waters, soil and groundwater. The third part is for the recycle of benzene containing water. Our external floating roof product tanks are subject to rainfall intrusion which seeps down the internal wall. Periodic bottom water withdrawal has been rerouted back to the process which reduces benzene in our oily sewer and reduces fugitive emission from wastewater. The fourth part is for containment of benzene contaminated waste and wastewaters during maintenance activities by the construction of an exchanger cleaning slab. This impervious pad has diking to prevent runoff from contaminating surface waters, soil and groundwater and has waste handling and routing capabilities to ensure proper treatment and disposal of the hazardous waste. This project includes the installation of equipment - dual mechanical seals, tank, piping, pumps, and concrete pad - electrical conduit and wire and instrumentation - flow meters and level indicators. | A positive use determination of 100% for the Benzene Waste Reduction Project which included replaced mechanical seals, a benzene hazardous waste storage tank, benzene wastewater rerouting system, and an impervious pad. | 1995-02-02 | 3200000 | 100
125 | T1 | Chevron Phillips Chemical Co LP | Chevron Phillips Cedar Bayou | 9500 I-10 East | Baytown | TX | 77521 | Harris | CN600303614 | RN100825249 | The oil sewer for the Normal Alpha Olefins Unit is unable to drain the combined process wastewater and storm water during heavy rainfall events. This project will expand the oily sewer system to handle an 8.25 inches per day of rainfall which is a one in 10-year event. The project will include excavation for sewer lines, pump sump, pumps for normal flow and sudden rainfall events, piping, over 1 million gallons of storage tank capacity, power supply, conduit, wiring, level indicators, and transmitters. | A positive use determination of 100% for process wastewater sewer lines, pumps, sump pumps, piping, storage tank FB-918, level indicator and ancillary equipment. | 1995-01-06 | 3900000 | 100
126 | T1 | Chevron Phillips Chemical Co LP | Chevron Phillips Cedar Bayou | 9500 I-10 East | Baytown | TX | 77521 | Harris | CN600303614 | RN100825249 | Following the manufacture of polyethylene the product contains VOCs which are emitted during product storage. This project routes VOCs to a catalytic converter for combustion of the VOCs. This project includes excavation and foundations, equipment installation (piping, baghouse filter, guard filter, catalytic converter, blower, air intake filter, and instrument building), electrical (conduit and wiring), and instruments (VOC analyzer, flow meter, and combustible meter). | A positive use determination of 100% for the catalytic convertor, baghouse filter, guard filter, intake air filter, blower, piping, instruments (VOC analyzer, flow meter, and combustion meter), and instrument building. | 1995-01-10 | 2400000 | 100
127 | T1 | Chevron Phillips Chemical Co LP | Chevron Phillips Cedar Bayou | 9500 I-10 East | Baytown | TX | 77521 | Harris | CN600303614 | RN100825249 | This project is to replace the flare tip with one designed for efficient combustion under smokeless operation. | A positive use determination of 100% for the Flare tip. | 1995-01-10 | 316000 | 100
128 | T1 | GATX Terminals Corporation | GATX Galena Park Terminal | 906 Clinton Dr | Galena Park | TX | 77547 | Harris | CN600131882 | RN100237452 | Construct and install concrete containment under the benzene pipeline pressure reducing station. Containment will be achieved by installing a 12' x 6' concrete slab under the pressure reducing station. A 4" gravity drain line will provide spill and rain relief from the containment area to an existing sump pump. | A positive use determination of 100% for the Benzene spill containment project. | 1995-01-27 | 21000 | 100
129 | T1 | GATX Terminals Corporation | GATX Galena Park Terminal | 906 Clinton Dr | Galena Park | TX | 77547 | Harris | CN600131882 | RN100237452 | Construct and install a groundwater interception and treatment system in Galena Park Central. Groundwater interception is accomplished through construction of two below-grade trenches, two recovery wells, two monitoring wells, and modifications to nine existing monitoring wells. Nitrogen-driven ejector pumps are used to transfer contaminated groundwater to a 3000 barrel collection tank. An air stripper is used to remove volatile hydrocarbon from the groundwater prior to injection into the terminal's wastewater system and subsequent shipment to an outside wastewater treatment facility. | A positive use determination of 100% for the 1994 costs related to the Groundwater Interception and Treatment System. Equipment includes two below-grade trenches, two recovery wells, two monitoring wells, modifications to nine existing monitoring wells, nitrogen-driven ejector pumps, 3000 barrel collection tank and air stripper. | 1995-03-07 | 998000 | 100
130 | T1 | Houston Lighting & Power Company | Field Activities Building | Various See App | Houston | TX | 77019 | Harris | CN600276653 | Insufficient Information | Stage II Vapor Recovery Equipment: To satisfy newly applicable regulations, vehicle refueling (gasoline) equipment at this facility has been modified. Affected components include piping, hoses, dispensers, nozzles, etc. Other expenses include engineering, design, drawing, preparation, construction, and equipment certification testing. | A positive use determination of 50% for the Stage II Vapor Recovery Systems installed on four refueling stations. | 1995-01-19 | 47800 | 100
131 | T1 | Houston Lighting & Power Company | W A Parish | 2500 Y U Jones Rd | Thompsons | TX | 77481 | Fort Bend | CN600276653 | RN100888312 | Stormwater Retention Tank was installed as part of the Oily Waste Treatment System (OWTS). The 1994 costs associated with this project reflect the purchase and installation of controls and control valves used to regulate flow in the system. | A positive use determination of 100% for the purchase and installation of control valves as part of the City Waste Treatment System. | 1995-02-01 | 441744 | 100
132 | T1 | Houston Lighting & Power Company | Webster | 19301 Galveston Rd | Webster | TX | 77598 | Fort Bend | CN601095797 | RN100542992 | The coal pile runoff pond clarifier was installed to treat stormwater runoff collected in the plant's coal pile runoff pond. | A positive use determination of 100% for the coal pile runoff pond clarifier. | 1995-02-01 | 1675367 | 100
133 | T1 | Houston Lighting & Power Company | W A Parish | 2500 Y U Jones Rd | Thompsons | TX | 77481 | Fort Bend | CN600276653 | RN100888312 | Scrubber Sludge Pond Modification: The pond modification included cleaning accumulated sludges, repairing the clay liner, installing pond bank erosion protection, installing dividing walls and weirs to facilitate pond maintenance, and construction of a concrete wash down area. | A positive use determination of 100% for the modifications performed to the scrubber sludge pond. These modifications included cleaning accumulated sludges, repairing the clay liner, installing pond tank erosion protection, installing dividing walls and weirs to facilitate pond maintenance, and construction of a concrete washdown area. | 1995-02-02 | 290296 | 100
134 | T1 | Houston Lighting & Power Company | Limestone | Route 1, Box 85 | Jewett | TX | 75846 | Limestone | CN600276653 | RN100542927 | Scrubber/Flue Gas Desulfurization: The following projects were performed on the FGD system in 1994: A. Purchase/Repair Ambient Air Reheat Steam Coils - Unit 1 b. Refurbish Exterior FGD Inlet Duct. | A positive use determination of 100% for the purchase and repair of the ambient air reheat steam coils (Unit 1) and the refurbishment of the exterior of the FGD inlet duct. | 1995-03-08 | 748269 | 100
135 | T1 | Aquila Gas Pipeline | Aquila Gas Pipeline - La Grange Plant | 7 M N On Hwy 77 | La Grange | TX | 78945 | Fayette | CN600125579 | RN101378073 | Flare Tip (Model#DU-28SS flare tip, (3) model #200 pilot assemblies, (1) model #320 flame front generator; Flare Ind.) - upgrade existing utility flare with new tip in order to ensure proper control of emissions. | A positive use determination of 100%. | 1995-01-31 | 59000 | 100
136 | T1 | Houston Lighting & Power Company | W A Parish | 2500 Y U Jones Rd | Thompsons | TX | 77481 | Fort Bend | CN600276653 | RN100888312 | Unit 8 Baghouse Opacity Monitors: New Unit 8 baghouse opacity monitors were purchased in 1994 to replace the original monitors that were installed in 1982. | A positive use determination of 100% for the continuous emissions monitor for opacity. | 1995-01-23 | 56000 | 100
137 | T1 | Houston Lighting & Power Company | W A Parish | 2500 Y U Jones Rd | Thompsons | TX | 77481 | Fort Bend | CN600276653 | RN100888312 | Bottom Ash Sump Pump(Units 7&8): The Unit 7&8 bottom ash sump pumps were replaced. Since this project has an environmental component as well as a process component, a 50% environmental allocation is requested. | A positive use determination of 50% for the bottom ash sump pumps. | 1995-02-08 | 31500 | 100
138 | T1 | Aquila Gas Pipeline | Aquila Gas Pipeline - La Grange Plant | 7 M N On Hwy 77 | La Grange | TX | 78945 | Fayette | CN600125579 | RN101378073 | Installed truck rack flare utilized to control VOCs associated with the loading of natural gas liquids for transport. | A positive use determination of 100%. | 1995-01-31 | 44840 | 100
139 | T1 | Houston Lighting & Power Company | Limestone | Route 1, Box 85 | Jewett | TX | 75846 | Limestone | CN600276653 | RN100542927 | Bottom Ash System: A. Replace Bottom Ash Piping - Unit 1 B. Replace Bottom Ash Piping - Unit 2 C. Purchased equipment to consume Bottom Ash/K-pond Water | A positive use determination of 50% for the projects completed to maintain the integrity of the bottom ash system. | 1995-02-14 | 553527 | 100
140 | T1 | Houston Lighting & Power Company | Limestone | Route 1, Box 85 | Jewett | TX | 75846 | Limestone | CN600276653 | RN100542927 | Electrostatic Precipitator (ESP) - The following projects were performed on the ESP fly ash handling system during 1994: A. Replace Fly Ash Piping - Unit 1 B. Replace Fly Ash Piping - Unit 2 | A positive use determination of 100% for the replacement piping for Fly Ash Units 1 and 2. | 1995-02-09 | 255433 | 100
141 | T1 | Houston Lighting & Power Company | Deepwater | 901 Light Co Rd | Pasadena | TX | 77506 | Harris | CN603881384 | RN100542877 | Compliance with the US EPA Acid Rain Program for the T.H. Wharton Unit 2, Deepwater Unit 9, Green Bayou Unit 5, Webster Unit 3, S.R. Berton Units 1-4, and San Jacinto Units 1 and 2 requires the installation of CEMS for NOx, CO2 and SO2. San Jacinto Units 1 and 2 are further required to install CEMS for carbon monoxide. | A positive use determination of 100% for the installation of ten continuous emission monitoring systems (CEM), for monitoring CO, CO2 and NOx, at Deepwater Unit 9, Webster Unit 3, Greens Bayou Unit 5, S.R. Berton Units 1-4, T.H. Wharton Unit 2 and San Jacinto Units 1 & 2 and the installation of two CO monitors at the San Jacinto plant. | 1995-01-26 | 4251960 | 100
142 | T1 | Houston Lighting & Power Company | P H Robinson | 5501 Hs 146 | Bacliff | TX | 77518 | Galveston | CN603881384 | RN101062826 | Compliance with the US EPA Acid Rain Program for P.H. Robinson Units 1-4 and Webster Unit 3 requires the installation of CEMS for NOx and CO2. | A positive use determination of 100% for the installation of five continuous emission monitoring systems (CEM) for carbon monoxide and nitrogen oxides. Four were installed at the P.H. Robinson Plant and one at the Webster Plant. | 1995-01-25 | 1078969 | 100
143 | T1 | Texas Genco II LP | Cedar Bayou | 7705 Old West Bay Rd | Baytown | TX | 77520 | Chambers | CN603919200 | RN100825371 | Compliance with US EPA Acid Rain Program for Cedar Bayou Units 1-3 requires the installation of CEMS for NOx and CO2. | A positive use determination of 100% for the following equipment: three continuous emission monitoring systems installed at Cedar Bayou Generating Station. | 1995-01-27 | 1018475 | 100
144 | T1 | Houston Lighting & Power Company | W A Parish | 2500 Y U Jones Rd | Thompsons | TX | 77481 | Fort Bend | CN600276653 | RN100888312 | Compliance with US EPA Acid Rain Program for W.A. Parish Units 5-8 requires the installation of CEMS for SO2, NOx, CO2, and stack flow rate. Also required is the installation of NOx and CO2 CEMS for Units 1-4. The auxiliary boiler also is receiving a new NOx and CO2. | A positive use determination of 100% for the following equipment: four continuous emission monitoring (CEM) systems for CO2, SO2 and NOx installed on units 5, 6, 7, & 8 and five CEM systems for NOx and CO2 installed on units 1, 2, 3, 4 and an auxiliary boiler. | 1995-01-27 | 2157077 | 100
145 | T1 | Houston Lighting & Power Company | Limestone | Route 1, Box 85 | Jewett | TX | 75846 | Limestone | CN600276653 | RN100542927 | Compliance with the US EPA Acid Rain Program for Limestone Units 1 & 2 requires the installation of CEMS for SO2, NOx, O2, and stack flow rate. | A positive use determination of 100% for the following equipment: two continuous emission monitoring systems. | 1995-01-27 | 1064614 | 100
146 | T1 | Texas Genco II LP | Cedar Bayou | 7705 Old West Bay Rd | Baytown | TX | 77520 | Chambers | CN603919200 | RN100825371 | lube oil mist eliminator. | A positive use determination of 100% for the lube oil mist eliminator. | 1995-03-05 | 8650 | 100
147 | T1 | Houston Lighting & Power Company | TH Wharton | 16301 Hs 249 | Houston | TX | 77064 | Harris | CN600254148 | RN100542885 | lube oil mist eliminator. | A positive use determination of 100% for the lube oil mist eliminator. | 1995-03-05 | 43250 | 100
148 | T1 | Houston Lighting & Power Company | Webster | 19301 Galveston Rd | Webster | TX | 77598 | Harris | CN601095797 | RN100542992 | Replacement Fish Pump: The fish pump is a type of pump used to convey marine organisms which have been impinged onto rotating screens which prevent debris/marine organisms from entering the generating unit's cooling water system. The fish pump conveys the debris/marine organisms, which have been washed from the rotating screens, to a location in the plant's cooling water discharge canal which is away from the screens. The replacement fish pump is a type of pump that will increase survivability of marine organisms which have been impinged. | A positive use determination of 100% for the fish pump installed at the Webster Electric Generating Station cooling water intake. | 1995-03-22 | 60000 | 100
149 | T1 | Houston Lighting & Power Company | Greens Bayou | 12070 Beaumont Hwy | Houston | TX | 77049 | Harris | CN601095797 | RN100542851 | Reverse Osmosis Unit: A reverse osmosis (RO) unit has been added to pre-treat water prior to final treatment in the plant's demineralize system. | A positive use determination of 100% for the reverse osmosis unit. | 1995-02-17 | 347000 | 100
150 | T1 | E I Du Pont De Nemours & Co Inc | DuPont La Porte | 12501 Strang Rd | La Porte | TX | 77572 | Harris | CN600128284 | RN100225085 | Process vents from three vessels which previously vented volatile organics to the atmosphere were tied into an existing flare. New piping and instrumentation were installed to effect this change. In addition, a new flare tip was installed to destroy the volatile organic stream from a reactor. This required addition of new piping, instrumentation, as well as the flare tip, molecular seal, flame arrester, pilot, ignition panel, and seal pot. | A positive use determination of 100% for the following equipment: Installation of the piping and instrumentation installed to tie the process vents from three vessels into the existing flare; and installation of a new flare tip and associated piping and instrumentation including the molecular seal, flame arrestor, pilot, ignition panel, and seal pot. | 1995-02-06 | 680000 | 100
151 | T1 | Houston Lighting & Power Company | South Channel Substation | 100 Ethyl Corp Rd | Pasadena | TX | 77503 | Harris | Insufficient Information | Insufficient Information | Soil Remediation: A transformer fire at the South Channel Substation in east Harris County resulted in the remediation of the site for PCB-contaminated soil. Cleanup of the area was conducted and all contaminated soil was disposed of offsite at a permitted disposal facility. | A positive use determination of 100% for the soil remediation work performed at the South Channel Substation. The remediation work included the removal of PCB contaminated soil. | 1995-03-21 | 77800 | 100
152 | T1 | Phillips Petroleum Co | Sweeny Chemical & NGL Fractionation | Hwy 35 & FM 524 | Old Ocean | TX | 77463 | Brazoria | CN603881871 | RN101619179 | Benzene NESHAPS regulations require the control of benzene emissions from waste operations. Phase 1 work, which involved collecting benzene source streams and conveying to the Wastewater Treater through the existing Oily Water Sewer System, was completed in November, 1993. Phase 2 work involves the sealing of Oily Water Sewer sumps and junction boxes and removal of benzene from the waste water. | A positive use determination of 100% for phase 2A of the Benzene NESHAPS project which includes diverting VOC flow at the API Main Lift Station and modifying the existing combustor. | 1995-03-05 | 12093 | 100
153 | T1 | Houston Lighting & Power Company | P H Robinson | 5501 Hs 146 | Bacliff | TX | 77518 | Galveston | CN603881384 | RN101062826 | Soil Remediation: A transformer fire at the P.H. Robinson Station resulted in the remediation of the site for PCB-contaminated material (rags, soil, etc.). Cleanup of the area was conducted and all contaminated material was disposed of offsite at a permitted disposal facility. | A positive use determination of 100% for the soil remediation work performed at the P.H. Robinson Station. The remediation work included the removal of PCB contaminated materials. | 1995-03-21 | 30000 | 100
154 | T1 | Houston Lighting & Power Company | Greens Bayou | 12070 Beaumont Hwy | Houston | TX | 77049 | Harris | CN601095797 | RN100542851 | Clarified Water Pond Repairs: The clarified water pond is a pond used in the treatment of metal cleaning wastes. Repairs were made to the pond's clay liner. | A positive use determination of 100% for the repairs made to the clay liner of the clarified water pond. | 1995-02-20 | 10000 | 100
155 | T1 | Phillips Petroleum Co | Sweeny Cogen | Hwy 35 & FM 524 | Old Ocean | TX | 77463 | Brazoria | CN601674351 | RN100217033 | The two sumps at the south ends of the expansion trench are to be modified, a 200 gpm pump installed at each sump and the discharge routed to 56tk-68 (CPI equalization tank). | A positive use determination of 100% for the two 200 gallon pumps installed on the sumps at the south end of the expansion trench. | 1995-03-06 | 16264 | 100
156 | T1 | Texas Genco II LP | Cedar Bayou | 7705 Old West Bay Rd | Baytown | TX | 77520 | Chambers | CN603919200 | RN100825371 | Repair RCRA Pond Liner: One half of the pond was re-lined with a new fiberglass liner in 1994. The other half will be relined in 1995. | The following property is used 100% for pollution control and is installed to meet or exceed federal or state regulations: Repair RCRA Pond Liner. | 1995-02-20 | 41722 | 100
157 | T1 | Texas Genco II LP | Cedar Bayou | 7705 Old West Bay Rd | Baytown | TX | 77520 | Chambers | CN603919200 | RN100825371 | Stormwater Pollution Prevention Project: The components of the project are: 1) Replace transfer pumps at the "A" Oil Trap; 2) Reroute yard drainage, where no industrial activity occurs, to existing stormwater ditch; 3) Reroute drainage in equipment areas (pumps, compressors, etc.) to the Oily Waste Treatment System; 4) Install oil trapping capability in floor drain transfer sumps; and 5) Modify pump controls. | A positive use determination of 100% for the pumps, pump controls, piping and valves installed as part of the Stormwater Pollution Prevention Project. | 1995-03-06 | 394984 | 100
158 | T1 | Exxon Mobil Corporation | ExxonMobil Chemical - Bayport | 5000 Bayway Dr | Baytown | TX | 77522 | Harris | CN600123939 | RN102574803 | This project installs 700 feet of 30 inch, 1,100 feet of 18 inch, and 310 feet of carbon steel pipe. Also required pipe supports and instrumentation will be installed to provide a header to connect Flare Stack 9 and Flare Stack 23 to allow the destruction of air contaminants released by manufacturing unit upsets. | A positive use determination of 100% for the following equipment: Installation of 700 feet of 30-inch, 1,100 feet of 18-inch, and 310 feet of carbon steel pipe. | 1995-02-06 | 3190000 | 100
159 | T1 | Texas Genco II LP | Cedar Bayou | 7705 Old West Bay Rd | Baytown | TX | 77520 | Chambers | CN603919200 | RN100825371 | Spectrophotometer: The plant laboratory purchased a spectrophotometer to analyze wastewater samples as required by state and federal permits. | A positive use determination of 100% for the Spectrophometer. | 1995-02-20 | 6000 | 100
160 | T1 | Houston Lighting & Power Company | P H Robinson | 5501 Hs 146 | Bacliff | TX | 77518 | Galveston | CN603881384 | RN101062826 | Laboratory Equipment: The plant laboratory purchased a chlorine trimeter and a pH meter to analyze waste water samples for environmental reporting requirements. | A positive use determination of 100% for the laboratory equipment purchased (chlorine tri-meter and pH meter). | 1995-02-20 | 2800 | 100
161 | T1 | Houston Lighting & Power Company | Webster | 19301 Galveston Rd | Webster | TX | 77598 | Harris | CN601095797 | RN100542992 | Re-Line Acid Tank: The acid tank was re-lined. | A positive use determination of 100% for the re-lining of the acid tank. | 1995-02-20 | 5600 | 100
162 | T1 | Houston Lighting & Power Company | Deepwater | 901 Light Co Rd | Pasadena | TX | 77506 | Harris | CN603881384 | RN100542877 | Stormwater Project: Projects to reroute drainage from several areas in the plants were started in 1994. The projects will reroute drainage from areas where power transformers are located and an area where lube oil loading/storage occurs to the plant's Oily Waste Treatment Systems. | A positive use determination of 100% for the piping, curbing and valving installed as part of the Stormwater Project. | 1995-03-06 | 143362 | 100
163 | T1 | Houston Lighting & Power Company | Limestone | Route 1, Box 85 | Jewett | TX | 75846 | Limestone | CN600276653 | RN100542927 | Solid Waste Disposal Area (SWDA): Fly ash collected in the electrostatic precipitators, scrubber sludge generated by the flue gas desulfurization system, and bottom ash are transported to the SWDA where each material is prepared for disposal or sale. The coal combustion by-product is disposed of onsite in an industrial waste landfill. HL&P conducted various construction activities at the landfill to measure its capacity (clay liner installation) and close full sections (clay cap installation). HL&P also purchased land in the area of the existing landfill for planned expansion purposes. The following projects were performed on the SWDA fly ash and scrubber sludge systems in 1994: A. Modify pug mill dust collectors. B. Line pug Mills/Rebuild conveyor belt systems. C. Replace thickener sump pumps and discharge piping. D. Replace regulators. E. Install conveyor belt cleaning system F. Reroute rotary drum vacuum filter sump discharge. G. Purchase thickener rake. H. Replace rotary drum vacuum filters. I. Install rotary drum vacuum filter vacuum header system. J. Replace pipe from thickeners to filter feed tank. K. Relocate SWDA control cabinets. L. CCBP landfill construction activities. M. CCBP landfill expansion land purchases. | A positive use determination of 100% for the projects performed on the SWDA fly ash and scrubber sludge system. | 1995-04-13 | 3876900 | 100
164 | T1 | Houston Lighting & Power Company | San Jacinto | 845 Sens Rd | La Porte | TX | 77571 | Harris | CN600276653 | RN100542901 | The San Jacinto Electric Station consists of two electrical generating units. Natural gas and/or fuel oil is used as fuel for the generating equipment. A 40,476 barrel (1.7 million gallon) fuel oil tank and accompanying secondary containment structure were constructed in 1994 to store fuel oil. The secondary containment around the fuel oil tank consists of an earthen dike with a storage capacity of 2.7 million gallons. Drainage from the diked area is controlled by a manually operated gate type valve. | A positive use determination of 100% for the secondary containment device (earthen dike) installed around the fuel oil tank. | 1995-03-28 | 1000000 | 100
165 | T1 | Houston Lighting & Power Company | San Jacinto | 845 Sens Rd | La Porte | TX | 77571 | Harris | CN600276653 | RN100542901 | The wastewater facilities at this plant site consist of a system to segregate and neutralize certain wastewater streams and collect the streams for transport to an adjacent facility. | A positive use determination of 100% for the wastewater treatment facilities constructed at the plant site. | 1995-03-22 | 2000000 | 100
166 | T1 | Houston Lighting & Power Company | South Houston Central Complex | 4500 South Shaver | Houston | TX | 77034 | Harris | CN600276653 | RN102797164 | The dynamometer will be used to monitor compliance with emission limits required by the TNRCC enhanced I/M vehicle testing program. | A positive use determination of 50% for the automotive dynamometer. | 1995-02-09 | 23988 | 100
167 | T1 | Exxon Mobil Corporation | ExxonMobil Chemical - Bayport | 5000 Bayway Dr | Baytown | TX | 77522 | Harris | CN600123939 | RN102574803 | This project will upgrade the pilots on Flare Stack 9. New pilots, piping, and instrumentation will be installed. | A positive use determination of 100% for the following equipment: Pilots, piping, and instrumentation. | 1995-02-06 | 131585 | 100
168 | T1 | Houston Lighting & Power Company | South Houston Central Complex | 4500 South Shaver | Houston | TX | 77034 | Harris | CN600276653 | RN102797164 | To comply with TNRCC Reg. I two dust vacuums have been installed on electric sanding machines, and two more will be purchased and installed in 1995. In addition, a stainless steel vacuum system has been budgeted for purchase next year. | A positive use determination of 100% for the dust collection systems installed on the electric sanding machines and the associated stainless steel vacuum system. | 1995-02-09 | 1880 | 100
169 | T1 | Exxon Mobil Corporation | ExxonMobil Chemical - Bayport | 5000 Bayway Dr | Baytown | TX | 77522 | Harris | CN600123939 | RN102574803 | This project will upgrade the pilots on Flare Stack 12. Instrumentation to monitor pilot flame to ensure that Flare Stack 12 operates with a flame present at all time, an alarm will signal indicating the pilot needs to be relit. | A positive use determination of 100% for the following equipment: Upgrade of pilots on Flare Stack 12. | 1995-02-06 | 320000 | 100
170 | T1 | Exxon Mobil Corporation | ExxonMobil Chemical - Bayport | 5000 Bayway Dr | Baytown | TX | 77522 | Harris | CN600123939 | RN102574803 | This project will upgrade the pilots and ignition system for Flare Stack 24. Air-educator pilots, dedicated fuel gas lines to each pilot, automatic ignition capabilities, an infrared monitor, and instrumentation were installed. | A positive use determination of 100% for the following equipment: Air-educator pilots, dedicated fuel gas lines to each pilot, automatic ignition capabilities, an infrared monitor, and instrumentation. | 1995-02-06 | 420000 | 100
171 | T1 | Aquila Gas Pipeline | Aquila Gas Pipeline - La Grange Plant | 7 M N On Hwy 77 | La Grange | TX | 78945 | Fayette | CN600125579 | RN101378073 | Spill Containment - 20'x40'x6' concrete containment constructed in order to serve as a secondary containment measure for (1) lube oil and (1) methanol tank. | A positive use determination of 100% for the following equipment: Installation of 20'x40'x6" concrete containment structure. | 1995-02-06 | 11900 | 100
172 | T1 | Exxon Mobil Corporation | ExxonMobil Chemical - Bayport | 5000 Bayway Dr | Baytown | TX | 77522 | Harris | CN600123939 | RN102574803 | This project installs 750 feet of 30-inch and 150 feet of 18-inch carbon steel pipe. Also required pipe supports and instrumentation will be installed to provide a header to connect Flare Stack 9 to Flare Stack 24 to allow the destruction of air contaminants released by manufacturing unit upsets. | A positive use determination of 100% for the installation of 750 feet of 30 inch and 150 feet of 18 inch carbon steel pipe and required supports and instrumentation. | 1995-01-31 | 1046000 | 100
173 | T1 | Houston Lighting & Power Company | South Houston Central Complex | 4500 South Shaver | Houston | TX | 77034 | Harris | CN600276653 | RN102797164 | The property/equipment described herein is a device used to capture refrigerant used in auto air conditioning systems so that necessary maintenance can be performed on these vehicles without releasing CFC's into the environment. | A positive use determination of 60% for the refrigerant recycling equipment. | 1995-02-09 | 1632 | 100
174 | T1 | PD Glycol | PD Glycol Beaumont Plant | 2810 Gulf States Rd | Beaumont | TX | 77701 | Jefferson | CN600505648 | RN100825413 | The installation of three sumps; eight pumps; and containment barriers consisting of concrete curbing serving the Glycol I unit, the Utilities unit, and the drum yard; an earthen berm as the containment barrier for the effluent tank. | A positive use determination of 100% for the three sumps, eight pumps with associated electrical, and the concrete curbing and earthen berm installed as containment barriers. | 1995-03-20 | 1207000 | 100
175 | T1 | Oxy Petrochemicals Inc | Oxy Chocolate Bayou Plant | 12 M S On FM 2917 | Alvin | TX | 77512 | Brazoria | CN604449371 | RN100210574 | The purpose of this project is to install proprietary wet-air oxidation (WAO) treatment technology to treat hazardous spent caustic generated by the Olefins Unit to a non-hazardous form. | A positive use determination of 100% for the wet-air oxidation treatment technology. Equipment includes skid mounted wet-air oxidation treatment unit, two tanks, cooler, in-ground sump and pump, heat exchanger, pump, piping and electrical work. | 1995-03-05 | 3920000 | 100
176 | T1 | Asarco Incorporated | Amarillo Copper Refinery | Tx Hwy 136 | Amarillo | TX | 79108 | Potter | CN602815524 | RN101701654 | A waste management system has been installed at the Amarillo Copper Refinery that includes above ground tanks, double containment piping, and leak detection system to manage wastewater prior to deep well disposal. | A positive use determination of 100% has been made for the eligible proportion of the waste management system used in conjunction with the deep well disposal equipment. The equipment installed included above ground tanks, double containment pipe, and leak detection system. | 1995-03-02 | 2152780 | 100
177 | T1 | Houston Lighting & Power Company | W A Parish | 2500 Y U Jones Rd | Thompsons | TX | 77481 | Fort Bend | CN600276653 | RN100888312 | Groundwater Monitoring: HL&P operates an industrial waste landfill at the W. A. Parish Station in order to dispose of coal combustion by-products. The groundwater beneath the landfill is sampled biannually from a monitoring well network surrounding the landfill. A replacement monitoring well was installed at the site due to damage to an existing well. | A positive use determination of 100% for the replacement monitoring well. | 1995-03-20 | 14000 | 100
178 | T1 | Asarco Incorporated | Amarillo Copper Refinery | Tx Hwy 136 | Amarillo | TX | 79108 | Potter | CN602815524 | RN101701654 | Replacement of the worn floor in the cellar of the electrolytic tankhouse began in 1994. The cellar floor is concrete with an acid resistant coating and is used to collect copper electrolyte when leaks occur in the electro-refining cells. | A positive use determination of 100% for the replacement of the concrete/acid resistant coated cellar floor. The determination does not exempt new or modified pre-existing equipment appraised and taxed previously to 1994. | 1995-04-10 | 898000 | 100
179 | T1 | Houston Lighting & Power Company | Limestone | Route 1, Box 85 | Jewett | TX | 75846 | Limestone | CN600276653 | RN100542927 | Groundwater Monitoring: HL&P operates an industrial waste landfill at the Limestone Station in order to dispose of coal combustion by-products. The groundwater beneath the landfill is sampled biannually from a monitoring well network surrounding the landfill. A replacement monitoring well was installed at the site due to damage to an existing well. | A positive use determination of 100% for the replacement monitoring well. | 1995-03-20 | 17000 | 100
180 | T1 | Houston Lighting & Power Company | Deepwater | 901 Light Co Rd | Pasadena | TX | 77506 | Harris | CN603881384 | RN100542877 | Waste Storage Containers: HL&P owns and operated several industrial sites in Harris county. In ensuring proper management of industrial wastes, steel and plastic 55-gallon drums are used for temporary on-site storage of waste. Because wastes are commonly transported to off-site disposal facilities in these containers, HL&P must purchase an appreciable number of containers for facility personnel. | A positive use determination of 100% for the waste storage containers at the five facilities listed above. | 1995-02-14 | 10000 | 100
181 | T1 | Asarco Incorporated | Amarillo Copper Refinery | Tx Hwy 136 | Amarillo | TX | 79108 | Potter | CN602815524 | RN101701654 | A RCRA 90 day generator accumulation tank with secondary containment and ancillary piping was constructed to manage process wastewater prior to disposal. | A positive use determination of 100% for the waste storage tanks, secondary containment and ancillary piping. | 1995-03-06 | 505000 | 100
182 | T1 | Houston Lighting & Power Company | Limestone | Route 1, Box 85 | Jewett | TX | 75846 | Limestone | CN600276653 | RN100542927 | Waste Storage Containers: HL&P owns and operates an industrial site in Limestone County. In ensuring proper management of industrial wastes, steel and plastic 55-gallon drums are used for temporary on-site storage of waste. Because wastes are commonly transported to off-site disposal facilities in these containers, HL&P must purchase an appreciable number of containers for facility personnel. | A positive use determination of 100% for the steel and plastic 55 gallon drum waste storage containers. | 1995-03-02 | 10000 | 100
183 | T1 | Asarco Incorporated | Amarillo Copper Refinery | Tx Hwy 136 | Amarillo | TX | 79108 | Potter | CN602815524 | RN101701654 | Concrete containment pads were installed to prevent copper and other process or waste material from coming into contact with the ground. | A positive use determination of 100% for the concrete containment pads used to prevent contamination of stormwater. | 1995-03-02 | 210000 | 100
184 | T1 | Houston Lighting & Power Company | W A Parish | 2500 Y U Jones Rd | Thompsons | TX | 77481 | Fort Bend | CN600276653 | RN100888312 | Waste Storage Containers: HL&P owns and operates an industrial site in Fort Bend county. In ensuring proper management of industrial wastes, steel and plastic 55-gallon drums are used for temporary on-site storage of waste. Because wastes are commonly transported to off-site disposal facilities in these containers, HL&P must purchase an appreciable number of containers for facility personnel. | A positive use determination of 100% for the steel and plastic 55 gallon drums used for waste storage. | 1995-03-08 | 10000 | 100
185 | T1 | Houston Lighting & Power Company | SR Berton | 2012 Miller Cut-Off Rd | Deer Park | TX | 77536 | Harris | CN600276653 | RN100825389 | Spill Response: Oil spill response equipment is maintained at the S. R. Berton Station pipeline office. New equipment is annually purchased to replace used equipment and for maintenance of existing equipment. | A positive use determination of 100% for the oil spill response equipment maintained at the pipeline office. This includes new equipment purchased after January 1, 1994 and maintenance work performed on existing equipment. | 1995-02-20 | 11000 | 100
186 | T1 | Exxon Mobil Corporation | Magent-Withers Salt Water Disp. Sys #1 | 3215 Cockburn | Wharton | TX | 77488 | Wharton | CN600123939 | RN102028529 | Install tankage and alarms to facilitate closure of a salt water disposal overflow pit. Install two 1,500 barrel tanks for emergency overflow service, make necessary piping changes, and install level alarms to facilitate overflow containment of produced water. | A positive use determination of 100% for the two overflow tanks (1550 barrels), alarms and ancillary piping. | 1995-01-30 | 89240 | 100
187 | T1 | Houston Lighting & Power Company | P H Robinson | 5501 Hs 146 | Bacliff | TX | 77518 | Galveston | CN603881384 | RN101062826 | Containment Systems: HL&P constructed a containment system consisting of curbing and dedicated drains for two 285 barrel turbine lubricating oil batch tanks to prevent the release of the lube oil to the environment. | A positive use determination of 100% for the construction of the containment system for the two 285 barrel turbine lubricating oil batch tanks. This containment system consists of curbing and dedicated drains. | 1995-02-20 | 23000 | 100
188 | T1 | Aquila Gas Pipeline | Aquila Gas Pipeline - Grimes County |  | Grimes County | TX | 77830 | Grimes | CN600125579 | RN102706512 | Glycol dehydration flare utilized to process the released water vapor in dehydration and control any associated VOCs. | A positive use determination of 100% for the following equipment: Installation of glycol dehydration flare. | 1995-02-06 | 14769 | 100
189 | T1 | Houston Lighting & Power Company | Webster | 19301 Galveston Rd | Webster | TX | 77598 | Harris | CN601095797 | RN100542992 | The Webster BFP Lube Oil Transfer System was installed in 1994 and consisted of a pumping system to transfer oil from the feed pumps to the Unit 3 turbine lube oil reservoirs prior to maintenance on the pumps. Once work is completed, the oil is transferred back to the pumps. This overhead piping system was field routed and consisted of 240 ft of 1.5 inch diameter header pipe and a 126 ft 0.75 diameter oil line which feeds each BFP and the 33 BFP hydraulic couplings. The system included one 1.5 inch globe valve, ten 0.75 inch globe valves, twelve 0.75 inch check-valves and numerous elbows and tees. | A positive use determination of 100% for the Webster BFP Lube Oil Transfer System. | 1995-03-28 | 5900 | 100
190 | T1 | Aquila Gas Pipeline | Aquila Gas Pipeline - La Grange Plant | 7 M N On Hwy 77 | La Grange | TX | 78945 | Fayette | CN600125579 | RN101378073 | Bioremediation pit/soil excavation approximately 180 cubic yards of oil-stained soil removed from former Amine unit site for bio-remediation treatment; bio-remediation pit constructed using plastic liners as a barrier with underlying soil; valve installed at control point in order to control flow of liquid waste. | A positive use determination of 100% for Bioremediation pit/soil excavation, including liners, valve, bioremediation material, excavation, and installation. | 1995-03-05 | 13000 | 100
191 | T1 | Aquila Gas Pipeline | Aquila Gas Pipeline - La Grange Plant | 7 M N On Hwy 77 | La Grange | TX | 78945 | Fayette | CN600125579 | RN101378073 | Dump tank is utilized for wastewater removal from larger condensate tank in order to prevent spills. | A positive use determination of 100% for the following equipment: 200 gallon dump tank. | 1995-02-06 | 8750 | 100
192 | T1 | Houston Lighting & Power Company | South Texas Project | 8 M W On FM 521 | Wadsworth | TX | 77483 | Matagorda | CN600276653 | RN102395654 | UST Replacement: The station completed the removal of two underground fuel oil storage tanks. As part of the project, secondary containment was installed for the aboveground replacement tanks. | A positive use determination of 100% for the removal of two underground storage tanks and the installation secondary containment around the aboveground storage tanks. | 1995-04-11 | 171100 | 100
193 | T1 | Aquila Gas Pipeline | Aquila Gas Pipeline - Grimes County |  | Grimes County | TX | 77830 | Grimes | CN600125579 | RN102706512 | Utility flare utilized to process the released CO2 from amine treater and control any associated VOCs; also used to convert H2S to SO2. | A positive use determination of 100% for the following equipment: Utility flare (Model #DU-8) installed to process releases from amine treater. | 1995-02-06 | 43731 | 100
194 | T1 | Houston Lighting & Power Company | South Texas Project | 8 M W On FM 521 | Wadsworth | TX | 77483 | Matagorda | CN600276653 | RN102395654 | Radiation Monitors: Addition of two monitors per on the condensate return line of each unit to the auxiliary steam system. | A positive use determination of 100% for the radiation monitors installed on the condensate return line. | 1995-04-11 | 63600 | 100
195 | T1 | Houston Lighting & Power Company | South Texas Project | 8 M W On FM 521 | Wadsworth | TX | 77483 | Matagorda | CN600276653 | RN102395654 | N-16 Monitors Installation: Installation of N-16 monitors to monitor for primary to secondary system leakage. | A positive use determination of 100% for the two N-16 monitors. | 1995-04-11 | 178300 | 100
196 | T1 | Advanced Micro Devices | Advanced Micro Devices | 5204 E Ben White | Austin | TX | 78741 | Travis | CN600411433 | RN100723741 | AMD has constructed a centralized building primarily for the management of corrosive and ignitable wastes generated from the manufacture of semiconductors. The corrosive wastes generated from the manufacture of semiconductors are all routed via PVDF, Polypropylene and PVC piping to the industrial wastewater neutralization system. Influent wastewaters are fed to neutralization tanks where a solution of sodium hydroxide or hydrochloric acid from the bulk storage tanks is added at a rate controlled by valves that respond to pH meters. Agitators and pumps circulate the wastewater generated to ensure neutralization. Hydrofluoric acid segregation and treatment/equalization is also part of the overall system, in order to manage concentrated HF wastes. This building also houses the accumulation and transfer facilities for the management of ignitable hazardous wastes generated at the site. Stainless steel piping is utilized to route hazardous waste from the manufacturing area to this accumulation location. Accumulation tanks are utilized to collect and protect the waste prior to offsite disposition. Security and off loading facilities for the system are all incorporated within this building. | A positive use determination of 100% for the industrial wastewater neutralization system and the accumulation/transfer facilities for generated hazardous waste. | 1995-03-14 | 9216503 | 100
197 | T3 | Houston Lighting & Power Company | South Texas Project | 8 M W On FM 521 | Wadsworth | TX | 77483 | Matagorda | CN600276653 | RN102395654 | Replacement of Chillers: The station retired two 300-ton chiller units when annual refrigerant leakage rates exceeded threshold levels established in 40 CFR 82.156 for appliances normally containing more than 50 lbs. of refrigerant. These units were replaced with two 300-ton chiller units. | A positive use determination of 50% for the two 300-ton replacement chiller units. | 1995-04-11 | 197650 | 100
198 | T1 | Houston Lighting & Power Company | South Texas Project | 8 M W On FM 521 | Wadsworth | TX | 77483 | Matagorda | CN600276653 | RN102395654 | Oily Waste Treatment System Upgrades: The site purchased equipment to upgrade the Oily Waste Treatment System. Equipment purchases included depth filters, pumps, and a tank. | A positive use determination of 100% for the depth filters, pumps and tank installed as upgrades to the oily waste treatment system. | 1995-03-06 | 40400 | 100
199 | T1 | Houston Lighting & Power Company | South Texas Project | 8 M W On FM 521 | Wadsworth | TX | 77483 | Matagorda | CN600276653 | RN102395654 | Purchase of Hazstor Buildings: The site purchased four enclosed storage buildings with internal secondary containment for use in waste accumulation areas. These buildings also protect containers from contact with stormwater. | A positive use determination of 100% for the four enclosed storage buildings with internal secondary containment. | 1995-03-06 | 64000 | 100
200 | T1 | Sullivan Graphics | Sullivan Graphics Lufkin | Hwy 103 E | Lufkin | TX | 75901 | Angelina | CN600877005 | RN101860625 | A thermal oxidizer was installed in September, 1994. | The following property is used 100% for pollution control and is installed to meet or exceed federal or state regulations: thermal oxidizer. | 1995-02-06 | 635000 | 100
201 | T1 | Houston Lighting & Power Company | South Texas Project | 8 M W On FM 521 | Wadsworth | TX | 77483 | Matagorda | CN600276653 | RN102395654 | Nonradioactive CWTS Upgrades: The site is completing upgrades to the nonradioactive chemical wastewater treatment system. This upgrade addresses degradation of equipment and structural components and adds additional secondary containment. Discharge pumps were restored, much of the electrical components were restored and upgraded, and equipment and structural components were painted to prevent material degradation on this wastewater treatment system. Chemical feed pumps were replaced with gravity feed lines which reduces the risk of leaks or spills. In addition secondary containment is being expanded to incorporate the chemical feed lines. These upgrades and improvements were necessary for continued operation of the wastewater treatment system and enhanced spill prevention capabilities. | A positive use determination of 100% for the upgrade to the nonradioactive chemical wastewater treatment system. | 1995-04-11 | 286000 | 100
202 | T1 | Nucor Steel | Nucor Steel | Hwy 79 South | Jewett | TX | 75846 | Leon | CN604597971 | RN107359937 | Constructed a 30 ft wide by 160 ft long building to provide oil leak and diesel filling containment for 3 railcar locomotives. Constructed a 60 ft wide by 120 ft long open wall oil storage facility to house all lube oils, greases, hydraulic fluids, etc. in barrels and tanks along with a contained steam clean area, a waste oil storage area and catch basin for 2 diesel storage tanks and 2 gasoline storage tanks. | A positive use determination of 100% for the 30 ft wide by 160 ft long building and the 60 ft wide by 120 ft long open wall storage facility. | 1995-02-06 | 387966 | 100
203 | T1 | Houston Lighting & Power Company | South Texas Project | 8 M W On FM 521 | Wadsworth | TX | 77483 | Matagorda | CN600276653 | RN102395654 | Auxiliary Boiler Refurbishment: Restoration of an auxiliary boiler unit included the re-design and installation of a new boiler control system. | A positive use determination of 100% for the auxiliary boiler refurbishment including the re-design and installation of a new boiler control system. | 1995-03-06 | 45600 | 100
204 | T1 | US Intec Inc | US Intec Inc | 13609 Industrial Rd | Houston | TX | 77015 | Harris | CN600616429 | RN101058121 | Installed a Thermal oxidizer and fabric filters. | A positive use determination of 100% for the Epcon Thermal Oxidizer, the fabric filters fiberbed candle filter 1400 CFM at 10" S.P., and the fabric filters filter Tag #BF2, BF3, BF4, BF5, BF6 and model #9-1M-8, 16-1M-8, 100-10TR LOD. | 1995-03-05 | 848518 | 100
205 | T1 | Houston Lighting & Power Company | South Texas Project | 8 M W On FM 521 | Wadsworth | TX | 77483 | Matagorda | CN600276653 | RN102395654 | Auxiliary Boiler Refurbishment: Restoration of an auxiliary boiler unit included the addition of curbing around the boiler pad. | A positive use determination of 100% for the curbing constructed around the boiler pad. | 1995-02-20 | 8000 | 100
206 | T1 | Houston Lighting & Power Company | South Texas Project | 8 M W On FM 521 | Wadsworth | TX | 77483 | Matagorda | CN600276653 | RN102395654 | Sodium Hypochlorite System Upgrade: The site replaced a temporary sodium hypochlorite injection system with a permanent system. This upgrade included secondary containment for piping. | A positive use determination of 100% for the sodium hypochlorite systems upgrade including secondary containment. | 1995-03-06 | 103000 | 100
207 | T1 | Marathon Power Technologies | Marathon Power Technologies | 8301 Imperial Dr | Waco | TX | 76712 | McLennan | CN603893561 | Insufficient Information | Recent changes in the maximum allowable limits of the particulate have mandated the need to have a totally contained area. Due to the configuration of the facility, a complete relocation and redesign of the operation was required. Along with all the ancillary areas and equipment, hooded dust and vapor collection systems were installed. A similar collection and vacuum system in an area known as plaque process was also installed. A central vacuum unit was installed into the dry system. Clarification of the brushing water in the wet system significantly reduces the loading of the waste treatment system. A cleaning system for the processing baskets was also installed. Replacement of two acid gas wet scrubbers and reconditioning of caustic gas scrubbers was also required. The final area addressed in this project was to build, upgrade, and repair all spill containment systems for the process chemicals used in this facility. | A positive use determination of 100% for the dust collection systems, scrubbers, spill containment system construction, upgrades and repairs and costs related to engineering, installation, disposal and decontamination. | 1995-03-22 | 1480304 | 100
208 | T1 | Houston Lighting & Power Company | South Texas Project | 8 M W On FM 521 | Wadsworth | TX | 77483 | Matagorda | CN600276653 | RN102395654 | The station completed construction of a fuel oil storage tank secondary containment system. This replaces an earthen berm previously in place for containment. The replacement berm is of an impervious material not subject to erosion and which does not contribute extraneous solid material to wastewater treatment systems. | A positive use determination of 100% for secondary containment device constructed at the fuel oil storage tank. | 1995-02-20 | 42200 | 100
209 | T3 | Houston Lighting & Power Company | W A Parish | 2500 Y U Jones Rd | Thompsons | TX | 77481 | Fort Bend | CN600276653 | RN100888312 | Gas Recirc Fan Expansion Joint Replacement: The gas recirculating fan is utilized to reduce the amount of ambient air introduced into the boiler of a power generating unit. The expansion joints, which provide isolation of the recirculated gases from ambient air, were replaced due to age and excessive wear. The replacement of the expansion joints prevents the emission of fugitive fly ash and reduces ambient air leakage into the process. Since this project has an environmental component as well as a process component, 59% environmental allocation is requested. | A negative Use Determination. This is a Tier III application for replacement of expansion joints on the gas recirculating duct on a power generating unit. This recirculating duct is part of the design of the power generating unit. Its purpose is to conserve energy consumption in the steam generator by recirculating part of the hot outlet gases back into the inlet air. This helps raise the temperature of the inlet air thereby reducing fuel consumption. This is not part of the air pollution control system. The claim that replacement of the joint prevents the escape of fugitive dust is not a valid pollution control measure. Proper operation and maintenance of a facility is expected and is not considered as pollution control. | 1995-03-13 | 82500 | 100
210 | T2 | Houston Lighting & Power Company | P H Robinson | 5501 Hs 146 | Bacliff | TX | 77518 | Galveston | CN603881384 | RN101062826 | Implementation of NOx control technology known as burners out of service (BOOS) for P.H. Robinson Unit 4. Implementation of BOOS involves the adjustment, or tuning, of burners into certain patterns (and testing these patterns) to yield a desired reduction in NOx emissions. | A positive use determination of 100% for the implementation of burners out of service for P.H. Robinson Unit 4. | 1995-03-13 | 242789 | 100
211 | T2 | Texas Genco II LP | Cedar Bayou | 7705 Old West Bay Rd | Baytown | TX | 77520 | Chambers | CN603919200 | RN100825371 | Implementation of NOx control technology known as burners out of services (BOOS) for Cedar Bayou Units 1-3. Implementation of BOOS involves the adjustment, or tuning, of burners into certain patterns and these patterns yield a desired reduction in NOx emissions. | A positive use determination of 100% for the implementation of burners out of service for Cedar Bayou Units 1-3. | 1995-03-13 | 626464 | 100
212 | T2 | Texas Genco II LP | Cedar Bayou | 7705 Old West Bay Rd | Baytown | TX | 77520 | Chambers | CN603919200 | RN100825371 | Asbestos Abatement: Asbestos containing building and insulating material are present throughout HL&P's system. Costs associated with asbestos abatement include those for HEPA vacuum equipment, negative air pressure enclosures, glove bags, personal protective equipment, decontamination facilities, testing, etc. | A positive use determination of 100% for the costs related to asbestos abatement including the HEPA vacuum equipment, negative air pressure enclosures, glove bags, personal protective equipment, decontamination facilities, testing, etc. The positive use determination does not include any costs related to remodeling or rebuilding of the structure or facility. | 1995-03-08 | 373300 | 100
213 | T2 | Houston Lighting & Power Company | W A Parish | 2500 Y U Jones Rd | Thompsons | TX | 77481 | Fort Bend | CN600276653 | RN100888312 | Asbestos Abatement: Asbestos containing building and insulating material are present throughout HL&P's system. Costs associated with asbestos abatement include those for HEPA vacuum equipment, negative air pressure enclosures, glove bags, personal protective equipment, decontamination facilities, testing, etc. | A positive use determination of 100% for the costs related to asbestos abatement including the HEPA vacuum equipment, negative air pressure enclosures, glove bags, personal protective equipment, decontamination facilities, testing, etc. The positive use determination does not include any costs related to remodeling or rebuilding of the structure or facility. | 1995-03-08 | 252800 | 100
214 | T2 | Houston Lighting & Power Company | P H Robinson | 5501 Hs 146 | Bacliff | TX | 77518 | Galveston | CN603881384 | RN101062826 | Replace Defoaming Structure: The defoaming structure is used to prevent the discharge of any foam into Galveston Bay. | A positive use determination of 100% for the defoaming structure. | 1995-03-07 | 92000 | 100
215 | T2 | Houston Lighting & Power Company | Deepwater | 901 Light Co Rd | Pasadena | TX | 77506 | Harris | CN603881384 | RN100542877 | Lead Abatement: Lead abatement at the Deepwater and T. H. Wharton Stations was conducted to eliminate the environmental exposure from lead-containing paint. The lead-containing paint was removed from areas at both facilities and the waste was disposed of at a permitted disposal facility. | Withdrawn/Returned | 1995-04-26 | 323000 | 100
216 | T2 | Houston Lighting & Power Company | Deepwater | 901 Light Co Rd | Pasadena | TX | 77506 | Harris | CN603881384 | RN100542877 | Asbestos Abatement: Asbestos containing building and insulating material are present throughout HL&P's system. Costs associated with asbestos abatement include those for HEPA vacuum equipment, negative air pressure enclosures, glove bags, personal protective equipment, decontamination facilities, testing, etc. | A positive use determination of 100% for the costs related to asbestos abatement including the HEPA vacuum equipment, negative air pressure enclosures, glove bags, personal protective equipment, decontamination facilities, testing, etc. The positive use determination does not include any costs related to remodeling or rebuilding of the structure or facility. | 1995-03-08 | 1971900 | 100
217 | T2 | Houston Lighting & Power Company | P H Robinson | 5501 Hs 146 | Bacliff | TX | 77518 | Galveston | CN603881384 | RN101062826 | Asbestos Abatement: Asbestos containing building and insulating material are present throughout HL&P's system. Costs associated with asbestos abatement include those for HEPA vacuum equipment, negative air pressure enclosures, glove bags, personal protective equipment, decontamination facilities, testing, etc. | A positive use determination of 100% for the costs related to asbestos abatement including the HEPA vacuum equipment, negative air pressure enclosures, glove bags, personal protective equipment, decontamination facilities, testing, etc. The positive use determination does not include any costs related to remodeling or rebuilding of the structure or facility. | 1995-03-08 | 81200 | 100
218 | T2 | Houston Lighting & Power Company | TH Wharton | 16301 Hs 249 | Houston | TX | 77064 | Harris | CN600254148 | RN100542885 | Dry low-NOx burners (DLNB) were installed on T. H. Wharton gas turbine Units 32, 42, and 44 and San Jacinto Unit 1 and 2. | A positive use determination of 100% for the five low NOx burner assemblies installed on the T. H. Wharton gas turbine Units 32, 42 and 44 and San Jacinto Units 1 and 2. This positive use determination is given for the increase cost involved in installing low NOx burners as opposed to other burners. This cost has been identified as $1,350,000 per burner for a total of $6,750,000. | 1995-03-30 | 13500000 | 100
219 | T2 | Houston Industries Building Inc | Houston Industries Plaza | 1111 Louisiana | Houston | TX | 77002 | Harris | CN601095797 | RN102385952 | Asbestos Abatement: Asbestos containing building material was removed from Houston Industries Plaza. Costs associated with asbestos abatement include those for HEPA vacuum equipment, negative air pressure enclosures, glove bags, personal protective equipment, decontamination facilities, testing, etc. | A positive use determination of 100% for the costs related to asbestos abatement including the HEPA vacuum equipment, negative air pressure enclosures, glove bags, personal protection equipment, decontamination facilities, testing, etc. The positive use determination does not include any costs related to remodeling or rebuilding of the structure or facility. | 1995-03-08 | 12695314 | 100
220 | T1 | GATX Terminals Corporation | GATX Galena Park Terminal | 906 Clinton Dr | Galena Park | TX | 77547 | Harris | CN600131882 | RN100237452 | Wastewater System Phase II: The Wastewater System Project is a multi-year effort implementing upgrades to wastewater collection system; segregation of storm and process water; and facility enhancements for the purpose of achieving operational and economical efficiency, and regulatory compliance. The Galena Park Terminal Wastewater System is comprised of wastewater sources, equalization tanks, holding tank, and off-site treatment at Gulf Coast Waste Disposal Authority (GCWDA). Phase II of the Project involved installing filters and flow meters on wastewater influent streams. It also involved the construction of piping modifications at the influent manifold and the installation of a pressure recorder. | A positive use determination of 100% for Phase II of the Wastewater System Project. | 1995-02-28 | 405000 | 100
221 | T1 | Valspar Corporation The | Valspar Coatings | 701 Shiloh Rd | Garland | TX | 75042 | Dallas | CN600128409 | RN100215995 | Installation of a Thermal Oxidizer & Scrubber. | A positive use determination of 100% for the following equipment: Thermal oxidizer. | 1995-02-06 | 609775 | 100
222 | T1 | E I Du Pont De Nemours & Co Inc | DuPont Sabine River Works | FM 1006 | Orange | TX | 77630 | Orange | CN600128284 | RN106987852 | In the adiponitrile manufacturing unit, installed 4 sumps with pumps and analyzer systems to automatically divert contaminated surface water to existing holdup tanks. | The following property is used 100% for pollution control and is installed to meet or exceed federal or state regulations: 4 sumps with pumps and analyzer systems. | 1995-02-14 | 2200000 | 100
223 | T1 | E I Du Pont De Nemours & Co Inc | DuPont Sabine River Works | FM 1006 | Orange | TX | 77630 | Orange | CN600128284 | RN106987852 | C unit was reviewed relative to truck loading and unloading of trucks because of environmental concerns that there were no permanent provisions for spill containment should a leak develop. A new truck spot was proposed and installed to consolidate the trucking activities. The truck spot was installed to provide the following features which were not generally available at the old locations: 1. Permanent spill containment environmental concrete and inter connections to pollution treatment facilities for any leaks or spills. Full truck loading containment is provided. 2. Rainwater exclusion - truck spot cover to provide dry loading and unloading operations and eliminate rainwater collection which would generate about 65000 gallons of process wastewater for treatment in treatment facilities. 3. Portion of facility piping design to keep hoses, and valving and new pumps within contained area, and includes all other facility cost necessary for operation. This item would not have been provided if not for rainwater exclusion and dry operation for environmental waste minimization. | A positive use determination of 100% for the improvements made to the truck loading/unloading facility. | 1995-01-30 | 303000 | 100
224 | T1 | E I Du Pont De Nemours & Co Inc | DuPont Sabine River Works | FM 1006 | Orange | TX | 77630 | Orange | CN600128284 | RN106987852 | The site traditionally utilized once-through cooling water for process cooling. Spills into the outfall resulted in numerous fishkills. A facility to allow recycle of the cooling water was installed to prevent fishkills. The facilities consist of a skimmer, dam, lift station, cooling tower, electrical control building, switch gear, transformers, and associated piping and electrical wiring. | A positive use determination of 100% for eligible portion of the cooling tower/pumping system project. This determination does not exempt any property or equipment which has previously been reported to the appraisal district as construction-in-progress. | 1995-06-12 | 8948380 | 100
225 | T1 | E I Du Pont De Nemours & Co Inc | DuPont Sabine River Works | FM 1006 | Orange | TX | 77630 | Orange | CN600128284 | RN106987852 | The primary objective of this project is to eliminate the smoke plume that accompanies the flaring of the Ethylene Plant's upsets. This requires an increase in the steam supply to the existing flare system. By modifying the steam ring in the flare tip, and in-turn increasing the steam flow to the tip this occasional smoke plume can be eliminated. This will require an additional 8 inch diameter steam supply line to be installed from the unit to the existing flare stack along with the modification of the flare tip (adding a third steam distribution ring). | A positive use determination of 100% for the following equipment: Addition of third steam ring to the flare tip, installation of steam supply pipe, and concrete pad. | 1995-02-06 | 910000 | 100
226 | T1 | E I Du Pont De Nemours & Co Inc | DuPont Sabine River Works | FM 1006 | Orange | TX | 77630 | Orange | CN600128284 | RN106987852 | The project purpose is to abate VOC and CO emission from Sabine Adipic acid cyan oxidation process. The modification will add a duct burner to burn a VOC and carbon monoxide stream from this process. An enhanced steam injection system to the existing turbine to reduce NOx emission will also be added. | A positive use determination of 100% for the following equipment: Collection headers, compressor and concrete pads, liquid gas separator, gas educator, duct burner system, associated piping/instrumentation. | 1995-02-06 | 7300000 | 100
227 | T1 | E I Du Pont De Nemours & Co Inc | DuPont Sabine River Works | FM 1006 | Orange | TX | 77630 | Orange | CN600128284 | RN106987852 | Catalytic abatement of N2O and NOx emission from Sabine River Adipure KA Oxidation facility: Currently, the Adipic absorber offgas is vented to atmosphere without abatement. An extensive technical and economic study has resulted in selection of catalytic abatement technology to achieve the N2O and NOx emissions reductions required. The system consists of reactors, heaters, compressors with associated piping and instrumentation. | A positive use determination of 100% for the following equipment: Reactors, heaters, and compressors with associated piping and instrumentation installed as part of catalytic abatement of N2O and NOx emissions project. | 1995-02-06 | 9000000 | 100
228 | T1 | E I Du Pont De Nemours & Co Inc | DuPont Sabine River Works | FM 1006 | Orange | TX | 77630 | Orange | CN600128284 | RN106987852 | Installed a steam stripping column to remove ammonia and an evaporator to concentrate the residual salts. | A positive use determination of 100% for the Evaporator, Steam stripping column and associated pumps, pipes and construction costs. | 1995-03-31 | 6667000 | 100
229 | T2 | The Dow Chemical Company | The Dow Chemical Company | 2301 Brazosport Blvd | Freeport | TX | 77541 | Brazoria | CN600356976 | RN102692258 | Installed equipment to load and unload raw materials and products for LHC 8. The environmental work supporting this included dirt work for spill and stormwater control and concrete work (slabs, curbs, sumps). A retention pond with liner was added for spill diversion. Flares were installed to control vents from ships and barges. A wetlands mitigation area was added. Booms were provided for potential spill migration. Dikes were added for dredge spoil containment. A percentage of the computer control cost are assignable to the environmental equipment. | A positive use determination of 100% for the equipment installed at the loading and unloading area. Equipment includes: dirt work for spill and stormwater control, concrete work (slabs, curbs, sumps), a retention pond with liner for spill diversion, flares installed to control vents from ships and barges, booms used for spill mitigation, and dikes added for dredge spoil containment. | 1995-04-04 | 8930000 | 100
230 | T2 | The Dow Chemical Company | The Dow Chemical Company | 2301 Brazosport Blvd | Freeport | TX | 77541 | Brazoria | CN600356976 | RN102692258 | Existing storage tanks were upgraded for use by the new ethylene plant (LHC 8). This work included adding a second bottom to the tanks to prevent or detect any future leaks through the tank floors. Dirt work was required to provide adequate spill containment. Concrete aprons were added around the tanks and new concrete sumps with transfer pumps were installed to segregate and collect stormwater. Secondary seals were added to the floating roof tanks. A blower, vent line and flare were installed to control vents from a fixed roof fuel oil storage tank. Storage tank V-1905 was upgraded for use to store and check clean surface water before release. | A positive use determination of 100% for the stormwater sumps and pumps, the dirt work performed to construct the spill containment wall, the second bottoms installed on the product storage tanks, the upgrade to stormwater storage tank V-1905, the blower, vent line and flare and the secondary seals added to floating roof tanks. | 1995-03-02 | 4743000 | 100
231 | T2 | The Dow Chemical Company | The Dow Chemical Company | 2301 Brazosport Blvd | Freeport | TX | 77541 | Brazoria | CN600356976 | RN102692258 | Modified equipment for storage of raw material and products for LHC 8. Environmental work included concrete work (slabs, curbs, sumps) for stormwater diversion, a brine stripper and flare to remove VOC from brine to control emissions to air, and packers in storage wells for spill prevention. | A positive use determination of 100% for the stormwater equipment which includes the concrete slab, curbs, and sumps; the brine stripper; the flare; and the packers for the wells. | 1995-04-04 | 3024000 | 100
232 | T2 | The Dow Chemical Company | The Dow Chemical Company | 2301 Brazosport Blvd | Freeport | TX | 77541 | Brazoria | CN600356976 | RN102692258 | This project modifies some existing out-of-service tanks so that they can be used to segregate and store process waste water and waste water from maintenance operations. The project also segregates stormwater collected from the process area for storage in tanks and then routing to the waste water treatment plant. Water transfer piping and two pumps are also installed. | A positive use determination of 100% for the process wastewater and contaminated stormwater segregation project. The equipment installed included modifications to existing tanks, piping, and pumps. | 1995-03-10 | 130000 | 100
233 | T2 | The Dow Chemical Company | The Dow Chemical Company | 2301 Brazosport Blvd | Freeport | TX | 77541 | Brazoria | CN600356976 | RN102692258 | This project: a) Installs new secondary seal of AD 144B (EB storage). b) Revises feed pipe to avoid blowing rupture disc and venting VOC. c) Install new Low-leak ERV on wash system - reduce VOC fugitive emissions. d) Install rupture disc under PSV's. | A positive use determination of 100% for the new secondary seal installed on the ethylbenzene storage tank, the revisions to the reactor system feed piping, the new low-leak emergency relief valve installed on the reactor product wash system and the rupture disks installed under the pressure relief valves. | 1995-03-28 | 125000 | 100
234 | T3 | The Dow Chemical Company | The Dow Chemical Company | 2301 Brazosport Blvd | Freeport | TX | 77541 | Brazoria | CN600356976 | RN102692258 | The following project was established to help meet Dow's goals and agreement to participate in an agency initiative to reduce hazardous waste production and TRI emissions. The projects to accomplish these reductions are included in the company's pollution prevention plan. The equipment installed to accomplish this initiative qualifies as pollution control property since the facility is implementing a project that further meets or exceeds hazardous waste management laws and rules. To meet these goals, a solvent purification system (SPS), solvent recovery system (SRS), a vapor recovery system (VRS) are being installed to reduce or remove waste and air emissions of SARA defined "extremely hazardous chemicals" and TRI emissions. Because the facility's limited controllers and monitoring system resources, an upgrade is necessary to meet the increase system requirements of controlling and monitoring of these environmental systems. It is estimated that 20% of the control system resources will be used to operate and monitor the facility's environmental systems. Listed below are descriptions of the future environmental systems that require the expansion of the control system. Without additional control system resources, the following environmental systems would not be possible. These environmental systems are being reviewed as pollution control equipment in a separate Tier I application. The SPS removes impurities from contaminated solvents and impurities are sent to the kiln for proper disposal as per state permit and Clean Air Act dictates. This SPS consists of piping, 2-towers, 2-reboilers, 2-condensers, 4-exchangers, 6-sealless pumps, 3-receiving vessels and a vacuum system. Installation of this SPS will result in the average reduction of 94 tons/yr of TRI waste emission (80% reduction); including an average reduction of 34 tons/yr of epichlorohydrin (80% reduction) which is considered an extremely hazardous substance. The SRS removes solvent from contaminated process water before the water is sent to a bio-remediation facility for disposal as per state permit and Clean Water Act dictates. This SRS consists of piping, tower, condenser, separator, exchanger, 2-sealless pumps, and receiving vessel. Installation of this SRS will result in the average reduction of 46 tons/yr of TRI emissions (95% reduction) from the facility's waste water. The VRS removes emissions from the process before emissions are emitted into the environment as per the facility's state permit and the Clean Air Act. The VRS will use a common vent header to route VOC's to a carbon bed system that will remove VOC's from the process gas streams. A CEM specific for VOC will monitor the exit vapor from the system. This VRS consists of piping, common vent header, Dow Patented Carbon Bed System, continuous emissions monitor, 5 pressure vessels, sealless pumps, and a vacuum system. This system will be installed over a period of two years and will startup in June 1996. Installation of this VRS will result in an average reduction of 0.16 tons of TRI air emissions (99% reduction) and 0.27 tons/yr of VOC (99% reduction). | A positive use determination of 20% for the SPS, SRS, and VRS. | 1995-02-08 | 45000 | 100
235 | T3 | The Dow Chemical Company | The Dow Chemical Company | 2301 Brazosport Blvd | Freeport | TX | 77541 | Brazoria | CN600356976 | RN102692258 | The following project was established to help meet Dow's goals and agreement to participate in an agency initiative to reduce hazardous waste production and TRI emissions. The projects to accomplish these reductions are included in the company's pollution prevention plan. The equipment installed to accomplish this initiative qualifies as pollution control property since the facility is implementing a project that further meets or exceeds hazardous waste management laws and rules. To meet these goals, a solvent purification system (SPS), solvent recovery system (SRS), a vapor recovery system (VRS) are being installed to reduce or remove waste and air emissions of SARA defined "extremely hazardous chemicals" and TRI emissions. Because the facility's limited controllers and monitoring system resources, an upgrade is necessary to meet the increase system requirements of controlling and monitoring of these environmental systems. It is estimated that 20% of the control system resources will be used to operate and monitor the facility's environmental systems. Listed below are descriptions of the future environmental systems that require the expansion of the control system. Without additional control system resources, the following environmental systems would not be possible. These environmental systems are being reviewed as pollution control equipment in a separate Tier I application. The SPS removes impurities from contaminated solvents and impurities are sent to the kiln for proper disposal as per state permit and Clean Air Act dictates. This SPS consists of piping, 2-towers, 2-reboilers, 2-condensers, 4-exchangers, 6-sealless pumps, 3-receiving vessels and a vacuum system. Installation of this SPS will result in the average reduction of 94 tons/yr of TRI waste emission (80% reduction); including an average reduction of 34 tons/yr of epichlorohydrin (80% reduction) which is considered an extremely hazardous substance. The SRS removes solvent from contaminated process water before the water is sent to a bio-remediation facility for disposal as per state permit and Clean Water Act dictates. This SRS consists of piping, tower, condenser, separator, exchanger, 2-sealless pumps, and receiving vessel. Installation of this SRS will result in the average reduction of 46 tons/yr of TRI emissions (95% reduction) from the facility's waste water. The VRS removes emissions from the process before emissions are emitted into the environment as per the facility's state permit and the Clean Air Act. The VRS will use a common vent header to route VOC's to a carbon bed system that will remove VOC's from the process gas streams. A CEM specific for VOC will monitor the exit vapor from the system. This VRS consists of piping, common vent header, Dow Patented Carbon Bed System, continuous emissions monitor, 5 pressure vessels, sealless pumps, and a vacuum system. This system will be installed over a period of two years and will startup in June 1996. Installation of this VRS will result in an average reduction of 0.16 tons of TRI air emissions (99% reduction) and 0.27 tons/yr of VOC (99% reduction).The property installed was: The A-22 Marine Dock which was designed and constructed to minimize both air and water waste generation, provide secondary containment of wastewaters, reduce spills, and provide a vapor collection system to reroute vapor streams back to 2 Sorbathene Units (activated Carbon Systems). Included are: Hose tower revisions to reduce air and water emissions. Hose tower/Pipeway revision for vent recovery. Dock process water/storm water containment and collection. Piggable pipelines to reduce air and water emissions. Instrumentation to reduce/eliminate spills. Area stormwater handling. Vapor collection systems to reroute vapor streams to abatement. | A positive use determination of 10.9% for the A-22 Marine Dock project. Property installed includes; Hose Tower revisions, Hose Tower/Pipeway revisions, Dock process water/storm water containment and collection system, piggable pipelines, instrumentation installed to reduce/eliminate spills, the area stormwater handling system and the vapor collection system. | 1995-03-28 | 2909210 | 100
236 | T3 | The Dow Chemical Company | The Dow Chemical Company | 2301 Brazosport Blvd | Freeport | TX | 77541 | Brazoria | CN600356976 | RN102692258 | The following project was established to help insure continued compliance with Dow's water permits' The equipment installed to accomplish this initiative qualifies as pollution control property since the facility is implementing a project to meet Federal and State water management laws and rules. This project will install an additional pump, to an existing set of pumps at the B-508 block that supply sea water to Plant B complex. It is estimated that 25% of the sea water is used to cool various plant effluent streams flowing into the wastewater outfall designated DSN-102 in order to maintain compliance with the permitted temperature limitation. Higher plant production rates resulting in warmer effluent streams have created the need for additional cooling capacity provided by this project. | A positive use determination of 6.7% for the pump added to the existing set of pumps at the B-503 block. | 1995-04-25 | 100000 | 100
237 | T3 | The Dow Chemical Company | The Dow Chemical Company | 2301 Brazosport Blvd | Freeport | TX | 77541 | Brazoria | CN600356976 | RN102692258 | This project replaced 13,000 feet of pipeline. This piping system is used for transporting sodium carbonate from Plant B where the material is produced to Stratton Ridge where it is used. The 13,000 feet of pipeline replaced was a combination of carbon steel and polybutylene plastic. This was replaced by a pipeline constructed of carbon steel pipe lined with polyethylene. The installation of a new piping system with a polyethylene liner (which improves corrosion resistance) substantially reduces the possibility of leaks to the environment. On the above grade portions of the line, systems were provided to detect leaks in the polyethylene liner before the steel pipe fails. | A positive use determination of 100% for the new sodium carbonate pipeline constructed of steel pipe with a polybutylene liner. | 1995-03-30 | 1400000 | 100
238 | T1 | The Dow Chemical Company | The Dow Chemical Company | 2301 Brazosport Blvd | Freeport | TX | 77541 | Brazoria | CN600356976 | RN102692258 | The equipment includes a mobile laboratory which is a trailer, cabinets, sample ports, and analytical instrumentation for stack and vent sampling. | A positive use determination of 100% for the following equipment: Data logging equipment, trailer and analytical equipment. | 1995-02-06 | 30000 | 100
239 | T1 | The Dow Chemical Company | The Dow Chemical Company | 2301 Brazosport Blvd | Freeport | TX | 77541 | Brazoria | CN600356976 | RN102692258 | Constructed concrete floors, walls, sumps, and trenches in tank farm areas to prevent infiltration of contaminants into soil and groundwater. Installed recovery wells, tanks, and associated equipment to recover and treat contaminated groundwater. | A positive use determination of 100% for the concrete floor, walls, sumps, and trenches in the chlorinated methane products storage tank area, as well as the recovery wells, tanks, and ancillary equipment to treat contaminated groundwater. | 1995-02-03 | 1000000 | 100
240 | T1 | The Dow Chemical Company | The Dow Chemical Company | 2301 Brazosport Blvd | Freeport | TX | 77541 | Brazoria | CN600356976 | RN102692258 | The property installed included three small buildings to house instruments and composite samplers to meet provisions of the water permit. Buildings installed included plant A Sea Water, Plant B Sea Water, and one at the DSN 102 permitted outfall. Installation included electric and other services to the buildings as needed, I.E., Air conditioning, Etc. | A positive use determination of 100% for the property installed to house instruments and composite samplers. | 1995-02-01 | 103000 | 100
241 | T1 | The Dow Chemical Company | The Dow Chemical Company | 2301 Brazosport Blvd | Freeport | TX | 77541 | Brazoria | CN600356976 | RN102692258 | The property installed included one magnetic flow meter with transmitter, one DP cell with transmitter, one Texas Instruments PLC, and associated electrical and control cabling. | A positive use determination of 100% for the installation of a direct flow meter at Outfall DSN 203. | 1995-01-31 | 28000 | 100
242 | T1 | The Dow Chemical Company | The Dow Chemical Company | 2301 Brazosport Blvd | Freeport | TX | 77541 | Brazoria | CN600356976 | RN102692258 | Roll-off and tilt type containers used to collect waste for transporting to waste treatment facilities and/or disposal. | The following property is used 100% for pollution control and is installed to meet or exceed federal or state regulations: Roll-off and tilt type waste containers. | 1995-02-17 | 100000 | 100
243 | T1 | The Dow Chemical Company | The Dow Chemical Company | 2301 Brazosport Blvd | Freeport | TX | 77541 | Brazoria | CN600356976 | RN102692258 | The property installed includes a multi-point dot matrix recorder due to obsolescence of the original recorder. | A positive use determination of 100% for the multi-point dot matrix recorder. | 1995-02-17 | 10000 | 100
244 | T1 | The Dow Chemical Company | The Dow Chemical Company | 2301 Brazosport Blvd | Freeport | TX | 77541 | Brazoria | CN600356976 | RN102692258 | The equipment purchased is a landfill compactor used to compact and apply cover material for trash and waste in the landfills. | A positive use determination of 100% for the landfill compactor. | 1995-03-28 | 30000 | 100
245 | T1 | The Dow Chemical Company | The Dow Chemical Company | 2301 Brazosport Blvd | Freeport | TX | 77541 | Brazoria | CN600356976 | RN102692258 | The property installed included pumps, valves, and instruments for the addition of oxygen to the wastewater for biological treatment. | A positive use determination of 100% for the installation of pumps, valves, and instrumentation to improve the oxygen levels at the biological unit of the wastewater treatment facility. | 1995-01-31 | 225000 | 100
246 | T1 | The Dow Chemical Company | The Dow Chemical Company | 2301 Brazosport Blvd | Freeport | TX | 77541 | Brazoria | CN600356976 | RN102692258 | The property installed included two magnetic flow meters with transmitters, one DP cell with transmitter, and associated electrical and cabling. | A positive use determination of 100% for the installation of two direct flow meters at Outfall DSN 101. | 1995-01-31 | 60000 | 100
247 | T1 | The Dow Chemical Company | The Dow Chemical Company | 2301 Brazosport Blvd | Freeport | TX | 77541 | Brazoria | CN600356976 | RN102692258 | Approximately 3000 feet of carbon steel pipe was installed from the new oyster creek site hydrocarbon plant to the main interplant pipe corridor so that process wastewater from the new unit could be moved to the new wastewater treatment plant at Plant B. | A positive use determination of 100% for the installation of the pipeline used to transport process wastewater to the wastewater treatment facility. | 1995-02-01 | 133000 | 100
248 | T1 | The Dow Chemical Company | The Dow Chemical Company | 2301 Brazosport Blvd | Freeport | TX | 77541 | Brazoria | CN600356976 | RN102692258 | Size 3 and size 4 cubic yard side loader containers used to collect waste for transporting to waste treatment facilities and/or disposal. | A positive use determination of 100% for the size 3 and 4 cubic yard sideloader containers. | 1995-02-14 | 39000 | 100
249 | T1 | The Dow Chemical Company | The Dow Chemical Company | 2301 Brazosport Blvd | Freeport | TX | 77541 | Brazoria | CN600356976 | RN102692258 | The property includes a spill trailer that carries deflection boom, absorbent boom and pads, skimmers, and accessories. The trailer is a 16 foot Wells Cargo trailer; 500 feet of 24" deflection boom, 500 feet of 18" deflection boom; two abasco skimmers; and accessories for the above. | A positive use determination of 100% for the trailer, booms, and skimmers. | 1995-02-03 | 23000 | 100
250 | T1 | The Dow Chemical Company | The Dow Chemical Company | 2301 Brazosport Blvd | Freeport | TX | 77541 | Brazoria | CN600356976 | RN102692258 | The property installed included six magnetic flow meters with transmitters, one DP cell with transmitter, associated electrical and cabling, and a walkway over the water to be able to service the instruments. | A positive use determination of 100% for the installation of six direct flow meters at Outfall DSN 002. | 1995-01-31 | 81000 | 100
251 | T1 | The Dow Chemical Company | The Dow Chemical Company | 2301 Brazosport Blvd | Freeport | TX | 77541 | Brazoria | CN600356976 | RN102692258 | The equipment installed included automatic switching valves on sand filter backwash system to allow optimized operation of the filter system for treated wastewater prior to discharge to a permitted outfall. | A positive use determination of 100% for the automatic switching valves on the sand filter back wash system. | 1995-02-01 | 70000 | 100
252 | T1 | The Dow Chemical Company | The Dow Chemical Company | 2301 Brazosport Blvd | Freeport | TX | 77541 | Brazoria | CN600356976 | RN102692258 | Sampling trailer containing carbon monoxide analyzer, oxygen analyzer, carbon dioxide analyzer and NOx analyzer, sample conditioning system and related support equipment. The trailer is used to verify compliance with state and federal regulations. | A positive use determination of 100% for the following equipment: Sampling trailer containing carbon monoxide analyzer, oxygen analyzer, carbon dioxide analyzer and NOx analyzer, sample conditioning system and related support equipment. | 1995-02-06 | 93000 | 100
253 | T1 | The Dow Chemical Company | The Dow Chemical Company | 2301 Brazosport Blvd | Freeport | TX | 77541 | Brazoria | CN600356976 | RN102692258 | The property installed was: 2 Sorbathene units (pressure swing absorption units) used to abate air emissions from the marine docks, tank farm vents, and other loading/ unloading areas. A common vapor collection system capable of gathering docks, tank farms and other loading/unloading air emissions. A flare to control air emissions. Including - stack, burners, flare, tip, blowers, etc. A-2200 Black tank farm containment completed to prevent soil contamination. Tanks, pumps, curbing, and sumps to collect storm water from docks. Refurbishing of a tank to collect and store wastewater from several docks as well as the A-2800 Block. | A positive use determination of 100% for the two Sorbathene units; the common vapor collection system; the flare, the A-2200 Block tank farm containment; tanks, pumps, curbing and sumps installed to collect stormwater; and the refurbishment of the tank. | 1995-03-05 | 6390000 | 100
254 | T1 | The Dow Chemical Company | The Dow Chemical Company | 2301 Brazosport Blvd | Freeport | TX | 77541 | Brazoria | CN600356976 | RN102692258 | The property installed was: 2 vapor abatement systems for gasoline emissions caused by the filling of vehicle fuel tanks in Plant A and Plant B. These systems included: Stack, burner, flare tip, blowers, etc. | A positive use determination of 50% for the two vapor recovery units installed. Equipment includes piping, pumps, nozzles, pumps, distribution unit and a processing unit. | 1995-04-05 | 90000 | 100
255 | T1 | The Dow Chemical Company | The Dow Chemical Company | 2301 Brazosport Blvd | Freeport | TX | 77541 | Brazoria | CN600356976 | RN102692258 | The site includes uncovered process areas that are subject to regulation governing rainwater management. Installation of a containment sump and control device allows the containment of stormwater drainage until it is found suitable for release to public outfalls. The same equipment would also be used to contain catastrophic releases in case of accident or natural disaster. | A positive use determination of 100% for the installation of the rain water containment sump and controls at the CGCT PE Pilot Plant. | 1995-02-01 | 28000 | 100
256 | T3 | The Dow Chemical Company | The Dow Chemical Company | 2301 Brazosport Blvd | Freeport | TX | 77541 | Brazoria | CN600356976 | RN102692258 | vapor recovery project, solvent recovery project, and solvent purification project. | A positive use determination of 100% for the vapor recovery project, a positive use determination of 95% for the solvent recovery project, and a positive use determination of 80% for the Solvent Purification project. | 1995-04-04 | 1047500 | 100
257 | T1 | The Dow Chemical Company | The Dow Chemical Company | 2301 Brazosport Blvd | Freeport | TX | 77541 | Brazoria | CN600356976 | RN102692258 | A new chlorine scrubber has been installed on an existing TOX unit. A new burning chamber will be installed on an existing THROX to assure compliance with BIF regulations. | A positive use determination of 100% on the thermal oxidizer additions. | 1995-02-06 | 274000 | 100
258 | T1 | The Dow Chemical Company | The Dow Chemical Company | 2301 Brazosport Blvd | Freeport | TX | 77541 | Brazoria | CN600356976 | RN102692258 | The project consisted of the piping and instruments necessary for the recovery of vapors from EDC storage tanks utilizing a pressure swing absorption Unit-1E carbon absorption. | A positive use determination of 100% for the installation of the piping and instruments necessary to recover vapors from the EDC storage tanks. | 1995-02-06 | 1100000 | 100
259 | T1 | The Dow Chemical Company | The Dow Chemical Company | 2301 Brazosport Blvd | Freeport | TX | 77541 | Brazoria | CN600356976 | RN102692258 | The project consisted of the installation of a new heat exchanger to cool the water going to the wastewater treatment plant via the pipeline. | A positive use determination of 100% for the heat exchanger. | 1995-03-06 | 48000 | 100
260 | T1 | The Dow Chemical Company | The Dow Chemical Company | 2301 Brazosport Blvd | Freeport | TX | 77541 | Brazoria | CN600356976 | RN102692258 | The project included the installation of concrete spill containment within the CEP railcar loading area. | A positive use determination of 100% for the concrete spill containment structure within the CEP railcar loading area. This use determination does not grant any exemption to pre-existing equipment or structure. | 1995-03-20 | 425000 | 100
261 | T1 | The Dow Chemical Company | The Dow Chemical Company | 2301 Brazosport Blvd | Freeport | TX | 77541 | Brazoria | CN600356976 | RN102692258 | The project included the piping and instrumentation necessary to close-dome and vapor balance the acetone loading Unit 3. | A positive use determination of 100% for the piping and instrumentation needed to close-dome and vapor balance the Acetone loading at Unit 3. | 1995-03-06 | 90000 | 100
262 | T1 | BP Chemicals Inc | Green Lake | Highway 185N | Port Lavaca | TX | 77979 | Calhoun | CN600124531 | RN100210038 | ACH Sump Double Containment: The site installed a secondary containment concrete vault as a result of a process release from the overflow vent of a stainless steel containment vessel. | A positive use determination of 100% for the installation of a concrete vault used as secondary containment. | 1995-02-01 | 133598 | 100
263 | T1 | The Dow Chemical Company | The Dow Chemical Company | 2301 Brazosport Blvd | Freeport | TX | 77541 | Brazoria | CN600356976 | RN102692258 | The project consists of piping and controls necessary to pipeline the trichloroethylene produced in Plant B to Plant A vs. barging the material from Plant B. | A positive use determination of 100% for the piping and controls installed to pipeline the Trichloroethylene from Plant B to Plant A. | 1995-03-05 | 150000 | 100
264 | T1 | The Dow Chemical Company | The Dow Chemical Company | 2301 Brazosport Blvd | Freeport | TX | 77541 | Brazoria | CN600356976 | RN102692258 | This project involves the purchase and installation of rupture discs to be placed under safety valves in the Unit I vinyl chloride plant. | A positive use determination of 100% for the purchase and installation of the rupture discs which were placed under the safety valves. | 1995-02-06 | 270000 | 100
265 | T1 | The Dow Chemical Company | The Dow Chemical Company | 2301 Brazosport Blvd | Freeport | TX | 77541 | Brazoria | CN600356976 | RN102692258 | The property is part of project (78666) to connect the Vinyl Chloride Production facility to a new pipeway. The project includes the installation of a new stormwater line to the outfall header and a new process water line connection to the wastewater treatment plant. | A positive use determination of 100% for the new stormwater line and the process water line connection. | 1995-03-06 | 74000 | 100
266 | T1 | BP Chemicals Inc | Green Lake | Highway 185N | Port Lavaca | TX | 77979 | Calhoun | CN600124531 | RN100210038 | STP Lift Station: The site constructed a new pumping station for sewage. The new concrete construction replaced an aging metal lift station. Newer, more efficient sewage chopping and transfer pumps were also installed in the new lift station. The new lift station is enclosed to minimize air emissions. | A positive use determination of 100% for the sewage lift station and sewage chopping and transfer pumps. | 1995-02-22 | 164068 | 100
267 | T1 | The Dow Chemical Company | The Dow Chemical Company | 2301 Brazosport Blvd | Freeport | TX | 77541 | Brazoria | CN600356976 | RN102692258 | This project upgraded the existing thermal oxidizer (R-30) instrumentation and control systems. | A positive use determination of 100% for the upgrade of the instrumentation and control systems of thermal oxidizer R-30. | 1995-02-06 | 260000 | 100
268 | T1 | BP Chemicals Inc | Green Lake | Highway 185N | Port Lavaca | TX | 77979 | Calhoun | CN600124531 | RN100210038 | RCRA Facilities Project: The site has constructed concrete containment and dikeage to prevent release of hazardous waste to groundwater/soil in the hazardous waste handling area. All existing concrete was demolished and removed, then replaced with post-tension designed coated concrete to provide secondary containment and prevent waste migration to groundwater/soil. The renovated areas of the project include a plant equipment decontamination area, a waste drum storage area, a solid waste handling and dumpster storage area. | A positive use determination of 100% for the concrete containment and dikeage constructed at 1) plant equipment decontamination area; 2) waste drum storage area; and 3) solid waste handling and dumpster storage area. | 1995-02-22 | 1938396 | 100
269 | T1 | BP Chemicals Inc | Green Lake | Highway 185N | Port Lavaca | TX | 77979 | Calhoun | CN600124531 | RN100210038 | Non-hazardous waste landfill: The site is constructing a new landfill for the storage of nonhazardous waste. | a positive use determination of 100% for the nonhazardous waste landfill. | 1995-02-22 | 562760 | 100
270 | T1 | Advanced Micro Devices | Advanced Micro Devices | 5204 E Ben White | Austin | TX | 78741 | Travis | CN600411433 | RN100723741 | Construction and installation of new packed bed crossflow wet scrubber and exhaust stack. | A positive use determination of 100% for the construction and installation of the new packed bed crossflow wet scrubber and exhaust stack extensions. | 1995-02-06 | 942750 | 100
271 | T1 | BP Chemicals Inc | Green Lake | Highway 185N | Port Lavaca | TX | 77979 | Calhoun | CN600124531 | RN100210038 | Closure of hazardous waste cell: The site disposes of hazardous waste which meets land ban criteria in onsite landfill cells. The site installed a final cover system, consisting of a top liner and clay cap, for one of these hazardous waste landfills. | A positive use determination of 100% for the final cover system installed on hazardous waste cell #3. | 1995-02-22 | 104976 | 100
272 | T1 | Advanced Micro Devices | Advanced Micro Devices | 5204 E Ben White | Austin | TX | 78741 | Travis | CN600411433 | RN100723741 | Advanced Micro Devices has constructed a centralized air abatement system for the control of corrosive and VOC emissions resulting from the manufacture of semiconductors. Corrosive emissions are routed to two cross flow packed bed wet scrubbers designed to absorb the corrosive gases via a chemical mass transfer operation between the soluble gases and liquid media. The organic emissions are segregated and routed to a rotary concentrator thermal oxidizer for absorption and oxidation. The air abatement system consists of ductwork, fans, abatement device, instrumentation, automated controls and other associated ancillary devices. | A positive use determination of 100% for the construction of the centralized air abatement system. | 1995-02-06 | 4309111 | 100
273 | T1 | Empak Inc | Empak Deer Park Terminal | 2759 Battleground Rd | Deer Park | TX | 77536 | Harris | CN601527955 | RN101842334 | Two CPI separator tanks were installed for mechanical oil, water and solids separation. | A positive use determination of 100% for the two CPI separator tanks. | 1995-02-22 | 137498 | 100
274 | T1 | Empak Inc | Empak Deer Park Terminal | 2759 Battleground Rd | Deer Park | TX | 77536 | Harris | CN601527955 | RN101842334 | Two waste storage tanks with secondary containment were installed to store waste liquids prior to treatment. | A positive use determination of 100% for the two waste storage tanks. | 1995-02-22 | 92397 | 100
275 | T1 | Empak Inc | Empak Deer Park Terminal | 2759 Battleground Rd | Deer Park | TX | 77536 | Harris | CN601527955 | RN101842334 | Decontamination equipment used to remove waste contamination from rail tank cars was installed. Equipment consisted of a filtration system, vapor piping, and coated concrete containment. | A positive use determination of 100% for the decontamination equipment installed to remove waste from rail tank cars. Equipment includes a filtration system, vapor piping and coated concrete containment. | 1995-02-22 | 140581 | 100
276 | T1 | Advanced Micro Devices | Advanced Micro Devices | 5204 E Ben White | Austin | TX | 78741 | Travis | CN600411433 | RN100723741 | Construction and installation of a tank system located in building 1, for accumulating solvent hazardous waste in accordance with applicable regulations. This system consists of: tanks, piping, pumps, containment and leak detection systems and ancillary devices for accumulating and transferring hazardous waste. | A positive use determination of 100% for the tank system installed in Building 1 to handle solvent hazardous waste including tanks, piping, pumps, containment and leak detection systems, and ancillary devices. | 1995-02-22 | 300000 | 100
277 | T1 | Advanced Micro Devices | Advanced Micro Devices | 5204 E Ben White | Austin | TX | 78741 | Travis | CN600411433 | RN100723741 | Construction and installation of filtration/retention detention basins, trenches, piping and other conveyance systems to collect stormwater before discharging it to surface water. | A positive use determination of 100% for the stormwater conveyance/collection system. | 1995-03-10 | 4179275 | 100
278 | T1 | Billy J Johnson | Holiday Cleaners | 2300 W Morton St | Denison | TX | 75020 | Grayson | CN603529603 | RN100704824 | To meet new regulations an old transfer dry cleaning unit was replaced with a new refrigerated, dry to dry, closed loop, Perc dry cleaning machine. | A positive use determination of 60% for the Multi-matic Shop Star 300,4400.0000. | 1995-02-06 | 17454 | 100
279 | T1 | Mobil Producing Texas & New Mexico Inc | Mobil Producing - Salt Creek Gas Plant | 18 Mi W of Jayton | Jayton | TX | 79528 | Kent | CN600620272 | RN101222602 | To meet applicable TNRCC regulations and air quality permit requirements, an emergency flare was constructed to assure that all acid gas and other waste gas that is not reinjected is efficiently burned. Subject equipment consists of three (3) flare headers, a flare knockout drum, flare knockout drum pumps, flare sump, flare stand pipe, and the flare stack. Approximately 7000 feet of new collection piping was installed to gather hydrocarbon vapors and liquids from about 178 equipment or process related point sources. | A positive use determination of 100% for the construction of the emergency flare. The flare consists of 3 flare headers, a flare knockout drum, flare knockout drum pumps, flare sump, flare stand pipe, the flare stack, and approximately 7,000 feet of new collection piping. | 1995-02-06 | 1500000 | 100
280 | T1 | Mobil Producing Texas & New Mexico Inc | Mobil Producing - Salt Creek Gas Plant | 18 Mi W of Jayton | Jayton | TX | 79528 | Kent | CN600620272 | RN101222602 | The reinjection compressor engines were installed as lean burn machines to meet BACT standards. Major equipment includes precombustion chambers that burn a very lean mixture of fuel, larger turbocharger, larger intercoolers, and clean burn or air/fuel ratio control system. | A positive use determination of 100% for the installation of the K-3501 A/B/C reinjection compressor engines. | 1995-02-06 | 750000 | 100
281 | T1 | Mobil Producing Texas & New Mexico Inc | Mobil Producing - Salt Creek Gas Plant | 18 Mi W of Jayton | Jayton | TX | 79528 | Kent | CN600620272 | RN101222602 | The booster compressor unit was installed in the gas plant to compress sour gas from the Salt Creek Field Central Tank Battery (CTB) at 20 psi to the new plant inlet pressure of approximately 70 psi. CTB gas is composed of discharge from eight large vessels, three treater vessels, and a new vapor recovery unit which compresses gas from the vapor spaces of oil sales tanks. The booster compressor unit consists of two compressors, a suction scrubber, a discharge cooler and all interconnecting piping, instrumentation, and controls. | A positive use determination of 50% for the CTB booster compressor unit. The unit consists of two compressors, a suction scrubber, a discharge cooler and all interconnecting piping, instrumentation and controls. | 1995-02-06 | 175000 | 100
282 | T1 | Mobil Producing Texas & New Mexico Inc | Mobil Producing - Salt Creek Gas Plant | 18 Mi W of Jayton | Jayton | TX | 79528 | Kent | CN600620272 | RN101222602 | Purchased portable analyzer equipment for measuring NOx, CO, and 02 content in the exhaust. | A positive use determination of 100% for the portable analyzing equipment. | 1995-02-06 | 10000 | 100
283 | T1 | Baker Petrolite | Baker Performance Chemicals |  | Dayton | TX | 77575 | Liberty | CN600270037 | RN102960556 | The property includes an integrated wastewater treatment facility consisting of oil/water separation, thermal emulsion breaking units, steam stripper, holding tanks and related air emission control devices. | A positive use determination of 100% for the oil/water separator, the thermal emulsion breaking unit, the steam stripper, the waste storage tanks and the related air emission controls. | 1995-03-15 | 785573 | 100
284 | T1 | Quantum Chemical Company | Quantum - La Porte Complex | 1515 Miller Cut-Off | La Porte | TX | 77571 | Harris | CN601243900 | RN102404811 | Install concrete wall surrounding the Acetic Acid Waste tank and its ancillary equipment. The installation includes inside coating with reinforced vinyl ester, 2 drains to storm sewer for clean water and pump connections for the contaminated water. | A positive use determination of 100% for the containment equipment installed at the Acetic Acid Waste tank including concrete, inside coating, two drains, and the pump connections. | 1995-02-22 | 338500 | 100
285 | T1 | Quantum Chemical Company | Quantum - La Porte Complex | 1515 Miller Cut-Off | La Porte | TX | 77571 | Harris | CN601243900 | RN102404811 | Install a dike around the base of the Petro Unit Flare to prevent discharge of untreated process water into the county ditch. | A positive use determination of 100% for the containment dike installed around the base of the Petro Flare. | 1995-02-20 | 33000 | 100
286 | T1 | Quantum Chemical Company | Quantum - La Porte Complex | 1515 Miller Cut-Off | La Porte | TX | 77571 | Harris | CN601243900 | RN102404811 | Secondary containment in the form of concreted dikes and flooring was installed at three hazardous waste tanks (V-723, V-2547, & V-599). The concrete was coated with an impervious lining to prevent migration of releases. | A positive use determination of 100% for the secondary containment installed at tanks V-723, V-2547 and V-599. The secondary containment consists of concrete dikes and flooring. The concrete is coated with an impervious lining. | 1995-04-18 | 30375 | 100
287 | T1 | Quantum Chemical Company | Quantum - La Porte Complex | 1515 Miller Cut-Off | La Porte | TX | 77571 | Harris | CN601243900 | RN102404811 | Install a dike around the Acetic Acid Unit Flare to prevent discharge of untreated process water to county ditch. | A positive use determination of 100% for the dike constructed around the base of the Acetic Acid Unit Flare. | 1995-03-06 | 34900 | 100
288 | T1 | Quantum Chemical Company | Quantum - La Porte Complex | 1515 Miller Cut-Off | La Porte | TX | 77571 | Harris | CN601243900 | RN102404811 | Install 600 square feet of concrete paving plus containment curbing to prevent treatment chemicals from entering area stormwater ditches. | A positive use determination of 100% for the installation of the 600 square feet of concrete flooring and curbing. | 1995-04-18 | 37166 | 100
289 | T1 | Quantum Chemical Company | Quantum - La Porte Complex | 1515 Miller Cut-Off | La Porte | TX | 77571 | Harris | CN601243900 | RN102404811 | Install an automated 40# steam to flare system. In addition the 415# steam currently used will be tied with the 40# automated steam. The 415# steam will be automated also and used only on demand for heavy flare use. | A positive use determination of 100% for the installation of the automated 40# steam to flare system and automation of the 415# steam. The project includes instrumentation and piping. | 1995-02-06 | 205975 | 100
290 | T1 | Quantum Chemical Company | Quantum - Port Arthur Plant | Hwy 73 West | Port Arthur | TX | 77640 | Jefferson | Insufficent Information | Insufficent Information | The project consist of installing concrete sumps at both loading locations, with galvanized grating covers. | A positive use determination of 100% for the heavy ends loading and polybutane unloading areas at LDPE-8. | 1995-03-14 | 69000 | 100
291 | T1 | Vlsi Technology | Vlsi Technology | 9651 Westover Hills | San Antonio | TX | 78251 | Bexar | CN600289425 | RN100579069 | Install hazardous gas monitor. Install oil traps for exhaust ducts. | Returned for failure to respond to a deficiency letter. | 1995-04-03 | 114000 | 100
292 | T2 | Mobil Producing Texas & New Mexico Inc | Mobil Producing - Salt Creek Gas Plant | 18 Mi W of Jayton | Jayton | TX | 79528 | Kent | CN600620272 | RN101222602 | Double distance pieces, DDPs, or nitrogen purge systems were installed on the cylinders of all new and modified gas compressors associated with the Salt Creek Enhanced Oil Recovery Project. A nitrogen purge system was installed on the cylinder packing of the inlet gas compression units. | A positive use determination of 100% for the installation of nitrogen purge systems on each of the 28 gas compressors located at the Salt Creek Enhanced Oil Recovery Project. | 1995-02-21 | 570000 | 100
293 | T1 | Temple Iron And Metal | Temple Iron & Metal | 815 North Katy | Temple | TX | 76503 | Bell | CN601088313 | RN108401118 | The stormwater system consists of a structure with concrete drains to catch the run-off water and underground tanks to hold the water. | A positive use determination of 100% for the stormwater system. | 1995-02-20 | 46677 | 100
294 | T1 | Temple Iron And Metal | Temple Iron & Metal | 815 North Katy | Temple | TX | 76503 | Bell | CN601088313 | RN108401118 | TC-75 Baler: a large, stationary, automatic, multi-purpose solid waste management unit which is designed to compress, size and bale a wide range of materials into compacted bales which can be either collected for recycling or deposited in a local landfill. | A positive use determination of 100% for the TC-75 Baler. | 1995-02-22 | 16237 | 100
295 | T1 | The Dow Chemical Company | The Dow Chemical Company | 2301 Brazosport Blvd | Freeport | TX | 77541 | Brazoria | CN600356976 | RN102692258 | This project upgraded the existing thermal oxidizer instrumentation and control systems. | A positive use determination of 100% for the upgrade to the existing thermal oxidizer's instruments and control systems. | 1995-02-06 | 625000 | 100
296 | T1 | The Dow Chemical Company | The Dow Chemical Company | 2301 Brazosport Blvd | Freeport | TX | 77541 | Brazoria | CN600356976 | RN102692258 | The project consisted of fabrication and installation of a new RCRA storage tank. | A positive use determination of 100% for the RCRA waste storage tank. | 1995-02-22 | 176000 | 100
297 | T1 | The Dow Chemical Company | The Dow Chemical Company | 2301 Brazosport Blvd | Freeport | TX | 77541 | Brazoria | CN600356976 | RN102692258 | The project consists of the purchase and installation of on-stream analytical equipment to monitor water quality in the EDC plant. | A positive use determination of 100% for the analytical equipment to monitor water quality at the EDC Plant. | 1995-03-20 | 30000 | 100
298 | T1 | The Dow Chemical Company | The Dow Chemical Company | 2301 Brazosport Blvd | Freeport | TX | 77541 | Brazoria | CN600356976 | RN102692258 | A vapor recovery unit has been installed to control VOC emissions from this facility. The unit consists of piping, instrumentation and a compressor. The compressor is a Blackmer, Model HDL603B-B. | A positive use determination of 50% for the installation of the vapor recovery unit. The unit consists of piping, instrumentation and a compressor. | 1995-02-06 | 10000 | 100
299 | T1 | The Dow Chemical Company | The Dow Chemical Company | 2301 Brazosport Blvd | Freeport | TX | 77541 | Brazoria | CN600356976 | RN102692258 | Part A: A number of double mechanical seal pumps with a barrier fluid were installed to lower the fugitive emissions or were converted from single mechanical seal system for a total of five pumps. Part B. A rainwater collection tank system was installed. | A positive use determination of 100% for the pump seals and alarms installed as part of Project A and the tank, piping and valves installed as part of project B. | 1995-03-31 | 84000 | 100
300 | T1 | The Dow Chemical Company | The Dow Chemical Company | 2301 Brazosport Blvd | Freeport | TX | 77541 | Brazoria | CN600356976 | RN102692258 | Several sealless pumps were installed to eliminate fugitive emission (VOC) from parts of this facility. The original replacement pumps were Kontro magnetically driven sealless pumps. | Returned for failure to respond to a deficiency letter. | 1995-04-19 | 35000 | 100
301 | T1 | The Dow Chemical Company | The Dow Chemical Company | 2301 Brazosport Blvd | Freeport | TX | 77541 | Brazoria | CN600356976 | RN102692258 | The following project was established to help ensure continued compliance with Dow's water permits. The equipment installed to accomplish this initiative qualifies as pollution control property since the facility is implementing a project to meet or exceed Federal and State water management laws and rules. | A positive use determination of 100% for the installation of weirs at Outfall DSN 001. | 1995-02-01 | 75000 | 100
302 | T1 | The Dow Chemical Company | The Dow Chemical Company | 2301 Brazosport Blvd | Freeport | TX | 77541 | Brazoria | CN600356976 | RN102692258 | This project installed an above grade ecology in the A-800 block of Texas Operations. This system collects, contains, and provides for pH adjustment of various streams generated in the Caustic Operations process. The ecology system consists of below grade double walled collection sump, 2 above grade holding tanks, 3 above grade pH adjustment tanks, associated piping and process control system. | A positive use determination of 100% for the below grade double walled collection sump, two above grade holding tanks, three above grade pH adjustment tanks, associated piping and process control systems. | 1995-02-20 | 564694 | 100
303 | T1 | The Dow Chemical Company | The Dow Chemical Company | 2301 Brazosport Blvd | Freeport | TX | 77541 | Brazoria | CN600356976 | RN102692258 | This project installs a system to neutralize gaseous chlorine streams generated during operations, maintenance and process upsets. A collection system from the relief valve vents in A-19 liquidfication plant to the chlorine scrubber located in Chlorine Plant 5 was installed. Also installed was a system to supply additional liquid sodium hydroxide to the scrubber along with emergency power systems to maintain functionality during power emergencies. | A positive use determination of 100% for the system installed to neutralize gaseous chlorine streams. Property includes piping, pumps, instrumentation, vessels and foundations. | 1995-03-22 | 230314 | 100
304 | T1 | The Dow Chemical Company | The Dow Chemical Company | 2301 Brazosport Blvd | Freeport | TX | 77541 | Brazoria | CN600356976 | RN102692258 | This project installed piping systems which eliminate (or minimize) the routing of wet chlorine gas to vent scrubbers during the startup phase of Chlorine Plant 3. | A positive use determination of 50% for the installation of piping systems to eliminate or minimize the routing of wet chlorine gas to vent scrubbers. | 1995-02-06 | 10000 | 100
305 | T1 | The Dow Chemical Company | The Dow Chemical Company | 2301 Brazosport Blvd | Freeport | TX | 77541 | Brazoria | CN600356976 | RN102692258 | This project installs new sulfuric acid area foundations and containment walls with environmental control liners for the 98% and 55% sulfuric acid tanks. New sealless transfer pumps were installed. Transfer piping installed was of the double containment type. A new sulfuric acid truck loading facility was included in this project. The acid storage tanks were relocated from the original acid containment area to the new facilities. | A positive use determination of 100% for the spill containment walls, containment liner, sump and leak detection instrumentation installed around the 98% and 55% sulfuric acid storage tanks. | 1995-03-28 | 160000 | 100
306 | T1 | The Dow Chemical Company | The Dow Chemical Company | 2301 Brazosport Blvd | Freeport | TX | 77541 | Brazoria | CN600356976 | RN102692258 | This project installed a 17,000 gallon fiberglass intermediate storage tank, a fiberglass drain line from Chlor-Alkali and emergency chlorine scrubbers to the new tank and a new fiberglass line from the new tank to the existing drain line. Two existing titanium pumps will be relocated to the new tank locations and pumping capacity increased. | A positive use determination of 100% for the 17,000 gallon fiberglass storage tank, the fiberglass drain line, the emergency chlorine scrubbers and the moving of the two existing pumps. | 1995-02-06 | 476291 | 100
307 | T1 | The Dow Chemical Company | The Dow Chemical Company | 2301 Brazosport Blvd | Freeport | TX | 77541 | Brazoria | CN600356976 | RN102692258 | This project installed concrete in the north ditch along the process area. It also included the installation of a small amount of storm water transfer lines. | A positive use determination of 100% for the installation of concrete in the north ditch and the new stormwater transfer lines. | 1995-02-06 | 800000 | 100
308 | T1 | The Dow Chemical Company | The Dow Chemical Company | 2301 Brazosport Blvd | Freeport | TX | 77541 | Brazoria | CN600356976 | RN102692258 | Install carbon beds on a vent line to reduce VOC emissions. | A positive use determination of 100% for the carbon beds installed on the vent line. | 1995-02-06 | 102000 | 100
309 | T1 | The Dow Chemical Company | The Dow Chemical Company | 2301 Brazosport Blvd | Freeport | TX | 77541 | Brazoria | CN600356976 | RN102692258 | This project was required by (and therefore a part of) the new waste water treatment plant (WWTP) - a biological system. The project installed a new, bigger line to get wastewater from Styrene I to the new WWTP. The line was required because the new WWTP collection system reversed the flow direction thru the collection system, resulting in a higher pressure in the line at Styrene I. | A positive use determination of 100% for the piping. | 1995-03-06 | 14000 | 100
310 | T1 | The Dow Chemical Company | The Dow Chemical Company | 2301 Brazosport Blvd | Freeport | TX | 77541 | Brazoria | CN600356976 | RN102692258 | Larger motors were installed on the process system vacuum pumps. | A positive use determination of 100% for larger motors installed on the process vent system vacuum pumps. | 1995-02-06 | 17000 | 100
311 | T1 | The Dow Chemical Company | The Dow Chemical Company | 2301 Brazosport Blvd | Freeport | TX | 77541 | Brazoria | CN600356976 | RN102692258 | This project replaces the flare tip with a tip that has greater smoke-less capacity. | A positive use determination of 100% for the replacement flare tip. | 1995-02-06 | 150000 | 100
312 | T1 | The Dow Chemical Company | The Dow Chemical Company | 2301 Brazosport Blvd | Freeport | TX | 77541 | Brazoria | CN600356976 | RN102692258 | This project installs a cooler to cool waste water (from LHC-7) that is being pumped to the new waste water treatment plant. | A positive use determination of 100% for the exchanger and pipe which was installed. | 1995-03-06 | 53000 | 100
313 | T1 | The Dow Chemical Company | The Dow Chemical Company | 2301 Brazosport Blvd | Freeport | TX | 77541 | Brazoria | CN600356976 | RN102692258 | A new sphere and piping were installed to store and load, into barges, the C4 stream made at LHC-8. The environmental work included the barge vent line back to the sphere and the concrete slab under the sphere for stormwater diversion. | A positive use determination of 50% for the barge vent line, used to recover vapors during barge loading and a positive use determination of 100% for the concrete slab constructed under the sphere and used for stormwater diversion. | 1995-02-20 | 275000 | 100
314 | T1 | The Dow Chemical Company | The Dow Chemical Company | 2301 Brazosport Blvd | Freeport | TX | 77541 | Brazoria | CN600356976 | RN102692258 | Installed an elevated flare and a ground flare to control vents from the ethylene process unit (LHC 8). | A positive use determination of 100% for the elevated flare and the ground flare installed at the ethylene process unit (LHC 8). | 1995-03-05 | 6335000 | 100
315 | T1 | The Dow Chemical Company | The Dow Chemical Company | 2301 Brazosport Blvd | Freeport | TX | 77541 | Brazoria | CN600356976 | RN102692258 | Installed Fluid bed drier #1 stack gas analyzer. Purchased a portable stack gas analyzer. | A positive use determination of 100% for the fluid bed drier #1 stack gas analyzer for CO emissions and the portable stack gas analyzer for NOx and CO. | 1995-02-06 | 18600 | 100
316 | T1 | The Dow Chemical Company | The Dow Chemical Company | 2301 Brazosport Blvd | Freeport | TX | 77541 | Brazoria | CN600356976 | RN102692258 | The Fluid Bed Drier #1 at Mag Chloride W-100 duct burners (used to dry feed) did not meet the permit levels for carbon monoxide. For that reason, modifications were made to burners to improve the emissions. The modifications were only partially successful, and a complete new design burner assemble had to be installed to meet the permitted levels. | A positive use determination of 100% for the modifications made to fluid bed drier duct burners and the replacement burners. | 1995-02-06 | 74860 | 100
317 | T1 | The Dow Chemical Company | The Dow Chemical Company | 2301 Brazosport Blvd | Freeport | TX | 77541 | Brazoria | CN600356976 | RN102692258 | New instrumentation upgrade for the Magnesium water treatment process as described below: Refurbished #8 pond with rake arm and associated pumps and piping for the treatment of direct contact sea water streams. New #2 P-Pot mixing chamber, retention basin, pumps, piping and instrumentation for the separation of contaminated direct contact sea water streams that do not require treatment. In addition to the above projects for the treatment of contaminated sea water, another solution is to eliminate the use of direct sea water where possible. This is being accomplished at two neutralizer units with the addition of plate and frame heat exchangers. These exchangers are then cooled by sea water, which is then isolated from direct contact with the process gas. They require pumps, piping, and additional instrumentation. Modifications were required to the canal, canal gates, and pilings in order to reduce the amount of contamination in the outfall. | A positive use determination of 100% for the A-553 instrumentation upgrade; the rake arm, pumps and piping installed to refurbish #8 pond; the mixing chamber, retention basin, pumps, piping and instrumentation for the new #2 P-Pot; the pumps, piping and additional instrumentation installed at exchangers R-100 and A-619; the canal gates and pilings installed as modifications to the canal. | 1995-03-06 | 3412000 | 100
318 | T1 | The Dow Chemical Company | The Dow Chemical Company | 2301 Brazosport Blvd | Freeport | TX | 77541 | Brazoria | CN600356976 | RN102692258 | The project was to install rainwater collection vessels that would allow the B6200 Production Facility to segregate process water from rainwater. | A positive use determination of 100% for the rainwater collection vessels and instruments installed as part of the rainwater segregation project. | 1995-03-06 | 249753 | 100
319 | T1 | Paktank Corporation | Galena Park Terminal | 1500 Clinton Dr | Galena Park | TX | 77547 | Harris | CN601003254 | RN102753670 | Secondary containment by the use of HDPE liner was installed underneath tanks. | A positive use determination of 100% for the HPDE liner installed underneath tanks T-205 and T-220. | 1995-02-17 | 22369 | 100
320 | T1 | Paktank Corporation | Galena Park Terminal | 1500 Clinton Dr | Galena Park | TX | 77547 | Harris | CN601003254 | RN102753670 | Storage tank secondary seals and internal floating roofs were installed in two storage tanks to control tank VOC emissions. Internal floating roofs are aluminum pontoon design with primary and secondary wiper seals. | A positive use determination of 100% for the secondary seals and the internal floating roofs on two storage tanks (T-205 and T-220). | 1995-02-06 | 65208 | 100
321 | T2 | Paktank Corporation | Paktank Deer Park Terminal | 2759 Battleground Rd | Deer Park | TX | 77536 | Harris | CN601003254 | RN101842334 | Stormwater containment systems consisting of storage container, retaining walls, and ancillary equipment such as pumps and piping. | A positive use determination of 100% for the stormwater storage container, retaining walls, and ancillary equipment such as pumps and piping. | 1995-04-05 | 245370 | 100
322 | T1 | Paktank Corporation | Paktank Deer Park Terminal | 2759 Battleground Rd | Deer Park | TX | 77536 | Harris | CN601003254 | RN101842334 | Secondary containment by the use of HDPE liner was installed underneath tanks. | A positive use determination of 100% for the HDPE liner installed underneath tanks T-920, 921, and 922. | 1995-02-17 | 24518 | 100
323 | T1 | Paktank Corporation | Paktank Deer Park Terminal | 2759 Battleground Rd | Deer Park | TX | 77536 | Harris | CN601003254 | RN101842334 | A thermal oxidizer has been installed to burn VOC emissions from the tank car and tank truck loadings. | A positive use determination of 100% for the thermal oxidizer - John Zink Model VC-ZTOF/TC. | 1995-02-06 | 251705.35 | 100
324 | T1 | Paktank Corporation | Paktank Deer Park Terminal | 2759 Battleground Rd | Deer Park | TX | 77536 | Harris | CN601003254 | RN101842334 | A stormwater outfall was installed. | A positive use determination of 100% for the construction of the stormwater outfall (#001). | 1995-03-08 | 90138 | 100
325 | T1 | Paktank Corporation | Paktank Deer Park Terminal | 2759 Battleground Rd | Deer Park | TX | 77536 | Harris | CN601003254 | RN101842334 | Spill containment concrete slabs were installed around tank manifolds and pumps to prevent spilled materials from seeping into groundwater. | A positive use determination of 100% for the spill containment concrete slabs installed. | 1995-02-17 | 16500 | 100
326 | T1 | Paktank Corporation | Paktank Deer Park Terminal | 2759 Battleground Rd | Deer Park | TX | 77536 | Harris | CN601003254 | RN101842334 | Vapor recovery equipment, piping, meters, etc., were installed to collect VOC emissions resulting from marine loadings and to transport these emissions to the marine thermal oxidizer for destruction. | A positive use determination of 100% for the vapor recovery equipment, piping, meters, and associated equipment installed to collect emissions from marine loadings. | 1995-02-06 | 293955 | 100
327 | T1 | Paktank Corporation | Paktank Deer Park Terminal | 2759 Battleground Rd | Deer Park | TX | 77536 | Harris | CN601003254 | RN101842334 | secondary seals and the internal floating roofs installed on the three storage tanks (T0920, 921 and 922). | A positive use determination of 100% for the secondary seals and the internal floating roofs installed on the three storage tanks (T0920, 921 and 922). | 1995-02-06 | 121525 | 100
328 | T1 | Paktank Corporation | Paktank Deer Park Terminal | 2759 Battleground Rd | Deer Park | TX | 77536 | Harris | CN601003254 | RN101842334 | Storage tank secondary seals were installed in twelve storage tanks. | A positive use determination of 100% for the secondary seals installed on 12 storage tanks (T-500, 501, 502, 504, 512, 520, 523, 536, 606, 738, 768 and 781). | 1995-02-06 | 140432 | 100
329 | T1 | Paktank Corporation | Paktank Deer Park Terminal | 2759 Battleground Rd | Deer Park | TX | 77536 | Harris | CN601003254 | RN101842334 | Secondary containment was installed on two storage tanks by the installation of second steel tank floor and HDPE liner. | A positive use determination of 100% for the secondary containment (second steel floor and HDPE liner) installed to tanks T-504 and 609. | 1995-02-17 | 230175 | 100
330 | T1 | GPM Gas Company LLC | GPM Fullerton Plant | N Hwy 181 | Andrews | TX | 79714 | Andrews | CN601229917 | RN100218684 | A continuous emissions monitor and a digital control system were installed on the SRU. | A positive use determination of 100% for the continuous emission monitor installed on the sulfur recovery unit incinerator stack and the digital control system on the SRU. | 1995-03-05 | 494207 | 100
331 | T1 | GPM Gas Company LLC | Goldsmith Plant | PO Box 738 | Goldsmith | TX | 79741 | Ector | CN601229917 | RN102673605 | Turbines H20 - H20 Injection DEA Treater Filter - Sweating Unit Acid Gas Flare - Reduce SO2 Vapor Recovery SRU Condenser - Reduce S02 Drain System Acid Gas Flare Header - Reduce S02 | A positive use determination of 100% for the Turbines H20, DEA Treater, Acid Gas Flare, SRU Condenser, Drain System and Acid Gas Header. A positive use determination of 50% for the Vapor Recovery Unit. | 1995-02-06 | 589951 | 100
332 | T1 | Exxon Mobil Corporation | West Levelland Unit (Levelland Field) | Whiteface Tx | Morton | TX | 79346 | Cochran | CN600123939 | RN102202967 | A cathodic protection system was installed at the Giddings Estate lease to protect from corrosion the underground metallic components associated with 319 well bores located on the lease. Installation of the system included construction of cathodic protection ground beds, line insulators, and electrification of rectifiers. | A positive use determination of 100% for the cathodic protection equipment. | 1995-03-14 | 141000 | 100
333 | T1 | Huntsman LLC | Monsanto - Chocolate Bayou Plant | FM 2917 | Alvin | TX | 77512 | Brazoria | CN603603093 | RN106492325 | In September, 1992, a decision was made to end the use of earthen impoundments for the storage of RCRA waste effective September, 1994. With this in mind, facilities have been added and modifications made to assure the waste effluent from our lab production unit is non hazardous, i.e., less than 0.5 ppm benzene and a pH between 2 and 12.5. This was accomplished by modifying the facilities for better oil separation and adding new improved waste neutralization, interface instrumentation and controls, and a waste day tank to assure 100% compliance. Additionally, a new system will recycle organics back into the lab production unit. | A positive use determination of 100% has been made for the rainwater/sewer collection sump (51T45), rainwater strainer (51F12), flare knockout tank (51I8-2), first flush runoff collection tank (51T44), wastewater heater (51E59), wastewater separator (51S18), neutralizer agitator (51N39), and associated pumps and piping for the listed equipment. | 1995-04-28 | 5700000 | 100
334 | T1 | Huck International Inc | Huck International | 8001 Imperial Dr | Waco | TX | 76712 | McLennan | CN600128029 | RN102155975 | Improvements were necessary in order to accommodate the increased wastewater flows anticipated as a result of the new EP line, while at the same time maintaining compliance with the categorical pretreatment standards. The exemption request includes all labor and materials used in the construction of the wastewater treatment system room, as well as the installation of the tanks and lamella clarifier. Items such as pumps, pH and oxidation reduction potential probes; and pipes, valves, flanges and fittings are also included. | A positive use determination of 100% for the Wastewater Treatment System which includes tanks, lamella clarifier, and ancillary equipment. | 1995-03-14 | 180050 | 100
335 | T1 | Coastal Mart Inc | Coastal Mart | Various See App | Hidalgo County | TX | 78540 | Hidalgo | CN600516496 | Insufficient Information | Buried buckets in pipe to catch overfill of dispensing pumps so as to not contaminate water tanks and air. | A positive use determination of 100% for the overfill/spill containment equipment installed at the 11 stations listed above. | 1995-02-06 | 13463 | 100
336 | T1 | Coastal Mart Inc | Coastal Mart | Various See App | Harris County | TX | 77292 | Harris | CN600516496 | Insufficient Information | Buried buckets around pipe to catch overspill of dispensing pumps. Expandable nozzles for pumps and piping to tanks. Installed inner lining in tanks to prevent leaks from tanks. | A positive use determination of 100% for the installation of overfill/spill containment equipment at the Bellaire location and a positive use determination of 50% for the installation of the State II Vapor Recovery equipment at the Houston location. | 1995-02-06 | 11680 | 100
337 | T1 | Coastal Mart Inc | Coastal Mart | Various See App | Galveston County | TX | 77592 | Galveston | CN600516496 | Insufficient Information | Installed special expandable nozzles for gas pumps and piping to tanks. | A positive use determination of 100% for the tank lining installed at the Santa Fe location and a positive use determination of 50% for the Stage II Vapor Recovery equipment installed at the Santa Fe and Kemah locations. | 1995-02-06 | 42744 | 100
338 | T1 | Coastal Mart Inc | Coastal Mart | Various See App | Denton County | TX | 76202 | Denton | CN600516496 | Insufficient Information | Buried bucket in pipe to catch overfill of dispensing pump so as not to contaminate water tanks and air. Installed expandable nozzles for gas pumps and tank piping. | A positive use determination of 100% for the Overfill/Spill containment equipment and a positive use determination of 50% for the Stage II Vapor Recovery equipment. | 1995-02-06 | 47551 | 100
339 | T1 | Coastal Mart Inc | Coastal Mart | Various See App | Dallas County | TX | 75247 | Dallas | CN600516496 | Insufficient Information | Buried buckets in pipes to catch overfill of dispensing pumps so as not to contaminate water tables and air. Installed special expandable nozzles on pumps and piping to tanks to clean air. | A positive use determination of 100% for the overfill/spill containment equipment and a positive use determination of 50% for the Stage II vapor recovery equipment installed. | 1995-02-06 | 28781 | 100
340 | T1 | Coastal Mart Inc | Coastal Mart | Various See App | Cameron County | TX | 78586 | Cameron | CN600516496 | Insufficient Information | Buried buckets in pipes to catch overfill of dispensing pumps so as not to contaminate water tables and air. | A positive use determination of 100% for the overfill/spill containment equipment installed at the Brownsville, three Harlingen, and San Benito locations. | 1995-02-06 | 6763 | 100
341 | T1 | Coastal Mart Inc | Coastal Mart | Various See App | Brazoria County | TX | 77515 | Brazoria | CN600516496 | Insufficient Information | Buried buckets in pipe to catch overfill of dispensing pump. Installed expandable nozzles for gas pumps, and inner lining in tanks for leaks. | A positive use determination of 100% for the Overfill/Spill Containment equipment installed at Pearland 333 and the Tank Lining installed at Pearland 336 and a positive use determination of 50% for the Stage II Vapor Recovery equipment installed at the two Pearland locations and the Alvin location. | 1995-02-06 | 115928 | 100
342 | T1 | Celanese Engineering Resins Inc | Celanese Bishop Facility | Hwy 77 South | Bishop | TX | 78343 | Nueces | CN601166929 | RN101625721 | Installed a recovery system to enable recovery of all formaldehyde, methanol, and methyl formcel heels from tank cars at any of the 22 spots and avoid treatment of waste by reuse. Installed pumps to transfer heels. Installed a collection system to enable collection of hazardous waste heels at 5 spots. | A positive use determination of 100% for the recovery system, the pumps installed to eliminate air emissions and the hazardous waste collection system installed at five spots. | 1995-03-22 | 186226 | 100
343 | T1 | Celanese Engineering Resins Inc | Celanese Bishop Facility | Hwy 77 South | Bishop | TX | 78343 | Nueces | CN601166929 | RN101625721 | Installation of numerous valves, rupture disks, pumps and flush pots strategically placed throughout the formaldehyde, paraform, formcel, weak formaldehyde, trioxane and PE unit areas. | Withdrawn by applicant | 1995-04-26 | 33677 | 100
344 | T1 | Celanese Engineering Resins Inc | Celanese Bishop Facility | Hwy 77 South | Bishop | TX | 78343 | Nueces | CN601166929 | RN101625721 | Replaced the TO-2 Reactor Column with a new column without a stripping section. The project includes column metallurgy upgrades. | A negative use determination. This equipment is considered to be production equipment and as such is not eligible for a positive use determination as pollution control property. | 1995-04-04 | 1809522 | 100
345 | T1 | Celanese Engineering Resins Inc | Celanese Bishop Facility | Hwy 77 South | Bishop | TX | 78343 | Nueces | CN601166929 | RN101625721 | Installed a new duplex filtration system and a pellet/classifier on one of the Nylon Polymer Coil Lines. Installed sealless pumps and related equipment. | Withdrawn by applicant | 1995-04-26 | 108706 | 100
346 | T1 | Celanese Engineering Resins Inc | Celanese Bishop Facility | Hwy 77 South | Bishop | TX | 78343 | Nueces | CN601166929 | RN101625721 | Replaced the Werner and Pleiderer 53mm ZSK compounder with a 58mm ZSK super compounder in the Black Concentrate Unit. A liquid ring vacuum pump replaced the vacuum steam jet. | The following property is used 100% for pollution control and is installed to meet or exceed federal or state regulations: Project to replace the Werner and Pleiderer 53mm ZSK compounder with a 58mm ZSK super compounder in the Black Concentrate Unit and the liquid ring vacuum pump replaced the vacuum steam jet. | 1995-03-05 | 19236 | 100
347 | T2 | Celanese Engineering Resins Inc | Celanese Bishop Facility | Hwy 77 South | Bishop | TX | 78343 | Nueces | CN601166929 | RN101625721 | Constructed a new unloading facility designed to use acetaldehyde tank cars as storage capacity to feed the Poyol Unit which will allow the removal of 120M gallons of in-unit storage. | A positive use determination of 100% for the new acetaldehyde feed stock unloading facility. | 1995-04-26 | 563141 | 100
348 | T1 | Celanese Engineering Resins Inc | Celanese Bishop Facility | Hwy 77 South | Bishop | TX | 78343 | Nueces | CN601166929 | RN101625721 | Clean out all existing weeds and silty materials from the unlined ditch system and form a concrete liner in the ditch and construct concrete slabs as ditch covers. | A positive use determination of 100% for the project to clean the ditches, install concrete as a liner and install concrete slabs over the ditches as covers. | 1995-02-20 | 118402 | 100
349 | T1 | Celanese Engineering Resins Inc | Celanese Bishop Facility | Hwy 77 South | Bishop | TX | 78343 | Nueces | CN601166929 | RN101625721 | Install 4 specific gravity monitor/controllers. | The following property is used 100% for pollution control and is installed to meet or exceed federal or state regulations: 4 specific gravity monitor/controllers. | 1995-03-15 | 780870 | 100
350 | T2 | Celanese Engineering Resins Inc | Celanese Bishop Facility | Hwy 77 South | Bishop | TX | 78343 | Nueces | CN601166929 | RN101625721 | Remove or replace stress cracked or corroded equipment in the Trioxane Unit. The Trioxane Column, T-303, and associated equipment will be removed. The existing T-303 process piping will be rerouted to its new designated location. The V-1647 Overhead Condensers and associated equipment will be replaced with new horizontal condensers. | A negative use determination. This equipment is considered to be process equipment and not pollution control property. | 1995-04-27 | 2508235 | 100
351 | T2 | Celanese Engineering Resins Inc | Celanese Bishop Facility | Hwy 77 South | Bishop | TX | 78343 | Nueces | CN601166929 | RN101625721 | Replaced the Filtration Neutralization Dissolver (FND) Agitator in the APAP unit. | A positive use determination of 100% for the replacement Filtration Neutralization Dissolver Agitator in the APAP unit. | 1995-04-26 | 379075 | 100
352 | T1 | Celanese Engineering Resins Inc | Celanese Bishop Facility | Hwy 77 South | Bishop | TX | 78343 | Nueces | CN601166929 | RN101625721 | Install 2 new on-line analyzers. | A positive use determination of 100% for the two new on-line analyzers. | 1995-03-05 | 460871 | 100
353 | T1 | Celanese Engineering Resins Inc | Celanese Bishop Facility | Hwy 77 South | Bishop | TX | 78343 | Nueces | CN601166929 | RN101625721 | Installation of a cooling tower filtration system. The new system consists of a feed tank, a pump, an agitator and appropriate installation. | A positive use determination of 100% for the cooling tower filtration system. Property includes a feed tank, a pump, an agitator and installation. | 1995-03-15 | 33262 | 100
354 | T1 | Celanese Engineering Resins Inc | Celanese Bishop Facility | Hwy 77 South | Bishop | TX | 78343 | Nueces | CN601166929 | RN101625721 | Installation of Aquajet Aerator, a self priming pump and associated installation charges. | A positive use determination of 100% for the Aquajet Aerator, self priming pump and the associated equipment. | 1995-02-20 | 359859 | 100
355 | T3 | Celanese Engineering Resins Inc | Celanese Bishop Facility | Hwy 77 South | Bishop | TX | 78343 | Nueces | CN601166929 | RN101625721 | Install two twin screw Honda reactors as a replacement for 2 fully depreciated knockneaders in the SH-1 Polymer unit. | A positive use determination of 50% for the two twin screw Honda reactors installed as part of the SH-1 Twin Screw Reactor project. | 1995-04-26 | 290186 | 100
356 | T1 | Celanese Engineering Resins Inc | Celanese Bishop Facility | Hwy 77 South | Bishop | TX | 78343 | Nueces | CN601166929 | RN101625721 | Constructed a new four acre Class I hazardous waste landfill cell. The solid waste cell consists of a 3 foot select clay base which will support a base high density polyethylene liner, a leachate and piping system and a collection sump, a second layer of HPDE liner and piping, and with a sand floor over it. The pit is surrounded by dikes. | A positive use determination of 100% for the construction of the Class I hazardous waste landfill cell. The cell consists of a three foot select clay base supporting a HPDE liner, a leachate and piping system and collection sump, a second layer of HPDE liner and piping with sand floor, and is surrounded by dikes. | 1995-03-16 | 267328 | 100
357 | T1 | Celanese Engineering Resins Inc | Celanese Bishop Facility | Hwy 77 South | Bishop | TX | 78343 | Nueces | CN601166929 | RN101625721 | Improvements to the waste liquid incineration, water distribution/ purification systems, and the plant air system. Including minor instrumentation and electrical requirements and some equipment. | A positive use determination of 100% for the 1994 costs related to the upgrade of the liquid waste boiler facility including instrumentation, electrical work and equipment. | 1995-03-20 | 391156 | 100
358 | T1 | Celanese Engineering Resins Inc | Celanese Bishop Facility | Hwy 77 South | Bishop | TX | 78343 | Nueces | CN601166929 | RN101625721 | Installation of curbs to collect nickel catalyst from rainwater and process effluent dripped on the pavement. Installation of pumps, piping and a filter system. | A positive use determination of 100% for the installation of curbs, pumps, piping and filter system for separating nickel catalyst. | 1995-03-16 | 55877 | 100
359 | T1 | Celanese Engineering Resins Inc | Celanese Bishop Facility | Hwy 77 South | Bishop | TX | 78343 | Nueces | CN601166929 | RN101625721 | Installed infrared optical flare pilot monitor. | A positive use determination of 100% for the infrared optical flare pilot. | 1995-03-05 | 18528 | 100
360 | T1 | Celanese Engineering Resins Inc | Celanese Bishop Facility | Hwy 77 South | Bishop | TX | 78343 | Nueces | CN601166929 | RN101625721 | Installed a Formalin Filter (MS-192) to be used as a spare filter for the main filter (MS-1875). | A positive use determination of 100% for the Formalin Filter (MS-192). | 1995-03-05 | 57505 | 100
361 | T1 | Celanese Engineering Resins Inc | Celanese Bishop Facility | Hwy 77 South | Bishop | TX | 78343 | Nueces | CN601166929 | RN101625721 | Installation of a chromatograph (GC 5890 SERIII) in the environmental lab. | A positive use determination of 100% for the chromatograph model GL5890 SERIII. | 1995-03-15 | 41160 | 100
362 | T1 | BASF Corporation | Freeport | 602 Copper Rd | Freeport | TX | 77541 | Brazoria | CN600124895 | RN102535143 | Water containment curb plus splash containment structure. | A positive use determination of 100% for the water containment curb and splash containment structure. | 1995-02-20 | 23181 | 100
363 | T1 | BASF Corporation | Freeport | 602 Copper Rd | Freeport | TX | 77541 | Brazoria | CN600124895 | RN102535143 | Install a rainwater sump flow meter. | A positive use determination of 100% for the rainwater sump flow meter. | 1995-02-20 | 16143 | 100
364 | T1 | BASF Corporation | Freeport | 602 Copper Rd | Freeport | TX | 77541 | Brazoria | CN600124895 | RN102535143 | Construct primary containment around 2,800 gallon Glycol system. This project installs 20' x 13' x 2' concrete containment around tank D-104 and circulation pumps P-101 A & B. An existing pump will be used to evacuate the containment in case of spill or rainfall. | A positive use determination of 100% for the 20' x 13' x 2' concrete containment structure installed around the Glycol storage tank D-104 and pumps P101 A & B. | 1995-04-07 | 23427 | 100
365 | T1 | BASF Corporation | Freeport | 602 Copper Rd | Freeport | TX | 77541 | Brazoria | CN600124895 | RN102535143 | A new solid concrete slab was installed to replace the oil filled and ring foundation. | A positive use determination of 100% for the solid concrete slab installed as secondary containment. | 1995-03-07 | 35197 | 100
366 | T1 | BASF Corporation | Freeport | 602 Copper Rd | Freeport | TX | 77541 | Brazoria | CN600124895 | RN102535143 | Installed a Hoffman centrifugal blower with spare parts and carbon steel pipe. | A positive use determination of 100% for the Hoffman Centrifugal blower, spare parts and carbon steel pipe. | 1995-03-06 | 36265 | 100
367 | T1 | BASF Corporation | Freeport | 602 Copper Rd | Freeport | TX | 77541 | Brazoria | CN600124895 | RN102535143 | This project is for the purchase and installation of piping to connect the steam jet vents to the existing catalytic converter. In addition, an out of service heat exchanger will be upgraded and placed back in service to condense out the steam before the vent gas is sent to the converter. | A positive use determination of 100% for the project to purchase and install piping to connect the steam jet vents to the catalytic convertor and for the heat exchanger upgrade. | 1995-04-07 | 50000 | 100
368 | T1 | BASF Corporation | Freeport | 602 Copper Rd | Freeport | TX | 77541 | Brazoria | CN600124895 | RN102535143 | Installed air sampling pumps - non-continuous monitoring devices to measure discharges and fence line ambient air. | A positive use determination of 100% for the air sampling pumps. | 1995-03-05 | 4368 | 100
369 | T1 | BASF Corporation | Freeport | 602 Copper Rd | Freeport | TX | 77541 | Brazoria | CN600124895 | RN102535143 | Installed piping and instrumentation to prevent explosion. | Withdrawn by applicant | 1995-04-06 | 307441 | 100
370 | T1 | BASF Corporation | Freeport | 602 Copper Rd | Freeport | TX | 77541 | Brazoria | CN600124895 | RN102535143 | Install total carbon analyzer - a laboratory instrument to analyze BA waste. | A positive use determination of 100% for the total carbon analyzer. | 1995-02-22 | 20765 | 100
371 | T1 | BASF Corporation | Freeport | 602 Copper Rd | Freeport | TX | 77541 | Brazoria | CN600124895 | RN102535143 | Installation of an exchanger to condense mono-alcohols from vent gas. | A positive use determination of 100% for the exchanger installed to eliminate the collection of mon-alcohols and reduce the total organic carbon load to the waste treatment plant. | 1995-04-07 | 47986 | 100
372 | T1 | BASF Corporation | Freeport | 602 Copper Rd | Freeport | TX | 77541 | Brazoria | CN600124895 | RN102535143 | The stormwater project is the removal of earthen ditches and installation of drainage diversion measures in two areas in the 1400 block of south Badishe Road. | A positive use determination of 100% for the stormwater project. Property includes concrete lined perimeter ditches, culverts, catch basins, dike, sump pump, concrete tubing, two sewage treatment plants, reinforced concrete headwall, sampling platform, sluice gate valve, piping, instrumentation and related construction costs. | 1995-04-07 | 1375141 | 100
373 | T1 | BASF Corporation | Freeport | 602 Copper Rd | Freeport | TX | 77541 | Brazoria | CN600124895 | RN102535143 | Installed Two May drive gear pumps to reduce the wastewater on slab. | A positive use determination of 100% for the two May Drive Gear pumps. | 1995-03-07 | 70826 | 100
374 | T1 | JM Huber Corporation | Orange Plant | Hwy 87 North | Orange | TX | 77630 | Orange | CN600358204 | CN600358204 | This project is to replace the Line 1, #1 dryer bag filter. A new 11'6" diameter, 262 bag pulse-jet filter will be installed in place of the existing unit. | A positive use determination of 100% for the installation of the new 11'6" diameter, 262 bag pulse-jet filter and associated modifications. | 1995-02-06 | 193000 | 100
375 | T1 | JM Huber Corporation | JM Huber Borger | Hwy 136 & FM 1559 | Borger | TX | 79008 | Hutchinson | CN601452162 | RN102865649 | Installed an Allen Bradley SLC500. A computer system which controls the operation of the thermal pollution elimination system. | A positive use determination of 100% for the purchase and installation of the Allen Bradley SLC500 computer system. | 1995-02-06 | 5549 | 100
376 | T1 | JM Huber Corporation | JM Huber Borger | Hwy 136 & FM 1559 | Borger | TX | 79008 | Hutchinson | CN601452162 | RN102865649 | Installation of one stack gas analyzer to be permanently installed on the B2 dryer system. | The following property is used 100% for pollution control and is installed to meet or exceed federal or state regulations: stack gas analyzer installed on the B2 dryer system. | 1995-02-06 | 4840.9 | 100
377 | T1 | JM Huber Corporation | JM Huber Baytown Plant | 9300 Needle Point Rd | Baytown | TX | 77521 | Harris | CN600358204 | RN100209899 | This project provides for the modification of a waste gas flare to provide the capacity to control carbon monoxide, etc. | A positive use determination of 100% for the modifications done to the waste gas flare. | 1995-02-06 | 50000 | 100
378 | T1 | JM Huber Corporation | JM Huber Baytown Plant | 9300 Needle Point Rd | Baytown | TX | 77521 | Harris | CN600358204 | RN100209899 | This project provided for replacement of the dryer bag filters for Unit E3. | A positive use determination of 100% for the replacement of the dryer bag filters. | 1995-02-06 | 108000 | 100
379 | T1 | JM Huber Corporation | JM Huber Baytown Plant | 9300 Needle Point Rd | Baytown | TX | 77521 | Harris | CN600358204 | RN100209899 | Install a spare waste gas blower impeller and shaft. | A positive use determination of 100% for the spare waste gas blower impeller and shaft. | 1995-02-06 | 6508 | 100
380 | T1 | JM Huber Corporation | JM Huber Baytown Plant | 9300 Needle Point Rd | Baytown | TX | 77521 | Harris | CN600358204 | RN100209899 | Installed a new scrubbing system for control of various substances from the process off gases. | A positive use determination of 100% for the new scrubbing system. Equipment includes 2 large vessels, several pumps, tanks, piping, ducting, valves, control systems. etc. | 1995-02-06 | 2120530 | 100
381 | T1 | JM Huber Corporation | JM Huber Baytown Plant | 9300 Needle Point Rd | Baytown | TX | 77521 | Harris | CN600358204 | RN100209899 | Install a baghouse to remove particulate from Unit E1 emissions. Including all piping, controls, air supply, etc. | A positive use determination of 100% for the new baghouse. | 1995-02-06 | 184697 | 100
382 | T1 | Huntsman LLC | Huntsman Jefferson County | 6001 Hwy 366 | Port Neches | TX | 77651 | Jefferson | CN603603093 | RN100219252 | This project was the modification of existing equipment at the Light Olefins Unit Reformate truck unloading station to handle the unloading, storage and transfer of DSO which is by-product of the C4/MTBE process and must be disposed of via an environmentally approved manner. Secondary containment, pumps, piping, instrumentation and electrical equipment were installed to facilitate this project. | A positive use determination of 100% for the modifications done to the truck unloading station to handle unloading, storage and transfer of DSO. These modifications included installation of secondary containment, pumps, piping, instrumentation and electrical equipment. | 1995-02-06 | 373000 | 100
383 | T1 | Huntsman LLC | Huntsman Jefferson County | 6001 Hwy 366 | Port Neches | TX | 77651 | Jefferson | CN603603093 | RN100219252 | This project was for the implementation of CEMS for #1 & #2 boilers at the C4 facility. | A positive use determination of 100% for the continuous emissions monitoring systems installed on the #1 and #2 boilers at the C4 facility. | 1995-03-03 | 245000 | 100
384 | T1 | Huntsman LLC | Huntsman Jefferson County | 6001 Hwy 366 | Port Neches | TX | 77651 | Jefferson | CN603603093 | RN100219252 | This project installs stack testing ports for 10H101A through D, F, G, and Ethane furnaces. Twenty foot extensions were added to the 10H101A, B and Ethane furnaces. Platforms were built to access these stack testing ports. | A positive use determination of 100% for the installation of stack testing ports for 10H101A through D, F, G and Ethane furnaces, the twenty foot extensions installed at 10H101A, B and Ethane furnaces, and the platforms built to access the stack testing ports. | 1995-02-06 | 337000 | 100
385 | T1 | Huntsman LLC | Huntsman Jefferson County | 6001 Hwy 366 | Port Neches | TX | 77651 | Jefferson | CN603603093 | RN100219252 | Two new tanks were installed replacing two existing tanks. In addition, 750 l.f. of 1" diameter caustic drain line at the JWWTP was upgraded from polyvinyl chloride to carbon steel piping. | A positive use determination of 100% for the two carbon steel tanks, N2 pad, vent system, Agar Probes, piping, alarms and interconnecting piping. | 1995-03-13 | 308000 | 100
386 | T1 | Huntsman LLC | Huntsman Jefferson County | 6001 Hwy 366 | Port Neches | TX | 77651 | Jefferson | CN603603093 | RN100219252 | Installed three stormwater transfer pumps. | A positive use determination of 100% for steamwater transfer pumps 34P-118A, B, and S. | 1995-03-06 | 979000 | 100
387 | T1 | Huntsman LLC | Huntsman Jefferson County | 6001 Hwy 366 | Port Neches | TX | 77651 | Jefferson | CN603603093 | RN100219252 | Pumps 18P-116 and 116S were replaced with larger pumps. Larger impellers were installed on pumps 18P-123 and 123S. Also installed a six-inch line from pumps 18P-116 and 18P-116S to tank #33752, and a new control station at the discharge of pumps 18P-116 and 116S. The sumps were sealed and a carbon canister air purification system was installed at 4 area sewer sumps. | A positive use determination of 100% for the two new pumps, the two larger impellers, the new six inch line and the new control station. | 1995-03-20 | 279000 | 100
388 | T1 | Huntsman LLC | Huntsman Jefferson County | 6001 Hwy 366 | Port Neches | TX | 77651 | Jefferson | CN603603093 | RN100219252 | Converted a tank to allow management of wastewater prior to routing to aboveground equalization tankage. Including necessary equipment, piping, instrumentation, and electrical required. Installed transfer pumps (3) and containment sumps in offsite transfer locations. | A positive use determination of 100% for the repairs to Tank 33756 and the purchase and installation of transfer pumps 18P - 124A, B, S and the containment sumps. | 1995-03-20 | 2659000 | 100
389 | T1 | Huntsman LLC | Huntsman Jefferson County | 6001 Hwy 366 | Port Neches | TX | 77651 | Jefferson | CN603603093 | RN100219252 | Installed facilities for safely marketing Pygas and Pyronaphtha as separate streams and provides facilities for storage of Pyronaphtha in Miller Tank Farm. System includes piping, instrumentation and metering. The project includes re-sealing of the floating roof on Tank 1596. | A positive use determination of 100% for the piping instruments and metering installed to facilitate the transfer of Pygas and Pronaphtha and the re-sealing of Tank 1596's floating roof. | 1995-03-06 | 478000 | 100
390 | T1 | Huntsman LLC | Huntsman Jefferson County | 6001 Hwy 366 | Port Neches | TX | 77651 | Jefferson | CN603603093 | RN100219252 | Minimum Technology Cell used to manage benzene-contaminated wastewater was replaced by an aboveground wastewater tank. Including pumps, piping, and instrumentation. | A positive use determination of 100% for the project to contain contaminated stormwater sewage. Property includes the foundation, paving, piping, instrumentation, electrical, pumps, structural steel, tankage and other necessary items. | 1995-03-20 | 2843000 | 100
391 | T1 | Dynagen Inc | Dynagen | 2000 East Pool Rd | Odessa | TX | 79766 | Ector | CN600876932 | RN101871507 | Installed a new Butadine Unloading Facility to unload railcars. Installed rupture disks, relief valves, unloading arm shut-off valves and a flare. Installed an emergency deluge system. | A positive use determination of 100% for the requested items related to the Butadine Unloading Facility. Property includes rupture disks, relief valves, unloading arm shutoff valves, the flare, pump and compressor seals, and the emergency deluge system. | 1995-04-13 | 1425000 | 100
392 | T1 | Dynagen Inc | Dynagen | 2000 East Pool Rd | Odessa | TX | 79766 | Ector | CN600876932 | RN101871507 | Upgraded existing structures, added equipment and constructed a complete process wastewater pretreatment system. 2 pumps, piping and valves were installed to convey the wastewater to 2 existing settling basins. The basins were modified. A pH lift station was installed. Pumps were installed to convey the wastewater to the retention ponds. The existing retention pond was modified into 2 and piped. A pH lift station was installed downstream of the retention basins. Pumps were installed to convey the wastewater to the pretreatment system or to the POTW. A complete instrument and PLC control system was installed. 2 storage tanks, 3 filters, 4 pumps with piping and valves, 1 agitator, a pH control system, and a PLC control system were installed for recycling process wastewater. An ammonia evacuation system was installed on the reactor cooling system. It consists of a compressor, piping, valves and controls. | A positive use determination of 100% for the settling basin upgrade, retention basin upgrade, pH adjustment stations, power distribution and controls, pumping systems, ammonia compressor system, and carbon black recycle filters and storage system. | 1995-03-07 | 2880000 | 100
393 | T1 | Lyondell-Citgo Refining LP | Lyondell-Citgo Refinery | 12000 Lawndale | Houston | TX | 77017 | Harris | CN602600140 | RN100218130 | Added instrumentation to provide better control at HRO and to prevent the release of hydrocarbons. This included the replacing of the tail gas regenerator overhead accumulator with a larger one. The work includes new controls (temperature, pressure and flow) with display capabilities in the SRU control room; a new TGU K.O. Pot; and a larger TGU K.O. drum pump. | A positive use determination of 100% for the temperature and flow controllers and the new TGU K.O. Pot. | 1995-03-28 | 760000 | 100
394 | T1 | Lyondell-Citgo Refining LP | Lyondell-Citgo Refinery | 12000 Lawndale | Houston | TX | 77017 | Harris | CN602600140 | RN100218130 | Design and construct the marine vapor control system. Property includes: a vapor collection manifold system of valves, controls and equipment a combustor system, and central control room. | A positive use determination of 100% for the marine vapor control system which includes the vapor collection manifold system with valves, controls and associated equipment, the compressor system, and the combustor. | 1995-03-05 | 16800000 | 100
395 | T1 | Lyondell-Citgo Refining LP | Lyondell-Citgo Refinery | 12000 Lawndale | Houston | TX | 77017 | Harris | CN602600140 | RN100218130 | The project included one flare along with all electrical and instrumentation, steel structures, three centrifugal pumps (double seal), piping, and a new KO pot. | A positive use determination of 100% for the flare, electrical and instrumentation, steel structures, three centrifugal pumps (double seal) and piping and the new KO pot. | 1995-03-15 | 3291000 | 100
396 | T1 | Lyondell-Citgo Refining LP | Lyondell-Citgo Refinery | 12000 Lawndale | Houston | TX | 77017 | Harris | CN602600140 | RN100218130 | This project included modifications to wastewater facilities on both the east and west drainage systems. Equipment installed included pumps, piping, instrumentation and control systems, lift stations, modifications to the API separator, first flush containment tank and ancillary equipment modifications. | A positive use determination of 100% for the 1994 costs related to the project designed to prevent any wastewater stream containing hazardous waste from entering the Biox Basin, East Guard Basin and the East Impoundment Basin. Property includes: API Separator, pumps, piping, instrumentation and electrical, Tank 835 and a lift station. | 1995-03-28 | 5720000 | 100
397 | T1 | Lyondell-Citgo Refining LP | Lyondell-Citgo Refinery | 12000 Lawndale | Houston | TX | 77017 | Harris | CN602600140 | RN100218130 | Installed a Wet Gas Scrubber. Including the following equipment: scrubber, CO boiler modifications, heat exchangers, pumps and drivers, compressors and blowers, piping and necessary instrumentation. | A positive use determination of 100% for the Wet Gas Scrubber project. Equipment includes scrubber, modifications to CO boiler, heat exchangers, pumps and drivers, compressors and blowers, piping, and necessary instrumentation. | 1995-03-15 | 31465900 | 100
398 | T1 | Lyondell-Citgo Refining LP | Lyondell - Channelview | 2502 Sheldon Rd | Channelview | TX | 77530 | Harris | CN600344402 | RN100633650 | The existing hydroblast yard required significant upgrades for continued use. A new hydroblast yard was constructed at a different location within the facility. A concrete slab and sump, along with piping, tankage, and pumps was installed to improve and increase hydroblast capabilities. | A positive use determination of 100% for the concrete slab, sump, miscellaneous piping equipment and pumps, and tankage installed as part of the new hydroblast yard. | 1995-03-15 | 809000 | 100
399 | T1 | Lyondell-Citgo Refining LP | Lyondell - Channelview | 2502 Sheldon Rd | Channelview | TX | 77530 | Harris | CN600344402 | RN100633650 | Installed East Plant flare tip. | A positive use determination of 100% for the purchase and installation of the East Plant flare tip. | 1995-03-05 | 136000 | 100
400 | T1 | Lyondell-Citgo Refining LP | Lyondell - Mont Belvieu Terminal | 11815 Highway 146 | Mont Belvieu | TX | 77580 | Chambers | CN600124705 | RN100224377 | Replaced and upgraded existing site flare system. | The following property is used 100% for pollution control and is installed to meet or exceed federal or state regulations: Project to replace and upgrade existing site flare system. | 1995-03-05 | 1325000 | 100
401 | T1 | Lyondell-Citgo Refining LP | Lyondell-Citgo Refinery | 12000 Lawndale | Houston | TX | 77017 | Harris | CN602600140 | RN100218130 | Designed, manufactured and installed a new rich amine/hydrocarbon separation system. Property includes a horizontal hydrocarbon separation vessel, (2) flash drums, and associated cost of civil, structural, piping and instrumentation. | A positive use determination of 100% for the horizontal hydrocarbon separation vessel, (2) vertical flash drums and the associated cost of civil, structural, piping and instrumentation. | 1995-07-13 | 2357000 | 100
402 | T1 | Lyondell-Citgo Refining LP | Lyondell-Citgo Refinery | 12000 Lawndale | Houston | TX | 77017 | Harris | CN602600140 | RN100218130 | The refinery made piping installation and modifications necessary to allow 730 E-6 contractor to operate as a spare for the 230 Gas Plant. The modifications required an 8" line offsite to connect the 733 unit to the 230 Gas Plant; a 3" line from the DEA booster pump to the rich DEA header; new contractor level controller; a lean DEA flow controller and a pressure transmitter on the contractor. | A positive use determination of 100% for the 8" line, the 3" line, the level controller, the flow controller and the pressure transmitter. | 1995-03-21 | 260000 | 100
403 | T1 | Lyondell-Citgo Refining LP | Lyondell-Citgo Refinery | 12000 Lawndale | Houston | TX | 77017 | Harris | CN602600140 | RN100218130 | The refinery installed a 3" line with a pressure control valve and tied it into the 10" low line. | A positive use determination of 100% for the 3 inch lines and pressure control valves installed on the 642/643 tanks. | 1995-03-15 | 130000 | 100
404 | T1 | Lyondell-Citgo Refining LP | Lyondell-Citgo Refinery | 12000 Lawndale | Houston | TX | 77017 | Harris | CN602600140 | RN100218130 | The refinery designed and installed an equipment steam-out required for the 536 Unit shutdown process. The scope of work included installation of a 6" header throughout the unit with twenty 2" drops for steam-out stations. The steam-out stations will consist of 5 hose connections with 1" gate valves. In addition, hose connections with 1" gate valves will be added to all equipment tied into the pump-out system. | A positive use determination of 100% for the Piping Header Collection System installed for the 536 unit. Property includes 6 inch header with twenty 2 inch drops. | 1995-03-15 | 223000 | 100
405 | T1 | Lyondell-Citgo Refining LP | Lyondell-Citgo Refinery | 12000 Lawndale | Houston | TX | 77017 | Harris | CN602600140 | RN100218130 | The refinery installed covers over several areas of the API separator. The project included installation of a floating roof over the back bay of the API separator and a fixed roof cover over the fore-bay of the Separator. | A positive use determination of 100% for the floating roof over the back of the API Separator and a fixed roof cover over the fore-bay of the separator. | 1995-03-05 | 288200 | 100
406 | T1 | Boral Bricks Inc | Boral Bricks - Henderson Div. Plant 1 | 1309 Kilgore Dr | Henderson | TX | 75652 | Rusk | CN600125140 | RN100640978 | Installation of an Ohlman Fluoride Absorber System on the two Kiln's exhaust to reduce emissions. | A positive use determination of 100% for the Ohlman Fluoride Absorber. | 1995-02-08 | 1100000 | 100
407 | T1 | Campbell Wells Corporation | South Texas Disposal Facility | Hwy 16 N East | Zapata | TX | 78076 | Zapata | Insufficient Information | Insufficient Information | The facility was constructed to remove all contaminants from oil field waste. This facility will contain and convert the original waste to an environmentally friendly waste. As the facility is expended, the land will be returned to its original state with no negative environmental impact. | A positive use determination of 100% for the Mat Water Truck, Pump Fittings, G. Rupp 4" Pump. (2) 3" Widen Pumps, Sullivan Air Compressor, Pressure Washer, the leachate collection system, the cell liners and installation, construction and engineering related to these items. This positive use determination does not include property/equipment which was purchased, installed, or constructed to provide the commercial service of disposal of oil filed wastes. Items not included in this positive use determination include: land, Cat Backhoe, storage tanks, land clearing, treatment facility, facility roadways and ramps and cell construction. This equipment is not considered to be pollution control equipment. | 1995-04-11 | 162796 | 100
408 | T1 | Mcormick & Company Inc | Mcormick & Company Inc | 3300 Century Circle | Irving | TX | 75062 | Dallas | CN603513060 | RN100569631 | Installation of a wet scrubber - a Tri-Mer Whirl-Wet Particulate Scrubber. The wet scrubber consists of the following equipment: Tri-Mer Model H Whirl-Wet dust and particulate collector system and exhaust fan units. Stainless steel ducting and hood modification. Fan and final filter platforms and high efficiency filter units. Electric control panels. Water spray cleaning system. | A positive use determination of 100% for the wet scrubber consisting of Tri-Mer model H Whirl/Wet dust particulate collector systems and exhaust fan units, stainless steel ducting and hood modifications, fan and filter platforms and high efficiency filter units, electrical control panels, and water spray cleaning systems. | 1995-02-08 | 325000 | 100
409 | T1 | Enserch Processing Company | Ranger Plant | 6 M W O N FM 101 | Ranger | TX | 76470 | Eastland | CN602573669 | RN100220003 | Installed 8 air/fuel ratio controllers to reduce NOx formation from compressor engines. | A positive use determination of 100% for the eight air/fuel ratio controllers installed on the compressor engines. | 1995-02-08 | 32080 | 100
410 | T1 | Enserch Processing Company | Gordon Gas Processing Plant | 1 M NW of I-20 Off Sh193 | Gordon | TX | 76453 | Palo Pinto | CN602573669 | Insufficient Information | Installed 2 catalytic convertors and air/fuel ratio controllers on compressors to reduce NOx. | A positive use determination of 100% for the two catalytic convertors and the two air/fuel ratio controllers installed on the compressor engines. | 1995-02-08 | 35470 | 100
411 | T1 | Enserch Processing Company | Pueblo Plant | Hs 6 | Cisco | TX | 76437 | Eastland | CN602573669 | RN100218262 | Installed one catalytic convertor and 2 air/fuel ratio controllers on compressor engines. | A positive use determination of 100% for the catalytic convertor and the two air/fuel ratio controllers installed on the compressor engines. | 1995-02-08 | 18260 | 100
412 | T1 | Zeneca Ag Products | Zeneca Ag Products - Bayport Site | 5757 Underwood Rd | Pasadena | TX | 77507 | Harris | CN600960660 | RN102344355 | A. Installed a second carbon filter bed and associated piping. | A positive use determination of 100% for the second carbon bed filter (Calgon 28" diameter, 400 CFM canister) and associated piping. | 1995-03-05 | 16340 | 100
413 | T3 | Ethicon Inc | Ethicon | 3348 Pulliam | San Angelo | TX | 76905 | Tom Green | CN600349096 | RN101649804 | Construction of a fully automated, Non-CFC sterilization facility. It will include 3 primary sterilizers, 3 secondary sterilizers and a fully self-contained facility. Pollution control equipment associated with this project includes: Scrubbers, an Environmental Monitoring System, and Abaters. | A positive use determination of 100% for the scrubbers, environmental monitoring system and abaters which were installed as part of new sterilization plant project. | 1995-07-10 | 2112000 | 100
414 | T2 | JM Huber Corporation | JM Huber Baytown Plant | 9300 Needle Point Rd | Baytown | TX | 77521 | Harris | CN600358204 | RN100209899 | This project provides for replacement of burners in the Units E1, E3, and E5 dryers with higher efficiency burners. | A positive use determination of 100% for the replacement burners installed in the Units E1, E3 and E5 dryers. | 1995-04-28 | 184696 | 100
415 | T1 | Nisseki Chemical Texas Inc | Nisseki Chemical Texas Inc. | 10500 Bay Area Blvd | Pasadena | TX | 77507 | Harris | CN603867268 | RN102887270 | The flare system was installed to reduce VOC emissions from four tanks, the Butane storage tank and the distillation columns vacuum system. The flare system consists of the flare, a blower and motor, vessels, a pipe rack from the process area and tank farm, interconnecting piping, structural support for all equipment, power and instrumentation. The Vapor Analyzers are used to monitor fugitive VOC emissions from pumps, valves, flanges, etc. The Vapor Recovery System consists of piping at the truck loading/unloading areas were vapors are recovered and recycled. Low NOx burners have been installed on the hot oil heater. There are three burners which reduce NOx production rates. The decanter is part of the NPDES wastewater treatment system and stormwater containment system. Included in this system in addition to the tank is offsite piping, a lift station, three pumps, structural supports for the tank and pumps, electrical power and instrumentation. The oxygen monitor is used to determine combustion efficiency of the combustion sources. | A positive use determination of 100% for the flare system, the vapor analyzers and the three low NOx burners. A positive use determination of 50% for the vapor recovery system. | 1995-04-05 | 258924 | 100
416 | T1 | Michael Angelo's Gourmet Foods | Michael Angelo's | 200 Michael Angelo Way | Austin | TX | 78728 | Travis | CN602676595 | RN103029302 | The refrigerant leak detection system is used to detect incidental ammonia releases. | A positive use determination of 100% for the refrigerant leak detection system. | 1995-02-08 | 3864 | 100
417 | T1 | Michael Angelo's Gourmet Foods | Michael Angelo's | 200 Michael Angelo Way | Austin | TX | 78728 | Travis | CN602676595 | RN103029302 | The wastewater separator is used to remove food processing oils, fats, and solids that are produced in the manufacturing of food products. Other equipment includes a sewage ejector and a self-dumping grease hopper. | A positive use determination of 100% for the wastewater separator, Barnes Submersible Sewage Ejector and Galbreth Self-Dumping Grease Hopper. | 1995-03-07 | 40576 | 100
418 | T1 | Goodyear Tire & Rubber Company | Goodyear Chemical Plant | 13411 Bay Area Blvd | Pasadena | TX | 77507 | Harris | CN600616049 | RN102608932 | Installed slabs and curbs to prevent ground contamination if equipment leaks. | The following property is used 100% for pollution control and is installed to meet or exceed federal or state regulations: Project to install slabs and curbs to prevent ground contamination if equipment leaks. | 1995-03-06 | 92261 | 100
419 | T1 | Goodyear Tire & Rubber Company | Goodyear Chemical Plant | 2000 Goodyear Dr | Houston | TX | 77001 | Harris | CN600616049 | RN100870898 | Installation of closed loop automatic samplers for latex streams containing butadine and styrene. Installation of thermal oxidizer and upgrade of existing vacuum system. Installation of natural gas meters and fuel lids into engines for refrigeration compressors. | A positive use determination of 100% for the installation of the closed loop automatic samplers, the thermal oxidizer and upgrade to the vacuum system, and the installation of the natural gas meters on the refrigeration compressors. | 1995-03-05 | 1282289 | 100
421 | T1 | GATX Terminals Corporation | GATX Pasadena Terminal | 530 N Witter St | Pasadena | TX | 77506 | Harris | CN600131882 | RN100224815 | The project provides for the installation of 12 additive injection units, corresponding to one injector per gasoline loading arm. | Withdrawn by applicant | 1995-03-06 | 137000 | 100
422 | T1 | Anzon Inc | Anzon Inc | 7418 FM 1472 | Laredo | TX | 78041 | Webb | CN601720113 | RN101050235 | Construction of evaporation pond and a stormwater collection system. | The following property is used 100% for pollution control and is installed to meet or exceed federal or state regulations: evaporation pond and a stormwater collection system. | 1995-03-07 | 719182 | 100
424 | T1 | Arco Chemical Co | Arco - Channelview Plant | 2502 Sheldon Rd | Channelview | TX | 77530 | Harris | CN603890351 | RN100633650 | Facilities constructed on this project include two 2.3 million gallon double bottom steel stormwater tanks and associated piping, pumps, instruments and electrical auxiliaries. | The following property is used 100% for pollution control and is installed to meet or exceed federal or state regulations: two 2.3 million gallon double bottom steel stormwater tanks and associated piping, pumps, instruments and electrical auxiliaries. | 1995-02-20 | 950000 | 100
425 | T1 | GATX Terminals Corporation | GATX Pasadena Terminal | 530 N Witter St | Pasadena | TX | 77506 | Harris | CN600131882 | RN100224815 | Construction of a 10,000 barrel carbon steel wastewater storage tank with an aluminum pontoon internal floating roof. The tank has a concrete mat foundation with leak detection grooves and a sump for secondary containment. A new 300 gpm wastewater pump is installed for outbound wastewater movement to the main Pasadena terminal. The tank has an internal liner which covers the tank bottom and shell sections. | A positive use determination of 100% for the 10,000 barrel carbon steel wastewater storage tank, the aluminum pontoon internal floating roof, the concrete mat foundation, the sump, the 300 gpm wastewater pump and the internal tank liner. | 1995-03-02 | 455000 | 100
426 | T1 | GATX Terminals Corporation | GATX Pasadena Terminal | 530 N Witter St | Pasadena | TX | 77506 | Harris | CN600131882 | RN100224815 | Construct and install a drum and bin storage building to contain and store waste products. The waste storage area consists of a 30'x100' concrete slab with a steel pavilion type cover. The area will allow for the storage of approximately 100 waste drums and four roll-off type waste bins. The concrete slab will have a four inch curb around the perimeter which will serve as secondary containment for the area. A sump connected to the wastewater system will also be installed. The pavilion roof will prevent rain from mixing with waste while allowing adequate ventilation. A six foot fence will provide security. | A positive use determination of 100% for the construction of the drum storage building. This positive use determination relates to the construction costs which occurred after January 1, 1994. This use determination does not apply to any costs which were reported to the appraisal district as construction-in-progress as of January 1, 1994. | 1995-03-02 | 110000 | 100
427 | T1 | Arco Chemical Co | Arco - Channelview Plant | 2502 Sheldon Rd | Channelview | TX | 77530 | Harris | CN603890351 | RN100633650 | Items constructed by this project include equalization tankage additions, new flocculation basin mixers, effluent carbon treatment additions and outfall analyzer additions. | A positive use determination of 100% for 1994 costs related to wastewater treatment modifications including the Flocullators, carbon treatment, piping, instruments and electrical. | 1995-03-07 | 297000 | 100
428 | T1 | GATX Terminals Corporation | GATX Pasadena Terminal | 530 N Witter St | Pasadena | TX | 77506 | Harris | CN600131882 | RN100224815 | Spill response equipment are needed to improve spill response and containment capabilities. | A positive use determination of 100% for the spill response equipment purchased during 1994. Equipment includes spill boat, spill boom and spill reels. | 1995-03-22 | 149400 | 100
429 | T1 | Arco Chemical Co | Arco - Channelview Plant | 2502 Sheldon Rd | Channelview | TX | 77530 | Harris | CN603890351 | RN100633650 | This project provided 5 new liquid waste collection sumps and new stormwater collection sump compartments including pumps and auxiliary piping, instrumentation and electrical. A new underground piping collection system for these sumps was also constructed. | A positive use determination of 100% for the five new liquid waste collection sumps (301, 601, 820, 850, 101) and new stormwater collection sump compartments (961 and 962) including pumps and auxiliary piping, instrumentation and electrical, and new underground piping collection system. | 1995-02-08 | 7184000 | 100
430 | T1 | Arco Chemical Co | Arco - Channelview Plant | 2502 Sheldon Rd | Channelview | TX | 77530 | Harris | CN603890351 | RN100633650 | This project provided for the engineering, design and installation of a new flare tip, flare flow meter and associated piping. | The following property is used 100% for pollution control and is installed to meet or exceed federal or state regulations: engineering, design and installation of a new flare tip, flare flow meter and associated piping. | 1995-02-08 | 674000 | 100
431 | T1 | The Lubrizol Corporation | Lubrizol Bayport | 12801 Bay Area Blvd | Pasadena | TX | 77507 | Harris | CN600269617 | RN101058410 | Air related projects: Amps unit expansion - dust collectors, dust filters, vent system condensers, scrubbers and vent piping. Replace SA-218 - scrubber, pump, flowmeter, transmitter. Process I Flare - wiring, piping. Replace B-163 condenser - vent condenser. Process I Vent Line Filter - Dollinger 8" S.S. Filter and instrumentation. B-468 conservation vent - nitrogen regulator, conservation vent. A-162 Conservation Vent - Conservation vent. B-161 Scrubber Cooler - ITT heat exchanger. Conservation vents - for tanks A-164 and A-176. A-178 conservation vent. A-181 conservation vent. A-201 Conservation vent. | A positive use determination of 100% for the dust collectors, dust filters, vent system condensers and scrubber vent piping installed as part of the Amps Unit Expansion; the scrubber, pump, flow meter and transmitter installed as part of the SA-218 replacement; the wiring and piping installed as part of Process I flare; the vent condenser installed to replace B-163 condenser; the Dollinger 8" S.S. Filter and instrumentation installed on the Process I vent line filter; the nitrogen regulator and conservation vent (B-468); conservation vents A-162, A-173, A-178, A-181 and A-201; the conservation vents for tanks A-164 and A-176; and the ITT Heat Exchanger as part of the B-161 Scrubber Cooler. | 1995-03-15 | 424891 | 100
432 | T1 | Phillips Petroleum Co | Phillips Petroleum Wells In Ector County |  | Odessa | TX | 79761 | Ector | CN603900127 | Insufficent Information | Installation of the following: POC's. Leak Detectors, Alarms - equipment installed at wells to prevent discharge of oil and gas to the environment. Secondary Containment - oil-produced water tanks, berms, dikes, containment pans under pumps, drums, etc. | A positive use determination of 100% for the liners installed at the following leases: Shoebar Ranch B, Stockton A, Univ. And, SWD and Gandu; the secondary containment installed at the following leases: Averitt A, Block 11, Tex. Univ. R, Univ. OP&T, Univ, ATP, Univ. 11A, Shannon A, Gelenna Booster, NPU, Univ. Andrews, Ella A, Louis A, Boedecker, Gandu, Embar, and Stockton A; and the alarms installed at the following leases: NPU, Shoebar Ranch, TXL WW, Ella A and Gandu. | 1995-03-07 | 400628 | 100
433 | T1 | Phelps Dodge Refining Corporation | Phelps Dodge - El Paso Refinery | 7001 N Loop Rd | El Paso | TX | 79998 | El Paso | CN600132179 | RN100226000 | This project provided for restoration of a portion of the Tank House basement floor and a portion of the pump bay. | A positive use determination of 100% for the tank house floor as secondary containment. This determination does not exempt new or modified pre-existing equipment appraised and taxed prior to 1994. | 1995-04-10 | 3329000 | 100
434 | T1 | Phelps Dodge Refining Corporation | Phelps Dodge - El Paso Refinery | 7001 N Loop Rd | El Paso | TX | 79998 | El Paso | CN600132179 | RN100226000 | This project is for the connection of the vertical furnaces to the baghouse. | The following property is used 100% for pollution control and is installed to meet or exceed federal or state regulations: Project to connect the vertical furnaces to the baghouse. | 1995-03-05 | 1200000 | 100
435 | T1 | Phillips Petroleum Co | Phillips Houston Chemical Complex | 1400 Jefferson Rd | Pasadena | TX | 77501 | Harris | CN600259691 | RN102558020 | K-Resin By-Products Storage Tank - HC-1104 | A positive use determination of 100% for the KR By-products storage tank installation. Property includes Tank 95-1844 and associated pipes, pumps, vents and other equipment installed to prevent the spilling of hazardous wastes. | 1995-04-04 | 95000 | 100
436 | T1 | The Lubrizol Corporation | Lubrizol Deer Park | 41 Tidal Rd | Deer Park | TX | 77536 | Harris | CN600269617 | RN100221589 | See application for detailed information. | A positive use determination of 100% for the fiber bed filter system installed for S-11 Scrubber, the John Zink EEFQS14 flare tip, the corrosion resistant material replaced on the S-25B scrubber, the piping and installation replaced at the Poly Plant Flare, the H2S and liquid detectors installed at the S-3A scrubber vent, the access/work platform installed at S-25A scrubber, the replacement cooler for the S-9 scrubber, the replacement column for the S-3A scrubber column, the packing and demister upgrade to the SO3 scrubber, the piping to connect SA-2, 3, 4 tank vents to the flare, the protecto-seal vent, the sensor and wiring installed as the Poly Plant Flare Temperature Alarm, the HCL-26 replacement pump, the pumps and scrubber tanks which replace S-28A and B scrubber, the 0250.1 vent piping, the vent piping and flame arrestor installed to route alcohol recovery and storage tank vents to a flare, the instrumentation for the S-11 scrubber, the replacement pump/driver for the HA-4 scrubber pump, the temperature control equipment for the 156 Unit Flare and a positive use determination of 60% for the global refrigerant recycling machine. | 1995-03-06 | 1163327 | 100
437 | T1 | Akzo Nobel Polymer Chemicals LLC | Akzo Nobel Catalyst | 13000 Bay Park Rd | Pasadena | TX | 77507 | Harris | CN600125496 | RN104262704 | Dust reduction - this project is aimed at eliminating major alumina leak sources to improve housekeeping and reduce atmospheric losses. The sources are knife valves underneath the base silos and the ribbon mixer, the vent lines from the extruder feed hoppers, and product bridging/ plugging in the extruder feed hopper and the weigh hopper. Suspended solids measurement - this project aimed at improving the performance of solid-liquid separation equipment. The efficiency of these systems is implied by the suspended solids concentration in the waste liquid streams discharging from the equipment items. Another project installed equipment aimed at debottlenecking various parts of the plant to increase production capacity. The project scope included decoupling the calciner enabling direct supply of uncalcined product to customers. | A positive use determination of 100% for the above listed equipment. | 1995-02-08 | 127016 | 100
438 | T1 | Elf Atochem North America Inc | Elf Atochem North America Inc | 18000 Crosby Eastgate Rd | Crosby | TX | 77532 | Harris | CN600124044 | RN100210301 | Completed construction of a new manufacturing unit. The project included the construction of secondary containment structures for raw materials, loading/unloading areas, products and spent acid. Storage tanks for waste and spent acid with ancillary equipment and monitoring devices. The project also included vent gas handling and scrubber systems and dust handling systems with associated equipment. The project included wastewater handling systems (pumps, agitators, piping, sump, monitoring equipment, etc.). The project included a stand-by diesel generator for emergency power for these systems. Containment devices: Acid Containment Dike serving T-60 and T-65; Hydrogen Peroxide Containment Dike serving T-63; T-Amyl Hydro Containment Dike serving T-57; the Brine/Caustic Containment Dike serving T-64, T-66 and T-72; the OMS/DiOL Containment Dike serving T-68 and T-61 A/B; the Wash Tank Containment Dike serving T-51; the Continuous Process Containment Dikes and Trenches 1 and 2 which serve as secondary containment for the continuous process area; the Batch Process Containment Dike and Trench for batch process area #2; the Fume Scrubber Containment Dike serving the Fume Scrubber/Recovery System; the Acid Decomposition Containment Dike and Trench which serves the waste acid recovery system; the coated concrete Acid and Non-Acid sumps; the Truck Loading/Unloading Collection Basin; the Sample House Containment Floor, the Packout Room Containment Floor; and the Weigh Room Containment Floor. The following storage tanks were installed T-60, T-63, T-57, T-64, T-65, T-66, T-68, T-71, T-69, T-61A, T-61B, T-72 and T-89. Ancillary equipment and monitoring devices include the fume exhaust and hi-hi level switch for T-60; hi-hi level switch, porostone filter vent and a T-Amylene pump seal system for T-63; hi-hi level switch and conservation vent for T-57; hi-hi level switch for T-64; hi-hi level switch, waste acid analyzer, tank temperature indicator and loading pump for T-65; hi-hi level switch for T-66; conservation vent with flame arrestor, hi-hi level switch and OMS pump seal system for T-68; hi-hi level switch and three isobutylene pump seal systems for T-71; hi-hi level switch and fume exhaust for T-69; conservation vents, back pressure regulators, filters, pressure safety valves and truck unloading pump seals system for T-61A and T-61B; and pressure relief devices including rupture disks, pressure indicator and temperature indicator for T-89. Vent gas handling systems; SO2 Vaporizer and rupture disks and high level switch; Isobutylene Compressor package unit, Diesel Power Generator package unit; Reserve Air Compressor package unit; Nitrogen Header; Packout Machine Fume Exhaust System; and Isobutylene/T-Amylene Sulfation Vacuum Pump. Scrubber systems; Fume Scrubber/Recovery System including Hydrocarbon Liquid Surge Tank (S-8), Hydrocarbon Acid Neutralization Tank (S-9) with hi-hi level switch and pH analyzer, Hydrocarbon Condenser, Hydrocarbon Liquid Transfer Pump with pump seal system, and Hydrocarbon Storage Tank (T-89). Dust handling systems; Dust Collector for Wash Tanks (T-51, T-52 & T-53); G-Salt Silo Baghouse/Filter; Flake Solid Conveying System Baghouse/Filter. Wastewater handling equipment: One acid sump with agitator, one non-acid sump with agitator, two acid sump pumps, two non-acid sump pumps, one sump well monitoring system, one double walled pipe monitoring system, one waste acid truck loading system, one waste acid treating static mixer, one waste acid surge pot with rupture disk and fume exhaust, two waste acid drain pumps, one waste acid recovery system including acid decomposition tank (T-37), fume exhaust analyzer, agitator and pump. waste acid transfer pump and waste acid drain system. | A positive use determination of 100% for the secondary containment structures which were constructed; the waste and spent acid storage tanks and ancillary equipment and monitoring devices; the vent gas handling scrubber systems and dust handling systems and associated equipment; the wastewater handling systems (pumps, agitators, piping, sumps and monitoring equipment); and the stand-by diesel generator and associated equipment. | 1995-04-04 | 4147026 | 100
439 | T1 | Akzo Nobel Polymer Chemicals LLC | Akzo Nobel Deer Park Site | 730 Battleground Rd | Deer Park | TX | 77536 | Harris | CN600125488 | RN102177391 | A preliminary step in a major site waste minimization project requires that plant wastes, which are currently combined for off site disposal be segregated. To do this two additional storage tanks, identical to the current tank will be implemented as feed tanks to an onsite process to recover solvent from waste streams. | A positive use determination of 100% for the two new waste storage tanks. | 1995-03-02 | 831100 | 100
440 | T2 | Union Carbide Corporation | Union Carbide - Seadrift | 7501 Highway 185 N | Seadrift | TX | 77983 | Calhoun | CN601688781 | RN105899744 | Lagoon #4 Pump Station Additions and Revisions: This portion of the project involves the installation of a new tank and pumps to serve as the main pump station for influent to the new lagoon system. Changes in current piping will be performed to transform the existing wastewater tank into the main diversion pump station. New Lagoon Area: Headworks - Two new tanks and associated pumps will be installed. A small shed will be constructed to house drum and metering area. Impoundment: The impoundment will be 300 feet by 800 feet at the top of the berm. The impoundment will be covered with a 100 millimeter thick polyethylene floating cover. Tailworks: Construction of an effluent sump and pumps. Emission Control: This area consists of an effluent sweetening tank. | A positive use determination of 100% for the new wastewater treatment facility. This determination does not exempt new or modified pre-existing equipment appraised and taxed previous to 1994. | 1995-04-10 | 12958140 | 100
441 | T1 | S F Foot Tanning Company | SB Foot Tanning | Schroder Industrial Park | Dumas | TX | 79029 | Moore | CN601569296 | RN103900759 | See attached exhibit to application describing property. | A positive use determination of 100% for the costs related to Cell No. 3 including ancillary equipment. | 1995-03-06 | 115010 | 100
442 | T1 | Exxon Mobil Corporation | ExxonMobil - North Houston Terminal | 8700 N Freeway | Houston | TX | 77001 | Harris | CN600123939 | RN100212745 | A groundwater remediation system to remove or treat pollutants in contaminated groundwater. Equipment includes blowers, power strippers, pipes, carbon drums, and associated valves and instrumentation. | A positive use determination of 100% for the groundwater remediation system. The system includes blowers, power strippers, pipes, carbon drums and associated valves and instrumentation. | 1995-03-06 | 101000 | 100
443 | T1 | Champion International | Champion International - Sheldon Mill | 11611 Fifth St | Sheldon | TX | 77044 | Harris | Insufficient Information | Insufficient Information | This project will install equipment and systems in the Sheldon Mill TMP plant required to reduce the plants volatile organic compound emission level. | A positive use determination of 100% for the 1994 and 1995 costs related to the TMP VOC Reduction Project. This project includes turpentine recovery from steam vents and stripper, steam stripping of process effluents and incineration of air streams. | 1995-03-21 | 7141000 | 100
444 | T1 | Champion International | Champion International - Sheldon Mill | 11611 Fifth St | Sheldon | TX | 77044 | Harris | Insufficient Information | Insufficient Information | The scope of this project is the installation of an incineration and caustic scrubbing system, complete with all necessary ducting, piping, electrical equipment and instrumentation controls, required to reduce VOC emissions in the tall oil plant. VOC emissions off the tall oil reactor, the modified tall oil reactor, the spent acid tank, wet oil tank and dehydrator seal tank will be ducted to the incineration system through new fiberglass pipe. The incinerator will include a burner control system to control and record flame temperature. A stainless steel gas quencher will be installed to cool the incinerator exhaust gases before entry into the caustic scrubber. Caustic used for scrubbing will be returned to the spent acid tank. The system exhaust gases will be ducted to the smelt dissolving tank vent stack. | The following property is used 100% for pollution control and is installed to meet or exceed federal or state regulations: Project to install incineration and caustic scrubbing system, complete with all necessary ducting, piping, electrical equipment and instrumentation controls, required to reduce VOC emissions. | 1995-03-05 | 296175 | 100
445 | T1 | Stroh Brewery Company | Stroh Brewery Company | FM 1845 | Longview | TX | 75604 | Gregg | CN601055171 | RN101930261 | Facility wastewater is treated in an aerobic activated sludge system. Additional aeration is necessary to satisfy high oxygen demand especially during summer months. Ten 75-HP aerators will provide additional aeration capacity. A 2-meter belt filter press will reduce the volume of waste activated sludge available for offsite disposal. Dewatered sludge will be amenable for use as a soil conditioner. | A positive use determination of 100% for the ten 75hp aerators and the 2-meter belt filter press. | 1995-02-20 | 540000 | 100
446 | T1 | Oscar Mayer Foods Corporation | Oscar Mayer Foods Corporation | 4700 Hwy 75 So | Sherman | TX | 75091 | Grayson | CN600487342 | RN100801927 | A Beach Russ, 55-375-PF-3 two stage demister prefilter has been installed at each of 14 low vacuum pumps used in the manufacturing process. In addition, a roof top Balston, AR-3080-371H final filter equipped with Flu-Air, F2087ME-BA .01 micron filter tubes has been installed at the stack. | A positive use determination of 100% for the 14 Beach Russ two stage demister pre-filters and the roof top Balston final filter. | 1995-02-08 | 82526 | 100
447 | T1 | Colgate-Palmolive Company | Colgate-Palmolive Company | 303 Falvey Blvd | Texarkana | TX | 75501 | Bowie | Insufficient Information | Insufficient Information | No property description was provided. | Returned for failure to respond to a deficiency letter. | 1995-04-03 | 0 | 100
448 | T1 | Amoco Oil Company | Amoco Texas City | 2401 Fifth Ave S | Texas City | TX | 77590 | Galveston | CN600126775 | RN102324829 | HDPE liner and the underliner drainage system in the wastewater shock basin. | A positive use determination of 100% for the HDPE liner and the underliner drainage system in the wastewater shock basin. | 1995-03-02 | 450000 | 100
449 | T1 | Amoco Oil Company | Amoco Texas City | 2401 Fifth Ave S | Texas City | TX | 77590 | Galveston | CN600126775 | RN102324829 | This project segregates process wastewater from stormwater to comply with Waste Benzene NESHAP and state VOC rules. Process wastewater will be collected, segregated in a separate sewer system, and conveyed to existing API separators. This project includes a new above-grade collection header for process wastes, one 3 phase separator, vapor controls on existing process unit separators, dry weather pumps for each existing process unit separator, and removal of all non-emergency streams from the blowdown systems. | A positive use determination of 100% for the new above-grade collection header for process wastes, one three phase separator, vapor controls on existing process unit separator, and removal of all non-emergency streams from the blowdown systems. | 1995-02-08 | 20200000 | 100
450 | T1 | Amoco Chemical Company | Stratton Ridge Facility | Hwy 523 South | Oyster Creek | TX | 77541 | Brazoria | Insufficient Information | Insufficient Information | Installation of 30 hydrocarbon leak detectors at Stratton Ridge salt dome facilities. Detectors will be installed at each wellhead, around the perimeter of brine ponds, and at each transfer area. | A positive use determination of 100% for the 30 hydrocarbon leak detectors. | 1995-02-08 | 116000 | 100
451 | T1 | Gulf Coast Waste Disposal Authority | Washburn Tunnel Facility | 1002 N Richey St | Pasadena | TX | 77506 | Harris | CN600126163 | RN100219500 | Primary clarifier solids and secondary clarifier biosolids are pumped to the sludge dewatering facility. These wastewater treatment solids are sent to a sludge blending tank where they are chemically conditioned with ferric chloride and then pumped through a grinder to remove any physically abrasive material that could damage the presses. Polymer is added to aid dewatering and the belt press feed pumps then feed the conditioned solids into the belt presses. The dewatered cake solids are then conveyed via a sludge conveyor to the truck loading building. The cake solids are conveyed into a trailer which is weighed on a scale prior to disposal in a municipal solid waste landfill. The filtrate from the presses is collected and returned to the wastewater process for treatment. | The following property is used 100% for pollution control and is installed to meet or exceed federal or state regulations: wastewater treatment equipment. | 1995-03-14 | 720479 | 100
452 | T1 | Pride Companies LP | Pride Refining | Us Hwy 277 N | Abilene | TX | 79601 | Taylor | Insufficent Information | Insufficent Information | This project is being done to divert process stormwater into the main wastewater stream. The project involves the purchase and installation of two lift stations, the berming of several process units, secondary containment for chemical storage areas, new wastewater line work, installation of new drains and some grading work to redirect runoff streams from process areas. | The following property is used 100% for pollution control and is installed to meet or exceed federal or state regulations: Project to install two lift stations, the berming of several process units, secondary containment for chemical storage areas, new wastewater line work, installation of new drains and some grading work to redirect runoff streams from process areas. | 1995-03-14 | 811300 | 100
453 | T1 | Elf Atochem North America Inc | Elf Atochem North America Inc | 18000 Crosby Eastgate Rd | Crosby | TX | 77532 | Harris | CN600124044 | RN100210301 | The site disposes of process related wastewater by injection into permitted onsite injection wells. A second injection well has been drilled and completed. The second well is a backup to the original disposal well. This project covers the drilling and completion of the injection well. | A positive use determination of 100% for the injection well (WDW230). | 1995-02-20 | 1990065 | 100
454 | T1 | Arco Chemical Co | Arco - Bayport Plant | 10801 Choate Rd | Pasadena | TX | 77507 | Harris | CN603890351 | RN102523107 | This project will make modifications to Bayport pumps to reduce emissions. | A positive use determination of 100% for the modifications performed on the 134 pumps. | 1995-02-08 | 138000 | 100
455 | T1 | Elf Atochem North America Inc | Elf Atochem North America Inc | 18000 Crosby Eastgate Rd | Crosby | TX | 77532 | Harris | CN600124044 | RN100210301 | Liners/coatings were installed in eight secondary containment systems. | The following property is used 100% for pollution control and is installed to meet or exceed federal or state regulations: Liners/coatings installed in eight secondary containment systems. | 1995-03-14 | 113041 | 100
456 | T1 | El Paso Electric Company | El Paso Electric - Newman | 4900 Stan Roberts Sr Ave | El Paso | TX | 79934 | El Paso | CN600352819 | RN100211309 | The installation and/or construction of secondary containments for certain substances, such as acids, bases, boiler and cooling tower treatment chemicals, and oils. | A positive use determination of 100% for the thirty utility trays purchased for use as secondary containment devices. | 1995-03-31 | 3222 | 100
457 | T1 | Arco Chemical Co | Arco - Bayport Plant | 10801 Choate Rd | Pasadena | TX | 77507 | Harris | CN603890351 | RN102523107 | Product rail loading area containment paving and drainage. | A positive use determination of 100% for the containment and drainage improvements only. | 1995-03-14 | 540000 | 100
458 | T1 | El Paso Electric Company | El Paso Electric - Santa Fe | 601 S Santa Fe St | El Paso | TX | 79901 | El Paso | CN600352819 | RN100677863 | Secondary portable containments to prevent contamination of soils due to any releases. | A positive use determination of 100% for the 10 pallets and 10 pallet covers purchased for use as portable secondary containment devices. | 1995-03-23 | 6045 | 100
459 | T1 | Arco Chemical Co | Arco - Bayport Plant | 10801 Choate Rd | Pasadena | TX | 77507 | Harris | CN603890351 | RN102523107 | This project proposes modifications to six Bayport compressors. Modifications are as follows: sweep distance piece/packing glands to continuous flare header; replace drainer module, add heated degassing tank vented to c-flare; introduce nitrogen sweep. | A positive use determination of 100% for the modifications to the six compressors (C-401 A/B, C-2450, C-3450, C-1020, C-1030). | 1995-02-08 | 143000 | 100
461 | T1 | Arco Chemical Co | Arco - Bayport Plant | 10801 Choate Rd | Pasadena | TX | 77507 | Harris | CN603890351 | RN102523107 | The vent containment portion of the project is based upon containing the VOC emissions from 23 existing process storage tanks, and the collections and transfer of these streams into the existing continuous flare for destruction. This also includes upgrading existing vent containment systems of 11 tanks which are already routed to the existing continuous flare. Also, three tanks where control of vent emissions is not required, will have their floating roofs removed and level control systems upgraded. | A positive use determination of 100% for the vent containment project. | 1995-02-08 | 2500000 | 100
462 | T1 | El Paso Electric Company | El Paso Electric - Santa Fe | 601 S Santa Fe St | El Paso | TX | 79901 | El Paso | CN600352819 | RN100677863 | Prevent release of gasoline vapors to the environment by the installation of a vapor recovery system on gasoline dispensers/MST system. LPG dispensing station to provide alternative fuel for vehicles as require by federal clean air act. | The following property is used 100% for pollution control and is installed to meet or exceed federal or state regulations: installation of a vapor recovery system on gasoline dispensers/MST system. | 1995-02-08 | 5637 | 100
463 | T1 | Asarco Incorporated | El Paso Copper | Paisano @ Executive Dr | El Paso | TX | 79902 | El Paso | CN600127591 | RN100219021 | This project involves upgrading the existing hardware and software to replace the existing non-functional system. The data acquisition, monitoring and reporting system is required by the TNRCC. | A positive use determination of 100% for the project to upgrade the existing Foxboro I/A Distributive Control System hardware and software. | 1995-02-08 | 55000 | 100
464 | T1 | El Paso Electric Company | El Paso Electric - Newman | 4900 Stan Roberts Sr Ave | El Paso | TX | 79934 | El Paso | CN600352819 | RN100211309 | The acquisition of on-site spill response equipment, such as skimmers, absorbents, booms and etc. | A positive use determination of 100% for the skimmer. | 1995-03-06 | 5106 | 100
465 | T1 | Exxon Mobil Corporation | ExxonMobil - West Levelland Unit |  | Whiteface | TX | 79379 | Hockley | CN600123939 | Insufficient Information | A cathodic protection system was installed at the Giddins Estate lease to protect from corrosion the underground metallic components associated with 319 well bores located on the lease. Installation of the system included construction of cathodic protection ground beds, line insulators, and electrification of rectifiers. | A positive use determination of 100% for the cathodic protection equipment. | 1995-03-14 | 47000 | 100
466 | T1 | Exxon Mobil Corporation | ExxonMobil - Giddings Estate Lease | 34 Miles South of Midland | Upton County | TX | 79752 | Upton | CN600123939 | RN102293628 | A cathodic protection system was installed at the Giddings Estate lease to protect from corrosion the underground metallic components associated with 89 well bores and 5 tank batteries located on the lease. Installation included construction of cathodic protection beds, line insulators, and electrification of rectifiers. | A positive use determination of 100% for the cathodic protection equipment. | 1995-03-14 | 501000 | 100
467 | T1 | A P Green Industries Inc | Apg Lime Corp | 350 Apg Lane | New Braunfels | TX | 78132 | Comal | CN601179583 | RN100552454 | Installed: Fuller-Kovoka Baghouse #93 60050 325. A fabric filter bag dust collector installed in the exhaust gas stream of the limestone rotary kiln #2 and equipped with a downstream opacity monitor. | A positive use determination of 100% for the fabric filter bag dust collector. | 1995-02-08 | 1597157 | 100
468 | T1 | Cypress Semiconductor | Cypress Semiconductor | 17 Cypress Blvd | Round Rock | TX | 78664 | Williamson | CN603645276 | RN100651082 | Installation of: 1. Acid neutralization pit upgrade (HF) 2. Chiller upgrade (CFC 123) 3. Burn Boxes - clean chemical vapor before release. | Returned for failure to respond to a deficiency letter. | 1995-04-03 | 319462 | 100
469 | T1 | Elf Atochem North America Inc | Elf Atochem North America Inc | 2231 Haden Rd | Houston | TX | 77015 | Harris | CN600124044 | RN100209444 | Installation of: 1. Carbon filters on the laboratory and the sample retain building. | A positive use determination of 100% for the carbon filters installed on the laboratory and the sample retain building. | 1995-03-22 | 39094 | 100
470 | T1 | Bridgestone/Firestone Inc | Bridgestone/Firestone Inc | 5713 FM 1006 | Orange | TX | 77630 | Orange | CN601590789 | RN100224468 | Firestone Orange is in the process of installing a Direct Fired Thermal Oxidizer that will consume emission from the drying process and emission from a Tilted Plate Separator. | A positive use determination of 100% for calendar year 1994 and 1995 costs related to the thermal oxidizer. | 1995-02-14 | 3970900 | 100
471 | T1 | Asarco Incorporated | El Paso Copper | Paisano @ Executive Dr | El Paso | TX | 79902 | El Paso | CN600127591 | RN100219021 | This project entails the construction of two interception trenches to protect the canal and keep it in operation. The scope of the work has expanded due to the discovery of oil below the clay layer. This expansion includes 175 feet of additional trenching to a depth of 15 feet to insure complete interception of the diesel oil for protection of groundwater. | A positive use determination of 100% for the monitor wells and the two interception trenches for containment. | 1995-03-20 | 592000 | 100
472 | T1 | Asarco Incorporated | El Paso Copper | Paisano @ Executive Dr | El Paso | TX | 79902 | El Paso | CN600127591 | RN100219021 | Environmental paving is required to control particulate emissions and exposures. | A positive use determination of 100% for the environmental paving which was installed to control particulate emissions and exposures. Material installed includes concrete and HMAL. Paving was installed at thirteen locations. This use determination does not include any paving installed for which the primary purpose of installation was to facilitate the movement of vehicles. | 1995-04-05 | 150000 | 100
473 | T1 | Border Steel Mills Inc | Border Steel El Paso Mill | I 10 @ Vinton Rd | Canutillo | TX | 79835 | El Paso | CN601594484 | RN104687264 | Upgrade four fans including motors and upgrade quality of filter media on Carborundum baghouse. Upgrade spark arrestor to reduce pressure drop and increase flow through Carborundum baghouse. | A positive use determination of 100% for the upgrade to the baghouse including the fans, motors and filters and a positive use determination of 100% for the spark arrestor. | 1995-02-14 | 337628 | 100
474 | T1 | Texana Tank Car Manufacturing | Texana Tank Car & Manf. | 1.5 M W Nash Rt 82 | Nash | TX | 75569 | Bowie | CN601073877 | RN100688993 | Construction of a stormwater holding basin at the non-hazardous industrial landfill. | A positive use determination of 100% for the holding basin used to manage stormwater discharges from the landfill. | 1995-03-20 | 230000 | 100
475 | T1 | McNeil Consumer Products | McNeil Round Rock | 4001 N I 35 | Round Rock | TX | 78664 | Williamson | CN603646258 | RN101696441 | This project involves the conversion of two chillers from the present refrigerant (R-11) to an approved alternative refrigerant (R-123). | A positive use determination of 100% for the project to convert from the two chillers from R-11 refrigerant to R-123. | 1995-02-08 | 105000 | 100
476 | T1 | Petrotex Fuels Inc | Coastal #4 | 5595 College | Beaumont | TX | 77707 | Jefferson | CN600749139 | RN102201597 | The referenced property is owned by Olan Obannion (Lessor). Mr. Obannion owns the underground storage tanks. In 1992, PetroTexas Fuels, Inc. (Lessee) dba: Coastal #4, entered a long term lease with Mr. Obannion, completely upgraded and replaced the entire fuel system and fueling presentation excluding the UST's and added Stage I Vapor Recovery. In 1993, PetroTexas further upgraded the fueling facilities by adding Stage II Vapor Recovery. | A negative use determination. To be eligible for a positive use determination, property must be purchased or installed after January 1, 1994. All property listed in the application was installed prior to December 31, 1993. | 1995-02-08 | 22650 | 100
477 | T1 | Gilbralter Chemical Resources | Gibraltar Chemical Resources | 13640 Hwy 155 N | Tyler | TX | 75708 | Smith | CN600269740 | RN102610375 | Installed a Thermal Oxidizer. | A positive use determination of 100% for the thermal oxidizer. | 1995-02-08 | 970000 | 100
478 | T1 | Gilbralter Chemical Resources | Gibraltar Chemical Resources | 13640 Hwy 155 N | Tyler | TX | 75708 | Smith | CN600269740 | RN102610375 | Installed a Fourier Transform Infrared Monitoring System. | A positive use determination of 100% for the FTIR Continuous Air Monitoring Systems. | 1995-02-14 | 500000 | 100
479 | T1 | Phillips Petroleum Co | Various Wells In Andrews County | Andrews County | Andrews | TX | 79714 | Andrews | Insufficent Information | Insufficent Information | POCs, leak detectors, alarms - equipment installed at wells to prevent discharge of oil and gas to the environment. Secondary containment - oil-produced water tanks, berms, dikes, containment pans under pumps, drums, etc., installed to prevent release of fluids to the surrounding environment. | A positive use determination of 100% for the leak detection alarms and the secondary containment structure and equipment. | 1995-03-20 | 258597 | 100
480 | T1 | Phillips Petroleum Co | Phillips Pipe Line Co Lubbock Terminal | Flint And Clovis Rd | Lubbock | TX | 79408 | Lubbock | CN603900127 | RN101846111 | Bottom loading truck rack and vapor combustor unit. The bottom loading truck rack is designed to collect and channel the vapors displaced from truck loading operations to the vapor combustion unit. The bottom loading rack includes the meters, control valves, loading arms, couplings, and other appurtenances, piping, valves, structural, electrical, and controls necessary for installation and operation. The vapor combustor includes the combustor stack, liquid knock out pot, flame arrestors, and the piping, valves, structural, electrical, and controls required for installation and operation. Tank 021 internal floating roof. Installation of a steel floating roof inside an existing cone roof tank. A new additive injection system was installed to ensure the proper quantity of additive is being injected into each gasoline load. The Soil Vapor Extraction system involves the introduction of an air vacuum to the soil to extract hydrocarbon vapors from the soil. | A positive use determination of 100% for the internal floating roof installed in tank #021 and the soil vapor extraction system. | 1995-03-05 | 75500 | 100
481 | T1 | Louisiana Pacific Corporation | Corrigan Osb | 1 Mi N. Hwy 59 | Corrigan | TX | 75939 | Polk | CN600127534 | RN104353347 | Purchase and install regenerative thermal oxidizer for the destruction of VOCs and other organic particulates. | A positive use determination of 100% for the Regenerative Thermal Oxidizer. | 1995-02-11 | 520012 | 100
482 | T1 | Louisiana Pacific Corporation | New Waverly Osb | 3 M N On Hwy 75 | Huntsville | TX | 77342 | Walker | CN600127534 | RN102261195 | Purchase and install regenerative thermal oxidizer for the destruction of VOCs and other organic particulates. | A positive use determination of 100% for the Regenerative Thermal Oxidizer. | 1995-02-14 | 538179 | 100
483 | T1 | Union Carbide Corporation | Union Carbide - Seadrift | 7501 Highway 185 N | Seadrift | TX | 77983 | Calhoun | CN601688781 | RN105899744 | Installation of a Thermal Oxidizer. | A positive use determination of 100% for the enclosed vapor combustion system. | 1995-02-14 | 1650000 | 100
484 | T1 | Pride Companies LP | Pride Refining | Us Hwy 277 N | Abilene | TX | 79601 | Taylor | Insufficent Information | Insufficent Information | This property was built in response to regulations calling for the closure of hazardous waste impoundments. The waste was stabilized in place using a cementing process. The space above the stabilized waste was filled and covered with a liner and a cap. One additional monitoring well was installed. | A positive use determination of 100% for the wastewater impoundment project including waste stabilization, fill, liner, one monitor well and cap. | 1995-03-06 | 533000 | 100
485 | T1 | Stolthaven (Houston) Inc | Stolthaven | 15630 Jacintoport Blvd | Houston | TX | 77015 | Harris | CN600124820 | RN100210475 | Wastewater Treatment Facility equipment. | A positive use determination of 100% for the following equipment installed at the wastewater treatment facility: Caustic tank, piping/support and pumps used to convey process wastewater, flow meter, storm water drainage, dike installed at treatment area for stormwater control and secondary containment purposes, the clarifier, the flocculation system, the aeration equipment installed for sludge treatment, the separator skimmer, the filter press, the dissolved air flotation unit, the API separator, the utility piping installed for biological treatment, the two 15,000 gallon slop oil tanks, the three 6,000 gallon Iso containers, the respirometer, the micron filters, the wastewater laboratory building and the vacuum truck slab. | 1995-03-14 | 1926326 | 100
486 | T1 | Mobil Producing Texas & New Mexico Inc | Mobil Producing - Waha Gas Processing | Hwy 1176 2.5 M Now | Coyanosa | TX | 79730 | Pecos | Insufficient Information | Insufficient Information | Installed 4 integrated compressor engines. Catalytic convertors and air/fuel ratio controllers were installed on each. Secondary containment including sump and sump pump was installed. | A positive use determination of 100% for the four catalytic convertors, four air/fuel ratio controllers, secondary containment sump, pump and piping. | 1995-02-14 | 133956 | 100
487 | T1 | Mobil Oil Corporation | Mobil Oil | End of Burt Street | Beaumont | TX | 77701 | Jefferson | Insufficient Information | Insufficient Information | Install a sand filtration system and solids dewatering system to remove solids from the raw LNVA water stream before it is charged to refinery units. Equipment includes: Sand filter, gravity settler, holding tanks, pumps, piping and instrumentation. | A positive use determination of 100% for the sand filter, gravity settler, holding tanks, pumps, piping and instrumentation. | 1995-03-15 | 3085000 | 100
488 | T1 | Mobil Oil Corporation | Mobil Oil | End of Burt Street | Beaumont | TX | 77701 | Jefferson | Insufficient Information | Insufficient Information | This project will provide oil spill containment, recovery and clean-up equipment and a new boathouse for the boom deployment work boat. | A positive use determination of 100% for the boathouse and the pumps. | 1995-02-20 | 320000 | 100
489 | T1 | Sterling Chemicals Inc | Sterling Texas City | 201 Bay St | Texas City | TX | 77592 | Galveston | CN600126288 | RN100212620 | Install a new injection deep well for acrylonitrile. | A positive use determination of 100% for the new injection deep well for acrylonitrite. | 1995-02-20 | 2750000 | 100
490 | T1 | Sterling Chemicals Inc | Sterling Texas City | 201 Bay St | Texas City | TX | 77592 | Galveston | CN600126288 | RN100212620 | Install access ladders, platforms, and nozzles to facilitate the continuous emission monitoring. | A positive use determination of 100% for the platforms, ladders and nozzles installed to facilitate monitoring. | 1995-03-05 | 110000 | 100
491 | T1 | Sterling Chemicals Inc | Sterling Texas City | 201 Bay St | Texas City | TX | 77592 | Galveston | CN600126288 | RN100212620 | A project to modify the waste oxidation boilers. The revisions include the following: Modify existing burner plenums by installing circular chokes. Insulate the boiler radiant system waterwall tubes. Revise the superheater. Modify the vapor drum internals. Change the control system. | The following property is used 100% for pollution control and is installed to meet or exceed federal or state regulations: project to modify the waste oxidation boilers including the modifying existing burner plenums by installing circular chokes; insulating the boiler radiant system waterwall tubes; revision of the superheater; modifying the vapor drum internals; and changing the control system. | 1995-03-15 | 980000 | 100
492 | T1 | Sterling Chemicals Inc | Sterling Texas City | 201 Bay St | Texas City | TX | 77592 | Galveston | CN600126288 | RN100212620 | This project installs access ladders, platforms, and nozzles for CEMS and PEMS. | A positive use determination of 100% for the platforms, ladders and nozzles installed to facilitate monitoring. | 1995-03-05 | 200300 | 100
493 | T1 | Sterling Chemicals Inc | Sterling Texas City | 201 Bay St | Texas City | TX | 77592 | Galveston | CN600126288 | RN100212620 | This project installs sample ports, nozzles, platforms, electrical power, and access ladders to each PA incinerator stack. | A positive use determination of 100% for the sample ports, nozzles, platforms, electrical power and access ladders installed at each PA incinerator stack. | 1995-03-05 | 302500 | 100
494 | T1 | ISK Biosciences Corporation | Greens Bayou Plant | 2239 Haden Rd | Houston | TX | 77015 | Harris | CN600673370 | RN100238492 | Installed at a closed solid waste management unit, four monitoring wells. The project included drilling and completion of wells, plugging of old wells, and rewiring and piping of new wells. | A positive use determination of 100% for the drilling and completion of four new monitoring wells, plugging of old wells and rewiring and piping of new wells. | 1995-02-20 | 104806 | 100
495 | T1 | ISK Biosciences Corporation | Greens Bayou Plant | 2239 Haden Rd | Houston | TX | 77015 | Harris | CN600673370 | RN100238492 | The following projects: 1. Constructed an enclosed paint/ sandblast operation in a new area of the plant. The new area consists of an enclosed paint/spray area with ventilation and spray dust filters. 2. Regrade the old paint/sandblast area and add fill and berms to contain stormwater and re-route it to the plant stormwater treatment system. Catch basins and culverts were added. 3. Pave and curb the new paint/sandblast area and provide secondary containment for blast media spills. Install a vacuum cleaner system. | A positive use determination of 100% for the stormwater containment project and the stationary spill containment and vacuum cleanup. A positive use determination of 100% for the 1994 costs related to the paint spray booth, hoods, bag filter, PM control and fugitive emission control equipment, and soil remediation. | 1995-03-10 | 68509 | 100
496 | T1 | ISK Biosciences Corporation | Greens Bayou Plant | 2239 Haden Rd | Houston | TX | 77015 | Harris | CN600673370 | RN100238492 | Initiated a project to prevent bypasses of stormwater from the solid waste landfill area. In addition to existing diking, ISK will provide concrete curbs, as a secondary containment around the groundwater receiver tanks and the groundwater recovery tank and construct a sump in the curbed receiver area. The sump will include controls, high level alarms and piping. The project will include a building over the receiver tank area to divert rainfall from the curbed area. | A positive use determination of 100% for the concrete curbs installed as secondary containment; the sump installed in the receiver tank area; the controls, high level alarms and piping installed for the sump; and the building constructed over the receiver tank area. | 1995-03-13 | 92300 | 100
497 | T1 | ISK Biosciences Corporation | Greens Bayou Plant | 2239 Haden Rd | Houston | TX | 77015 | Harris | CN600673370 | RN100238492 | Constructed an HCI railcar loading station. As a part of project spill containment curbs and dikes were added. A fiberglass collection pan and acid resistant sump were installed, and a sump pump, piping and controls were added. Piping and controls were added to route acid vapors from the railcar loading to an existing truck loading HCI scrubber. | A positive use determination of 100% for the pollution control equipment installed as part of the new HCI railcar loading station. Equipment includes spill containment curbs and dikes, a fiberglass collection pan and acid resistant sump; sump pump, piping, controls used to pump collected wastes to the acid sump; and piping and controls added to route acid vapors. | 1995-02-20 | 45787 | 100
498 | T1 | ISK Biosciences Corporation | Greens Bayou Plant | 2239 Haden Rd | Houston | TX | 77015 | Harris | CN600673370 | RN100238492 | A project to install an on-line ammonia analyzer at the IPN ammonia destruction unit. Controls were installed to block the discharge line. Controls, piping, and pumps were added to more accurately control caustic addition to the solution stripper. | A positive use determination of 100% for the 1994 costs for the wastewater on-line analyzer and controls, the scrubber and stripper controls and piping. | 1995-03-13 | 82413 | 100
499 | T1 | ISK Biosciences Corporation | Greens Bayou Plant | 2239 Haden Rd | Houston | TX | 77015 | Harris | CN600673370 | RN100238492 | Initiated a project at the Arsenates Unit which will provide piping and controls to isolate low arsenic/low methanol process wastewater streams. Containment sensors and shutdowns will be installed. Storage tank retrofits, new piping, and controls will be added. A second Arsenates Unit will provide cleanout connections and KO pot liquid level instrumentation. A third Arsenates Unit involves interlocks, piping, and controls. Alarms and logic controller interlocks will also be added. A fourth Arsenates Unit involves the installation of rain shield curtains. | A positive use determination of 100% for the Arsenate Unit's wastewater reuse and knockout pot ventilation modification projects, the methyl chloride condensation recovery system, and the arsenite filter press building enclosure. | 1995-03-23 | 238094 | 100
500 | T1 | ISK Biosciences Corporation | Greens Bayou Plant | 2239 Haden Rd | Houston | TX | 77015 | Harris | CN600673370 | RN100238492 | A carbon tetrachloride abatement project has been initiated to install evacuation blowers at each CTL unit to route high carbon tetrachloride vents to the incinerator. Includes considerable instrumentation controls. | A positive use determination of 100% for the 1994 and 1995 costs related to the two blower systems and controls for the CTL I and II vent headers to the incinerator. | 1995-03-15 | 274053 | 100
501 | T1 | ISK Biosciences Corporation | Greens Bayou Plant | 2239 Haden Rd | Houston | TX | 77015 | Harris | CN600673370 | RN100238492 | Two projects were completed in 1994. For methanol, an agitated equalization tank was installed in the Dacthal Unit. The project included new diking and new piping. Installed an air stripper/carbon absorption unit. Installed new stripper column. | A positive use determination of 100% for the 1994 costs associated with the MeOH curbs and diking, MeOH tanks, piping and controls and the CC14 air stripper system. | 1995-03-13 | 422733 | 100
502 | T1 | ISK Biosciences Corporation | Greens Bayou Plant | 2239 Haden Rd | Houston | TX | 77015 | Harris | CN600673370 | RN100238492 | Built an above ground secondary waste treatment system, a squenching batch reactor (SBR) system, to replace the existing aerated lagoon treatment system. Constructed an air stripper/activated carbon adsorption system. The SBR includes the VOC removal system, tanks to receive pre-treatment wastewaters, the existing arsenic pre-treatment system, SBR batch feed tanks, squenching batch reactor tanks, reactor decanter tanks, aerobic digester, effluent surge tank, filtrate surge tank, and accompanying pumps, controls, piping and containment dikes. | A positive use determination of 100% for the SBR wastewater treatment system upgrade with the VOC emissions control. The determination does not exempt new or modified pre-existing equipment appraised and taxed previously to 1994. | 1995-03-29 | 7164157 | 100
503 | T1 | ISK Biosciences Corporation | Greens Bayou Plant | 2239 Haden Rd | Houston | TX | 77015 | Harris | CN600673370 | RN100238492 | Two projects: 1. At the CTL-II decanter the water decant nozzle will be relocated to a lower position, and a new interface sensor and alarm will be installed. 2. Installation of electronic sensor probes with a magnetic float as new level gauging controls in the CTL unit. | A positive use determination of 100% for the CTL-II decanter level sensor, controls, and piping for wastewater monitoring and control and a positive use determination of 100% for the CTL CC14 tank level controls for wastewater monitoring and control. | 1995-03-13 | 54200 | 100
504 | T1 | ISK Biosciences Corporation | Greens Bayou Plant | 2239 Haden Rd | Houston | TX | 77015 | Harris | CN600673370 | RN100238492 | Constructed a spray dryer facility and a new packaging area at the Formulations Unit. The project included special curbs, dikes, new water collection sump and sump pump, and recycle water storage tank. The spray dryer was constructed with a sophisticated discharge cyclone, baghouse, and duct system. | A positive use determination of 100% for the 1994 costs related to the baghouse system, the baghouse duct system, the wastewater storage and recycle system, the stormwater/spill containment dikes, and the structure constructed to exclude rainwater. | 1995-03-15 | 1694935 | 100
505 | T1 | ISK Biosciences Corporation | Greens Bayou Plant | 2239 Haden Rd | Houston | TX | 77015 | Harris | CN600673370 | RN100238492 | A project to provide concrete walls around CTL unit caustic tanks and provide a drain line to drain any spills within the diked area. | A positive use determination of 100% for the 1994 costs for the construction of the secondary containment project at the CTL unit. This project included concrete walls around tanks and a drain line to the process area sump. | 1995-02-20 | 32267 | 100
506 | T1 | ISK Biosciences Corporation | Greens Bayou Plant | 2239 Haden Rd | Houston | TX | 77015 | Harris | CN600673370 | RN100238492 | A project which included a drumming station, new piping, controls, and safety interlock systems. | A positive use determination of 100% for the drumming station, new piping, controls and safety interlock systems. | 1995-03-28 | 27467 | 100
507 | T1 | Louisiana Pacific Corporation | Louisiana Pacific - Lufkin Plywood | Old Mill Road | Lufkin | TX | 75901 | Angelina | CN600127534 | RN103758702 | Purchase and install scrubber used to remove contaminants from gas stream. | A positive use determination of 100% for the scrubber. | 1995-03-05 | 43300 | 100
508 | T2 | A P Green Industries Inc | Apg Lime Corp | 350 Apg Lane | New Braunfels | TX | 78132 | Comal | CN601179583 | RN100552454 | Purchase street sweeper - a TYMCO Model 600BAH street mounted Ford LN7000. | A positive use determination of 100% for the purchase of a street sweeper. | 1995-02-21 | 92622 | 100
509 | T2 | Champion International | Champion International - Lufkin Mill | Hwy 103 E | Lufkin | TX | 75901 | Angelina | CN600254304 | RN102322740 | Installed Enviroscrub pump package. This is a pump, controls, and piping package. | A positive use determination of 100% for all calendar year 1994 costs related to the enviroscrub pump package. | 1995-02-21 | 1000 | 100
510 | T2 | Champion International | Champion International - Lufkin Mill | Hwy 103 E | Lufkin | TX | 75901 | Angelina | CN600254304 | RN102322740 | Installed piping, nozzles, and water supply to wash corrosive liquid from line grits to render product non-hazardous. | A positive use determination of 100% for the piping, nozzles and water supply installed to wash corrosive liquid from lime grits. | 1995-03-22 | 6000 | 100
511 | T2 | Rexene Corporation | Rexene Plant - Odessa | 2400 S Grandview Ave | Odessa | TX | 79766 | Ector | CN601065246 | RN101867554 | Replaced the existing Class I refrigerants (CFC 11 & 12) with refrigerants with a low ozone depletion potential. Required some modifications to three refrigeration units. | A positive use determination of 100% for the replacement of Class I refrigerants (Freon R-11 and R-12) with non-ozone depleting refrigerants. | 1995-02-21 | 96459 | 100
512 | T3 | Koch Refining Company | Koch Corpus Christi - West | 2825 Suntide Rd | Corpus Christi | TX | 78409 | Nueces | CN600879712 | RN100235266 | Construction of a 100 long ton per day Claus Sulfur Recovery Unit and ancillary Amine Regeneration Unit, Tail Gas Treating Unit, and Incineration Unit and a Sulfur Storage Pit. | A positive use determination of 100% for the tail gas unit, tail gas incinerator, and continuous emission monitors. A positive use determination of 62% for the amine regeneration unit. A positive use determination of 45% for the Claus unit. | 1995-04-26 | 21140483 | 100
513 | T2 | Coastal Oil & Gas Corporation | Bob West Plant |  | Rio Grande City | TX | 78582 | Starr | CN601377112 | RN100840917 | Installation of three chemsweet towers. | A positive use determination of 100% for three Chemsweet towers. | 1995-02-21 | 186132 | 100
515 | T2 | International Paper | Intl Paper - Texarkana Mill | 9978 FM 3129 | Queen City | TX | 75572 | Cass | CN601047830 | RN100543115 | The bleaching process is being upgraded to eliminate the use of elemental chlorine. This requires upgrading the chlorine dioxide generator (SVP), increasing chiller capacity to absorb the chlorine dioxide capacity, Bleach Plant pH control, and improving the Brownstock washer efficiency. The following equipment is being modified and/or replaced: SVP generator, washer drums, mixer, chiller, piping, pumps, motors and absorber packing. | A positive use determination of 100% for the upgrades being made to the SVP Plant, the chillers, the Hi Shear Mixer and Chlorine Equipment, the Brown Stock Washers, and the pH Controls. | 1995-06-16 | 6911000 | 100
516 | T2 | JM Huber Corporation | Orange Plant | Hwy 87 North | Orange | TX | 77630 | Orange | CN600358204 | RN100209386 | Purchase of American Lincoln Diesel Powered Industrial Rider Sweeper. | A positive use determination of 100% for the vacuum sweeper. | 1995-02-21 | 27269 | 100
517 | T2 | JM Huber Corporation | JM Huber Baytown Plant | 9300 Needle Point Rd | Baytown | TX | 77521 | Harris | CN600358204 | RN100209899 | This project provides for the replacement of burners in the Unit E4 dryers. One new waste burner will be installed at each end of the dryer. New piping for waste gas, natural gas and air will feed each burner and will connect via flex hoses. The current combustion air fan is undersized. A larger fan, motor and starter will be installed. A Bailey computer will be used to turn off pilot natural gas. | The following property is used 100% for pollution control and is installed to meet or exceed federal or state regulations: project to replace burners in the Unit E4 dryers. | 1995-04-28 | 165000 | 100
518 | T2 | Huntsman LLC | Huntsman Austin Labs | 7114 N Lamar Blvd | Austin | TX | 78752 | Travis | CN600632848 | RN100726215 | Installed the Super Critical Water Oxidation Unit (SCWOU). | A positive use determination of 100% has been made for the installation of a Super Critical Water Oxidation Unit. This use determination is for costs incurred after January 1, 1994 and does not include any costs reported to the appropriate appraisal district as construction-in-progress on January 1, 1994. | 1995-02-14 | 1993254 | 100
519 | T2 | Hoechst Celanese Chemical Group | Celanese Bay City Plant | FM 3057 | Bay City | TX | 77404 | Matagorda | CN601117203 | RN100258060 | A vapor collection and disposal system has been installed at the barge loading facilities. | A positive use determination of 100% for the complete vapor collection and disposal system installed at the barge dock loading facility. | 1995-02-22 | 1259000 | 100
520 | T1 | Kirby Forest Products Inc | Silsbee Osb | Hwy 92 North | Silsbee | TX | 77656 | Hardin | Insufficient Information | RN105468698 | Continuous emissions monitoring system to monitor CO, opacity and air flow. | A positive use determination of 100% for the continuous emissions monitoring system to monitor CO, opacity and air flow. | 1995-02-14 | 212017 | 100
521 | T1 | Kirby Forest Products Inc | Silsbee Osb | Hwy 92 North | Silsbee | TX | 77656 | Hardin | Insufficient Information | RN105468698 | Regenerative thermal oxidizer for the destruction of VOCs and other organic particulates. | A positive use determination of 100% for the regenerative thermal oxidizer. | 1995-02-14 | 4413789 | 100
522 | T1 | Kirby Forest Products Inc | Silsbee Osb | Hwy 92 North | Silsbee | TX | 77656 | Hardin | Insufficient Information | RN105468698 | New duct and stack addition for dryer exhausts to allow proper installation and operation of a continuous emissions monitoring system consisting of two transmission meters for continuous opacity measurement. | The following property is used 100% for pollution control and is installed to meet or exceed federal or state regulations: new duct and stack addition for dryer exhausts | 1995-02-14 | 34239 | 100
523 | T1 | 3M Company | 3M Company Brownwood | Hwy 377 S | Brownwood | TX | 76804 | Brown | CN600291397 | RN100219005 | Agglomerator pollution control: Installed the agglomerator filter baghouse which collects dust emissions generated in the agglomerator. Flame Former #11 Pollution control: The flame former is equipped with a cyclone and filter baghouse. | A positive use determination of 100% for the agglomerator filter baghouse and the Flame Former #11 cyclone and filter baghouse. | 1995-03-15 | 333055 | 100
524 | T2 | Phelps Dodge Refining Corporation | Phelps Dodge - El Paso Refinery | 7001 N Loop Rd | El Paso | TX | 79998 | El Paso | CN600132179 | RN100226000 | Cathode Handling System: This project is for the purchase and installation of one cathode washing machine with a bar handling system for the tank house. | Returned for failure to respond to a deficiency letter. | 1995-02-14 | 3500000 | 100
525 | T1 | Exxon Mobil Corporation | ExxonMobil Refinery - Baytown | 2800 Decker Dr | Baytown | TX | 77522 | Harris | CN600123939 | RN102579307 | The project provides facilities to reduce the amount of benzene to the wastewater system from safety valve discharges, equipment clearing, and tank overfill/pump seal failure events. The impact of safety valve discharges is reduced by installing pumps, piping, and instrumentation to convert the Light Oil Treaters Condensible Blowdown System to a non-condensible operation, modifying pipes at 7 safety valves to reduce the load of the blowdown system, and installing piping to route the dock/oil movements thermal relief valve discharge to a closed system. Closed equipment clearing systems are provided for the Hydrorefining and Crude Distillation Control Center areas to reduce the contribution from maintenance operations. Independent tank level alarms are supplied for 55 tanks in higher benzene content service to minimize the possibility of an overfill, and pump seal upgrades and sewer traps are provided to minimize the impact of pump seal failures. | A positive use determination of 100% for the projects to reduce the amount of benzene in wastewater to comply with Benzene NESHAP's regulations. The projects identified include a closed loop clearing system for the hydrorefining and crude units and the safety valve discharge diversion for Pipestill 7. Specific equipment include tank level alarms for tanks in higher benzene content service and pump seal upgrades. This use determination does not grant any exemption to pre-existing equipment. | 1995-03-20 | 3100000 | 100
526 | T1 | Exxon Mobil Corporation | ExxonMobil Refinery - Baytown | 2800 Decker Dr | Baytown | TX | 77522 | Harris | CN600123939 | RN102579307 | This project includes 7 process design specifications for facilities to prevent RCRA hazardous materials from entering the Upper Outfall Canal. The lift station 243 area containment facilities include paving, curbing, and a drain to contain potential spills around the lift station. The Aquaguard bypass facilities include a remote MOV and controller to open a bypass line around the trash screen and prevent diversion into the Upper Outfall Canal. Separator 12 oil sump modifications extend an existing containment wall and install concrete paving with curbing to prevent sump material from entering the Upper Outfall Canal. The separator feed line integrity design includes replacement of the internal liner of a pipe to prevent leaks from entering the canal and minor piping additions. The lift transfer switch facilities include an automatic transfer switch to prevent loss of power supply to the pumps which prevents dry weather process flow from entering the canal. Separator 12 dredge system containment facilities include a concrete wall, catch basin, piping, and vacuum truck hookup to contain separator sludge. The design to eliminate drains into the canal will reroute or cut and plug 31 lines to prevent dry weather process flow from entering the canal. | A positive use determination of 100% for the Dry Weather Flow Project. | 1995-03-28 | 1500000 | 100
527 | T1 | Coastal Oil & Gas Corporation | Jeffress Central Compressor Facility |  | Pharr | TX | 78577 | Hidalgo | CN601377112 | RN100958867 | In order to reduce exhaust emissions of nitrogen oxides, a catalytic converter and air/fuel ratio control system has been installed. | A positive use determination of 100% for the two catalytic convertors and the two air/fuel ratio control systems. | 1995-02-14 | 45200 | 100
528 | T1 | Coastal Oil & Gas Corporation | Bob West Plant |  | Rio Grande City | TX | 78582 | Starr | CN601377112 | RN100840917 | Each reboiler is equipped with a BETX recovery system which condenses the vapor into a storage tank. This method uses a natural draft aerial heat exchanger as a precooler and rich glycol after pressure letdown to cool the vapors overhead of he reboiler so the water and most of the hydrocarbons can be condensed. The remaining non-condensed gas is piped from the storage tank to the reboiler fire tube for burner fuel. | A positive use determination of 100% for the BTEX recovery system. | 1995-03-05 | 115596 | 100
529 | T1 | Coastal Oil & Gas Corporation | Mecom Central Compressor Facility |  | Zapata | TX | 78076 | Zapata | CN601377112 | RN101958114 | In order to reduce exhaust emissions of nitrogen oxides, a catalytic converter and an air/fuel ratio control system has been installed on each of the four compressor units. | A positive use determination of 100% for the three catalytic convertors and three air/fuel ratio controllers. | 1995-02-14 | 89700 | 100
530 | T1 | Phibro Energy USA Inc | Houston Refinery | 9701 Manchester Dr | Houston | TX | 77012 | Harris | CN600260558 | RN100219310 | The project involves modification to segregate the process wastewater and the stormwater sewer system. The equipment installed is pumps. | A positive use determination of 100% for the process/stormwater segregation project. The determination does not exempt new or modified pre-existing equipment appraised and taxed previous to 1994. | 1995-03-29 | 800000 | 100
531 | T2 | Phibro Energy USA Inc | Houston Refinery | 9701 Manchester Dr | Houston | TX | 77012 | Harris | CN600260558 | RN100219310 | Underground pipelines may represent a potential source of contamination due to difficulties associated with leak monitoring. Raising pipelines above ground will reduce potential for leaks by providing visible means to detect leaking lines. Project involved removing underground lines and installing above-ground supports. | A positive use determination of 100% for the project to remove underground pipes and install above ground pipes. | 1995-03-13 | 1500000 | 100
532 | T1 | Phibro Energy USA Inc | Houston Refinery | 9701 Manchester Dr | Houston | TX | 77012 | Harris | CN600260558 | RN100219310 | 750 feet of sheet piling. | A positive use determination of 100% for the installation of approximately 750 feet of sheet piling. | 1995-02-20 | 950000 | 100
533 | T3 | Phibro Energy USA Inc | Texas City Refinery | 1301 Loop 197 S | Texas City | TX | 77590 | Galveston | CN600260558 | RN100238385 | This project is a long term work in progress. A Claus unit and a Scot tailgas unit are being installed to reduce or eliminate SO2 and H2S emissions from the refining process. There is no economic benefit to the project. The project entails installation of equipment included in the PEL. | A positive use determination of 100% for the Scot tailgas unit and a positive use determination of 86% for the Claus Unit. | 1995-04-28 | 4080000 | 100
534 | T1 | Phibro Energy USA Inc | Texas City Refinery | 1301 Loop 197 S | Texas City | TX | 77590 | Galveston | CN600260558 | RN100238385 | This project involves installing a slop oil collection system to collect oil drained from equipment and route it to slop oil storage. | A positive use determination of 100% for fixed storage drums, piping, valves and installation costs associated with the slop oil collection systems. | 1995-03-14 | 300000 | 100
535 | T1 | Phibro Energy USA Inc | Texas City Refinery | 1301 Loop 197 S | Texas City | TX | 77590 | Galveston | CN600260558 | RN100238385 | This project to install system to route vacuum tower overhead into the fuel gas system, rather than flaring. | A positive use determination of 50% for the project to route the vacuum tower overhead into the fuel gas system. Property includes piping, valves, instruments, compressors and installation. | 1995-03-15 | 325000 | 100
536 | T1 | Phibro Energy USA Inc | Texas City Refinery | 1301 Loop 197 S | Texas City | TX | 77590 | Galveston | CN600260558 | RN100238385 | This project is to improve segregation of the oil sewers and storm sewers. The project entails installing a 75,000 bbl equalization tank; improving stormwater lift stations; rerouting drainage systems; and increasing the capacity of sewer lines. | A positive use determination of 100% for the project to improve segregation of oil sewers and storm sewers. Property includes a 75,000 bbl equalization tank, pumps, piping, sumps, paving, block valves, instrumentation, nozzles and installation. | 1995-03-13 | 600000 | 100
537 | T1 | Hanover Compression LP | Hanover Maintech | 12001 N Houston Rosslyn | Houston | TX | 77086 | Harris | CN601096969 | RN101997500 | Purchase and installation of filters, piping, valves and auger system. This system is used to remove particulate matter that is the result of the blasting process. | A positive use determination of 100% for the filters, piping, valves, and auger system installed as blast shop air filtration. | 1995-03-13 | 40702 | 100
538 | T1 | TXU Electric Company | Bethel Compressor Station | .75 M S Bethel FM2706 | Palestine | TX | 75802 | Anderson | CN601310774 | RN100214501 | In order to stay below the emission limits required for standard exemptions, a flare system was installed at the site. | A positive use determination of 100% for the flare system. | 1995-02-14 | 500000 | 100
539 | T1 | TXU Electric Company | Monticello Sees | 9 M SW of Mt Pleasant | Mount Pleasant | TX | 75455 | Titus | CN601537566 | RN102285921 | The Monticello Unit 3 Recovery project includes the replacement of pollution control equipment and continuous emission monitoring systems which were destroyed in the collapse of the unit's chimney . Also, some upgrades to the scrubber system are being made. Equipment to be installed includes one half of the electrostatic precipitator, a control system, one sulfur dioxide scrubber absorber tower, upgrades to the existing scrubber absorber towers and system, a scrubber distributed control system, ductwork and piping, a sulfur dioxide continuous emission monitoring system, and the analyzer building and access elevator for the stack CEMS. | A positive use determination of 100% for the scrubbers, electrostatic precipitator and the continuous emission monitoring systems and associated equipment. | 1995-03-28 | 80500000 | 100
540 | T1 | TXU Electric Company | River Crest | Highway 385 | Clarksville | TX | 75426 | Red River | CN603313842 | Insufficient Information | The acid rain program requires that owners and operators of affected gas-fired units install continuous emissions monitoring systems for SO2, NOx, and CO2. The CEMS consist of fuel flow monitoring, fuel sampling equipment, and a data acquisition system. | A positive use determination of 100% for the continuous emissions monitoring system installed at Unit 1. | 1995-02-14 | 171000 | 100
541 | T1 | TXU Electric Company | Sandow SES | PO Box 1111 | Rockdale | TX | 76567 | Milam | CN600128490 | RN102147881 | The acid rain program requires that owners and operators of all affected coal fired units install continuous emissions monitoring systems for SO2, NOx, O2, CO2, Opacity and a flow rate. The CEMS installation also includes a building to house the monitors, capital spares, sample lines and probes, access elevators and platforms, control systems, and data acquisition systems. | A positive use determination of 100% for the continuous emissions monitoring systems installed at Unit 4. | 1995-02-14 | 1644000 | 100
542 | T1 | TXU Electric Company | Parkdale | 5770 Parkdale Dr | Dallas | TX | 75247 | Dallas | CN600128490 | RN100804301 | The acid rain program requires that owners and operators of gas-fired affected units install continuous emissions monitoring systems for SO2, NOx, and CO2. The CEMS consist of fuel flow monitoring, fuel sampling equipment, and a data acquisition system. | A positive use determination of 100% for the three continuous emissions monitoring systems installed at Unit 1, 2 and 3. | 1995-02-14 | 988000 | 100
543 | T1 | TXU Electric Company | North Lake | 14901 North Lake Rd | Dallas | TX | 76118 | Tarrant | CN600135511 | RN101559854 | The acid rain program requires that owners and operators of gas-fired affected units install continuous emissions monitoring systems for SO2, NOx, and CO2. The CEMS consist of fuel flow monitoring, fuel sampling equipment, and a data acquisition system. | A positive use determination of 100% for the continuous emissions monitoring system installed at Unit 4. | 1995-02-14 | 103000 | 100
544 | T1 | TXU Electric Company | Mountain Creek | 2600 Mt Creek Pkwy | Dallas | TX | 75233 | Dallas | CN603313842 | Insufficient Information | The acid rain program requires that owners and operators of gas-fired affected units install continuous emissions monitoring systems for SO2, NOx, and CO2. The CEMS consist of fuel flow monitoring, fuel sampling equipment, and a data acquisition system. | A positive use determination of 100% for the five continuous emissions monitoring systems installed at Units 2, 3, 6, 7 and 8. | 1995-02-14 | 2150000 | 100
545 | T1 | TXU Electric Company | Morgan Creek | 3177 Hwy 163 | Colorado City | TX | 79512 | Mitchell | CN600135511 | RN102285848 | The acid rain program requires that owners and operators of gas-fired affected units install continuous emissions monitoring systems for SO2, NOx, and CO2. The CEMS consist of fuel flow monitoring, fuel sampling equipment, and a data acquisition system. | A positive use determination of 100% for the four continuous emissions monitoring systems installed on Units 3, 4, 5, and 6. | 1995-02-14 | 1473000 | 100
546 | T1 | TXU Electric Company | Lake Creek | 1860 Riesel Rd | Waco | TX | 76703 | McLennan | CN603313842 | Insufficient Information | The acid rain program requires that owners and operators of gas-fired affected units install continuous emissions monitoring systems for SO2, NOx, and CO2. The CEMS consist of fuel flow monitoring, fuel sampling equipment, and a data acquisition system. | A positive use determination of 100% for the continuous emissions monitoring systems installed on Unit 1 and 2. | 1995-02-14 | 1209000 | 100
547 | T1 | TXU Electric Company | Handley | 6604 E Rosedale | Fort Worth | TX | 76124 | Tarrant | CN600128490 | RN102336906 | The acid rain program requires that owners and operators of gas-fired affected units install continuous emissions monitoring systems for SO2, NOx, and CO2. The CEMS consist of fuel flow monitoring, fuel sampling equipment, and a data acquisition system. | A positive use determination of 100% for the continuous emissions monitoring systems installed at Unit 1, 2, and 3. | 1995-02-14 | 1238000 | 100
548 | T1 | TXU Electric Company | Eagle Mountain | 10029 Morris Dido Newark | Fort Worth | TX | 76179 | Tarrant | CN600135511 | RN100693308 | The acid rain program requires that owners and operators of gas-fired affected units install continuous emissions monitoring systems for SO2, NOx, and CO2. The CEMS consist of fuel flow monitoring, fuel sampling equipment, and a data acquisition system. | A positive use determination of 100% for the continuous emissions monitoring systems installed at Units 1, 2, and 3. | 1995-02-14 | 1204000 | 100
549 | T1 | TXU Electric Company | Dallas | 2707 Flynn St | Dallas | TX | 75247 | Dallas | CN600135511 | RN101330488 | The acid rain program requires that owners and operators of gas-fired affected units install continuous emissions monitoring systems for SO2, NOx, and CO2. The CEMS consist of fuel flow monitoring, fuel sampling equipment, and a data acquisition system. | A positive use determination of 100% for the continuous emissions monitoring systems installed at Units 3 and 9. | 1995-02-14 | 224000 | 100
550 | T1 | TXU Electric Company | Big Brown Steam Electric Station | #2 FM Road 2570 | Fairfield | TX | 75840 | Freestone | CN600135511 | RN105100275 | The acid rain program requires that owners and operators of gas-fired affected units install continuous emissions monitoring systems for SO2, NOx, O2, and CO2 and Opacity and flow rate. The CEMS installation also includes a building to house the monitors, capital spares, sample lines and probes, access elevators and platforms, control systems and data acquisition systems. | A positive use determination for the continuous emissions monitoring systems installed at Units 1 and 2. | 1995-02-14 | 3198000 | 100
551 | T1 | TXU Electric Company | Big Brown Steam Electric Station | #2 FM Road 2570 | Fairfield | TX | 75840 | Freestone | CN600135511 | RN105100275 | Installing pulse-jet baghouses, in series with the existing electrostatic precipitators, to remove more fly ash from the exhaust gas stream. | A positive use determination of 100% for the seven baghouses including the connecting ductwork, monitoring devices, fly ash collecting equipment and other required equipment. | 1995-02-14 | 95000000 | 100
552 | T1 | Reynolds Metals Company | Sherwin Alumina Plant | Hwy 361 E | Sinton | TX | 78387 | San Patricio | CN600130397 | RN105415921 | Installed a digester blowdown containment system. The system consists of two converted process vessels together with the necessary piping, valves, pumps and controls, and secondary containment structures to divert, capture and condense high pressure inorganic vapor streams which escape from non-condensible vents and safety relief valves and return the condensed process materials to the process stream. | A positive use determination of 50% for the Digester Blowdown Containment System. Property includes necessary piping, valves, pumps and controls, and secondary containment structures. | 1995-03-15 | 1021470 | 100
553 | T1 | Reynolds Metals Company | Sherwin Alumina Plant | Hwy 361 E | Sinton | TX | 78387 | San Patricio | CN600130397 | RN105415921 | Installation of a precipitator bottom fill conversion system. The Bayer process uses large open top tanks to precipitate alumina crystals from a supersaturated liquor solution. The precipitator process depends on evaporative cooling to produce the desired effect. During the cooling cycle, typically only water vapor is emitted; however, if the tanks are filled from the top, the turbulence induced causes caustic mist to be produced and become airborne. Mixing of the produced mist and convective steam can cause the caustic mist to escape the tank as a fugitive vapor. The new configuration prevents the formation of the caustic mist from vapor by eliminating the turbulence which resulted from the original design. Vapor which is produced now condenses prior to entrainment and return to the process stream. | A positive use determination of 50% for the Precipitator Bottom Fill Conversion system. The system includes precipitator bottom fill piping, valves (installed) and required engineering. | 1995-03-15 | 362500 | 100
554 | T1 | Reynolds Metals Company | Sherwin Alumina Plant | Hwy 361 E | Sinton | TX | 78387 | San Patricio | CN600130397 | RN105415921 | Installation of a system of secondary containment structures surrounding chemical, fuel and lubricant storage tanks. The structures are constructed of sealed, reinforced concrete, and feature locking valves to prevent casual release. | A positive use determination of 100% for the secondary containment structures constructed of sealed, reinforced concrete. | 1995-02-14 | 133133 | 100
555 | T2 | Houston Solvents & Chemicals Company | Houston Solvents & Chemicals Company Inc | 11235 FM 529 | Houston | TX | 77041 | Harris | CN600309678 | RN102341880 | The company is replacing numerous underground product transfer lines connecting the chemical bulk storage tanks and the truck loading/unloading stations with overhead closed piping. | A positive use determination of 100% for the project to replace underground product transfer lines with overhead closed piping. | 1995-03-22 | 257728 | 100
556 | T2 | Celanese Engineering Resins Inc | Celanese Bishop Facility | Hwy 77 South | Bishop | TX | 78343 | Nueces | CN601166929 | RN101625721 | This project was established to replace the APAP Reactor Agitator. The old agitator did not adequately disperse the floating oxime in the liquid Sulfur dioxide. | The following property is used 100% for pollution control and is installed to meet or exceed federal or state regulations: replacement of the APAP Reactor Agitator. | 1995-04-26 | 311231 | 100
557 | T1 | CMC Steel Fabricators, Inc. | Safety Railway Service | Us 59 & Aloe Field | Victoria | TX | 77902 | Victoria | CN604219725 | RN102266624 | Install a duct and filter system for dust and paint spray capture in the grit-blasting and painting facility for rail cars. | A positive use determination of 100% for the dust and filter system used for dust and paint spray capture. | 1995-02-15 | 203000 | 100
558 | T1 | Ausimont USA Inc | Ausimont USA Inc | FM 1006 | Orange | TX | 77630 | Orange | CN600868186 | RN102305505 | The installation of the following three items: 1. A steam stripping system (monomer recovery unit). 2. Installation of a flare. 3. Installation of a continuous emissions monitoring system. | A positive use determination of 100% for the 1994 costs for the monomer recovery unit and the EP-40 CEMS. | 1995-03-15 | 3718867 | 100
559 | T1 | Morrision Milling Company The | Morrision Milling Company | 319 E. Prairie | Denton | TX | 76201 | Denton | CN600480545 | RN100794882 | Installation of the following two systems: 1. Upper Dust System 2. Lower Belt System | A positive use determination of 100% for the Upper Dust System, a Model 192-10 Kice PneuJet Filter, and the Lower Belt System, a Model M144-10 Kice PneuJet Filter. | 1995-03-15 | 266000 | 100
560 | T1 | Quixx Corporation | Amarillo Railcar Services | 281 Pullman Road | Amarillo | TX | 79114 | Potter | Not Regulated by TCEQ | No Regulated Entity at this Location | Installation of filtration and piping system, irrigation system, and berm (and other structures) system for disbursement of process wastewaters, and for stormwater control. | A positive use determination of 100% for the treated process wastewater disbursement system. | 1995-03-29 | 15520 | 100
561 | T1 | Coastal Liquids Transportation LP | Coastal Liquids - San Antonio Terminal | 4719 Corner Pkwy #2 | San Antonio | TX | 78219 | Bexar | CN600127070 | RN102071131 | Replacement of floating roof tank seals. | A positive use determination of 100% for the replacement floating tank seals on tanks 007, 301 and 621. | 1995-02-15 | 83086 | 100
562 | T1 | Coastal Liquids Transportation LP | Coastal Liquids - McAllen Terminal | 6.5 M S On S Jackson Rd | Pharr | TX | 78577 | Hidalgo | Insufficient Information | Insufficient Information | Install flare and vacuum assisted vapor recovery system. | A positive use determination of 100% for the flare and vacuum assisted vapor recovery system installed at the McAllen Terminal. Equipment includes two vacuum fans, propane storage vessel and control valves, flare stack, pilot igniter, compressor, air and gas lines, control panel, flame arrester and pipes and valves. | 1995-03-15 | 77784 | 100
563 | T1 | International Aluminum Corp | International Aluminum Corp | 202 Singleton Dr | Waxahachie | TX | 75165 | Ellis | CN602387995 | RN102799947 | In order to reduce total dissolved solids and maintain the level of suspended solids the company expanded the wastewater treatment system by installing a new 75 cubic foot filter press, 1200mm CGR type, with 48 polypropylene filter plates with filter cloths. In addition, the existing Parkson clarifier was upgraded/expanded. | A positive use determination of 100% for the 75 cubic foot filter press and the upgrade/expansion to the existing Parkson clarifier. | 1995-02-20 | 132439 | 100
564 | T1 | Adams Laboratories Inc | Adams Laboratories Inc | 14810 Sovereign Rd | Fort Worth | TX | 76155 | Tarrant | CN604649129 | RN100659481 | thermal oxidizer manufactured by Ed Ragsdale Sheet Metal, Inc. | A positive use determination of 100% for the thermal oxidizer manufactured by Ed Ragsdale Sheet Metal, Inc. | 1995-02-14 | 234246 | 100
565 | T2 | Mobil Oil Corporation | Mobil Oil | End of Burt Street | Beaumont | TX | 77701 | Jefferson | Insufficient Information | Insufficient Information | Installation of new low NOx burners at two process units. | The following property is used 100% for pollution control and is installed to meet or exceed federal or state regulations: installation of new low NOx burners at two process units. | 1995-04-05 | 700000 | 100
566 | T1 | Rexene Corporation | Rexene Plant - Odessa | 2400 S Grandview Ave | Odessa | TX | 79766 | Ector | CN601065246 | RN101867554 | Replacing existing surface impoundments used for wastewater storage with aboveground storage tanks (4). | A positive use determination of 100% for the four above ground waste storage tanks. | 1995-03-14 | 1284584 | 100
567 | T1 | EGP Fuels Company | EGP Fuels - Mt. Belvieu Storage Plant | 1802 North Main | Mont Belvieu | TX | 77580 | Chambers | CN603674086 | RN106511710 | Constructed a salt water disposal well. | A positive use determination of 100% for the salt water disposal well. | 1995-03-14 | 1166500 | 100
568 | T1 | Nalco Energy Services LP | Nalco Energy Services | 7701 Hwy 90-A | Sugar Land | TX | 77487 | Fort Bend | CN602898751 | RN102895745 | Process vent emission control project. | A positive use determination of 100% for the Process Vent Emissions Central System. Property includes the process vent header for buildings 5 and 14, two blowers, a knockout drum, two thermal oxidizers, and associated equipment which was installed for emission collection and control. | 1995-03-29 | 10633909 | 100
569 | T1 | Norit Americas Inc | Norit Americas Marshall Plant | 2301 SE Stallings Dr | Marshall | TX | 75671 | Harrison | CN600840888 | Insufficient Information | Installation of following property: 1. Kiln piping, blowers used during the manufacturing process to remove coal particles from air and gas steams. 2. Install scrubbers, pumps, headers and piping used for air and water pollution control equipment. 3. CO2 monitoring device on bins. 4. Dryer #4 dust collection system. | Returned for failure to respond to a deficiency letter. | 1995-03-14 | 365852 | 100
570 | T1 | Baytank Inc | Baytank (Houston) | 12211 Port Rd | Seabrook | TX | 77586 | Harris | CN603555897 | RN100218411 | Installation of flare blower, control panels and control room, pressure and temperature sensors, detonation arrestors, and injection skids to Wharves 1 & 2, and Barge Dock 1. | A positive use determination of 50% for the vapor recovery system. | 1995-02-14 | 417000 | 100
571 | T1 | Baytank Inc | Baytank (Houston) | 12211 Port Rd | Seabrook | TX | 77586 | Harris | CN603555897 | RN100218411 | Installation of a thermal oxidizer. | A positive use determination of 100% for the thermal oxidizer. | 1995-02-14 | 1495000 | 100
572 | T1 | Baytank Inc | Baytank (Houston) | 12211 Port Rd | Seabrook | TX | 77586 | Harris | CN603555897 | RN100218411 | Installed a storage tank, transfer piping, and pumping facilities for HMD. The facility includes a concrete retaining wall and dirt dike and a liner. The tank has a second bottom. | A positive use determination of 100% for the secondary containment project. The project includes a dike, liner, second bottom in the tank and the additional cost to pressurize the tank. | 1995-02-15 | 400000 | 100
573 | T1 | Baytank Inc | Baytank (Houston) | 12211 Port Rd | Seabrook | TX | 77586 | Harris | CN603555897 | RN100218411 | Installed concrete retaining wall, clay dike, HDPE liner, pressurization of spheres, instrumentation to reduce possibility of spills and emissions, modifications to the LPG flare, vapor balancing lines and hoses, safety equipment and instruments on the vapor lines, and indirect costs associated with above items. | A positive use determination of 100% for the items installed at the acetaldehyde storage facility to reduce emissions. This includes the concrete retaining wall, clay dike, HDPE liner, pressurization of spheres, instrumentation to reduce the possibility of spills and emissions, modifications to the LPG flare, vapor balancing lines and hoses, safety equipment and instruments on the vapor lines, and associated costs. | 1995-02-15 | 780000 | 100
574 | T1 | Baytank Inc | Baytank (Houston) | 12211 Port Rd | Seabrook | TX | 77586 | Harris | CN603555897 | RN100218411 | Upgrade of the vapor system by adding individual seal pots and vapor lines and instrumentation for the vapor systems to all of the tanks. | A positive use determination of 100% for the upgrade to the vapor system. | 1995-02-15 | 950000 | 100
575 | T1 | Baytank Inc | Baytank (Houston) | 12211 Port Rd | Seabrook | TX | 77586 | Harris | CN603555897 | RN100218411 | The project consisted of adding a secondary containment system to Bunker Tanks BU-1 and BU-3. The secondary containment consisted of an HDPE liner and witness wells beneath both tanks. | A positive use determination of 100% for the secondary containment system added to the bunker tanks (BU-1 and BU-3). | 1995-02-15 | 216000 | 100
576 | T1 | El Paso Electric Company | El Paso Electric - Newman | 4900 Stan Roberts Sr Ave | El Paso | TX | 79934 | El Paso | CN600352819 | RN100211309 | All equipment installed is required by federal and state regulations for the monitoring of emissions. | Returned for failure to respond to a deficiency letter. | 1995-04-26 | 1082928 | 100
577 | T1 | El Paso Electric Company | El Paso Electric - Copper | 651 Hawkins Blvd | El Paso | TX | 79915 | El Paso | CN600352819 | RN100215490 | All equipment installed is for the continuous monitoring of emissions from a combustion turbine. | Returned for failure to respond to a deficiency letter. | 1995-04-26 | 286283 | 100
578 | T1 | Elf Atochem North America Inc | Elf Atochem North America Inc | 18000 Crosby Eastgate Rd | Crosby | TX | 77532 | Harris | CN600124044 | RN100210301 | The site is routing steam condensate discharges to the boiler makeup tank. The project involves the purchase and installation of piping, hangers and pumps. | A positive use determination of 100% for the piping, hangers and pumps installed to relocate steam condensate discharges to the boiler makeup tank. | 1995-03-31 | 2710 | 100
579 | T1 | Capitol Aggregates Ltd | Capitol Aggregates Ltd | 11551 Nacogdoches Rd | San Antonio | TX | 78217 | Bexar | CN602272114 | RN103756656 | Constructed a new Finish Cement Grinding Mill which includes baghouses for particulate emission control | A positive use determination of 100% for the Finish Mill Baghouses. | 1995-02-15 | 663778 | 100
580 | T1 | Capitol Aggregates Ltd | Capitol Aggregates Ltd | 11551 Nacogdoches Rd | San Antonio | TX | 78217 | Bexar | CN602272114 | RN103756656 | The 4th field electrostatic precipitator was added to the current electrostatic precipitator fields. | A positive use determination of 100% for the electrostatic precipitator. | 1995-02-15 | 1040193 | 100
581 | T1 | Southwestern Public Service Company | Nichols Station | 7201 N Lakeside Rd | Amarillo | TX | 79108 | Potter | CN601481336 | RN100224641 | Installed three continuous emission monitors, for a three unit natural gas fueled generation station. | A positive use determination of 100% for the three continuous emission monitoring systems. | 1995-03-02 | 2573820 | 100
582 | T1 | Southwestern Public Service Company | Nichols Station | 7201 N Lakeside Rd | Amarillo | TX | 79108 | Potter | CN601481336 | RN100224641 | Surface water impoundment ancillary equipment. Pumps, meters, level controls, etc., to monitor and automatically remove process wastewater and leachate from leak detection sumps. | A positive use determination of 100% for the surface water impoundment ancillary equipment including the pumps, meters, level controls, etc. used to monitor and automatically remove process wastewater and leachate from the leak detection sumps. | 1995-03-02 | 65565 | 100
583 | T1 | Southwestern Public Service Company | Nichols Station | 7201 N Lakeside Rd | Amarillo | TX | 79108 | Potter | CN601481336 | RN100224641 | Purchased stormwater samplers. These are manual samplers that collect first flush samples at designated outfalls of stormwater collecting system. | Withdrawn by applicant | 1995-03-01 | 949 | 100
584 | T1 | Southwestern Public Service Company | Nichols Station | 7201 N Lakeside Rd | Amarillo | TX | 79108 | Potter | CN601481336 | RN100224641 | Installed groundwater monitoring well system. | A positive use determination of 100% for the groundwater monitoring well system. | 1995-03-02 | 122313 | 100
585 | T1 | Southwestern Public Service Company | Plant X | 4 M S On FM 1055 | Littlefield | TX | 79339 | Lamb | CN601481336 | RN100224419 | Installed continuous emissions monitor systems on four stacks. | A positive use determination of 100% for the Continuous Emission Monitoring Systems installed at the Plant X Generating Station including data acquisition equipment, stack modifications, and all necessary instruments, enclosures and programming. | 1995-03-02 | 1730290 | 100
586 | T1 | Southwestern Public Service Company | Plant X | 4 M S On FM 1055 | Littlefield | TX | 79339 | Lamb | CN601481336 | RN100224419 | Installed secondary containment structures surrounding two fuel oil storage tanks. | The following property is used 100% for pollution control and is installed to meet or exceed federal or state regulations: secondary containment structures surrounding two fuel oil storage tanks. | 1995-03-02 | 305617 | 100
587 | T1 | Southwestern Public Service Company | SPS Airplane Hanger | 10601 Airport Blvd | Amarillo | TX | 79111 | Potter | CN601481336 | RN100224419 | Installed stationary overfill/spill containment devices on two fuel tanks. | A positive use determination of 100% for the stationary overfill/spill containment devices installed on the two fuel tanks. | 1995-03-02 | 5365 | 100
588 | T1 | Southwestern Public Service Company | Southwest Service Center | 6088 W 48Th | Amarillo | TX | 79114 | Potter | CN601481336 | RN100659648 | Installed stationary overfill/spill containment devices on fuel tank. | A positive use determination of 100% for the stationary overfill/spill containment device installed on the storage tank. | 1995-03-02 | 3644 | 100
589 | T1 | Southwestern Public Service Company | Harrington Station | 7201 N Lakeside Rd | Amarillo | TX | 79108 | Potter | CN601481336 | RN100224641 | Installed three continuous emission monitors, for a three unit coal fueled generating station. | A positive use determination of 100% for the three Continuous Emission Monitoring Systems installed at the Harrington Steam Generating Station. | 1995-03-02 | 2848311 | 100
590 | T1 | Southwestern Public Service Company | Harrington Station | 7201 N Lakeside Rd | Amarillo | TX | 79108 | Potter | CN601481336 | RN100224641 | Installed a stormwater drainage system for the pole yard. | The following property is used 100% for pollution control and is installed to meet or exceed federal or state regulations: stormwater drainage system for the pole yard. | 1995-03-02 | 52042 | 100
591 | T1 | Southwestern Public Service Company | Harrington Station | 7201 N Lakeside Rd | Amarillo | TX | 79108 | Potter | CN601481336 | RN100224641 | Installed fuel gas line cathodic protection equipment at generating plant. | A positive use determination of 100% for the fuel gas line cathodic protection. | 1995-03-02 | 7506 | 100
592 | T1 | Southwestern Public Service Company | Harrington Station | 7201 N Lakeside Rd | Amarillo | TX | 79108 | Potter | CN601481336 | RN100224641 | Project to Replace 16 electrostatic precipitator lights: Replacement of old incandescent bulbs with halide devices. Lighting system is integral to functioning of EP; required for equipment inspections, replacement activities. | Not listed in database. | 1995-03-02 | 8194 | 100
593 | T1 | Southwestern Public Service Company | Harrington Station | 7201 N Lakeside Rd | Amarillo | TX | 79108 | Potter | CN601481336 | RN100224641 | Project: Replacement of baghouse bags for unit 3. Replacement of 15 compartments of baghouse bags. | The following property is used 100% for pollution control and is installed to meet or exceed federal or state regulations: replacement of baghouse bags for unit 3. | 1995-03-02 | 300606 | 100
594 | T1 | Southwestern Public Service Company | Harrington Station | 7201 N Lakeside Rd | Amarillo | TX | 79108 | Potter | CN601481336 | RN100224641 | Project: Replacement of baghouse bags for unit 2. | A positive use determination of 100% for the replacement of 3 compartments of baghouse bags. | 1995-03-02 | 61186 | 100
595 | T1 | Southwestern Public Service Company | Harrington Station | 7201 N Lakeside Rd | Amarillo | TX | 79108 | Potter | CN601481336 | RN100224641 | Project to install three replacement doors on EP to enhance air quality protection. | A positive use determination of 100% for the three replacement doors for the electrostatic precipitator. | 1995-03-02 | 5379 | 100
596 | T1 | Southwestern Public Service Company | Harrington Station | 7201 N Lakeside Rd | Amarillo | TX | 79108 | Potter | CN601481336 | RN100224641 | Project: Construct electrostatic precipitator chemical tank. | A positive use determination of 100% for the H1 electrostatic precipitator chemical tank. | 1995-03-02 | 12254 | 100
597 | T1 | Southwestern Public Service Company | Harrington Station | 7201 N Lakeside Rd | Amarillo | TX | 79108 | Potter | CN601481336 | RN100224641 | Stormwater drainage enhancement project: Reconstructed drainage of paved area between Harrington units 1 and 2; re-directs stormwater to sump; water then gravity drains to storm water system lagoon. | A positive use determination of 100% for the stormwater drainage enhancement project. | 1995-03-02 | 19873 | 100
598 | T1 | Southwestern Public Service Company | Tolk Station | 8 Miles SW of Earth | Littlefield | TX | 79339 | Lamb | CN601481336 | RN100224534 | Installed two continuous emission monitors, for two-unit coal-fueled generation station. | A positive use determination of 100% for the two Continuous Emissions Monitoring Systems. | 1995-03-02 | 1974809 | 100
599 | T1 | Southwestern Public Service Company | Tolk Station | 8 Miles SW of Earth | Littlefield | TX | 79339 | Lamb | CN601481336 | RN100224534 | Replacement of stack opacity monitors. | A positive use determination of 100% for the replacement stack opacity monitors. | 1995-03-02 | 85195 | 100
600 | T1 | Southwestern Public Service Company | Tolk Station | 8 Miles SW of Earth | Littlefield | TX | 79339 | Lamb | CN601481336 | RN100224534 | Purchased CEM electronic calibration and test equipment. | A positive use determination of 100% for the Continuous Emissions Monitoring Systems electronic calibration and test equipment. | 1995-03-02 | 7272 | 100
601 | T1 | Southwestern Public Service Company | Tolk Station | 8 Miles SW of Earth | Littlefield | TX | 79339 | Lamb | CN601481336 | RN100224534 | Replacement baghouse sensing lines. | A positive use determination of 100% for the replacement baghouse sensing lines. | 1995-03-02 | 39012 | 100
602 | T1 | Southwestern Public Service Company | Tolk Station | 8 Miles SW of Earth | Littlefield | TX | 79339 | Lamb | CN601481336 | RN100224534 | Replacement baghouse modicon. | A positive use determination of 100% for the replacement baghouse modicon. | 1995-03-02 | 49162 | 100
603 | T1 | Southwestern Public Service Company | Tolk Station | 8 Miles SW of Earth | Littlefield | TX | 79339 | Lamb | CN601481336 | RN100224534 | Replacement fly ash silo control system. | A positive use determination of 100% for the replacement fly ash silo control systems. | 1995-03-02 | 11637 | 100
604 | T1 | Southwestern Public Service Company | Tolk Station | 8 Miles SW of Earth | Littlefield | TX | 79339 | Lamb | CN601481336 | RN100224534 | Installed underground fuel storage tanks spillover prevention valves. | A positive use determination of 100% for the underground fuel storage tanks spillover prevention valves. | 1995-03-02 | 4503 | 100
605 | T1 | Southwestern Public Service Company | Tolk Station | 8 Miles SW of Earth | Littlefield | TX | 79339 | Lamb | CN601481336 | RN100224534 | Replacement boiler sump pumps. | A positive use determination of 100% for the replacement boiler sump pump. | 1995-03-02 | 36973 | 100
606 | T1 | Southwestern Public Service Company | Amarillo Transportation | 7601 I-40 East | Amarillo | TX | 79114 | Potter | CN601481336 | RN102807112 | Freon recovery unit. | A positive use determination of 60% for the Freon recovery (recycle) unit. | 1995-03-02 | 1423 | 100
607 | T1 | Southwestern Public Service Company | Pampa Service Center | 101 S. Marie | Pampa | TX | 79066 | Gray | CN601481336 | RN102150349 | Installed stationary overfill/spill containment devices on fuel tanks. | A positive use determination of 100% for the stationary overfill/spill containment devices installed on the fuel tanks. | 1995-03-02 | 2862 | 100
608 | T1 | Southwestern Public Service Company | Harrington Station | 7201 N Lakeside Rd | Amarillo | TX | 79108 | Potter | CN601481336 | RN100224641 | Purchased non-continuous emission monitoring and testing equipment - mobile. | A positive use determination of 100% for the mobile non-continuous emission monitoring and testing equipment. | 1995-03-02 | 609251 | 100
609 | T1 | Southwestern Public Service Company | Harrington Station | 7201 N Lakeside Rd | Amarillo | TX | 79108 | Potter | CN601481336 | RN100224641 | Replacement ion chromatograph. | A positive use determination of 100% for the Ion chromatograph. | 1995-03-02 | 32007 | 100
610 | T1 | Southwestern Public Service Company | Lubbock Frankford Service Center | 4201 Frankford | Lubbock | TX | 79408 | Lubbock | CN601481336 | RN100657931 | Stationary overfill/spill containment devices on fuel tanks. | A positive use determination of 100% for the stationary overfill/spill containment devices installed on the two fuel tanks. | 1995-03-02 | 3561 | 100
611 | T1 | Southwestern Public Service Company | Lubbock Frankford Service Center | 4201 Frankford | Lubbock | TX | 79408 | Lubbock | CN601481336 | RN100657931 | Stationary overfill/spill containment devices on fuel tanks. | A positive use determination of 100% for the stationary overfill/spill containment device installed on the fuel tank. | 1995-03-02 | 3998 | 100
612 | T1 | Southwestern Public Service Company | Jones Station | FM 3020 SE of Lubbock | Lubbock | TX | 79408 | Lubbock | CN601481336 | RN101719219 | Two continuous emission monitors. | A positive use determination of 100% for the two Continuous Emission Monitoring Systems. | 1995-03-02 | 1882444 | 100
613 | T1 | Southwestern Public Service Company | Jones Station | FM 3020 SE of Lubbock | Lubbock | TX | 79408 | Lubbock | CN601481336 | RN101719219 | Secondary fuel oil containment structure. | A positive use determination of 100% for the secondary fuel oil containment structure. | 1995-03-02 | 304565 | 100
614 | T1 | Southwestern Public Service Company | Jones Station | FM 3020 SE of Lubbock | Lubbock | TX | 79408 | Lubbock | CN601481336 | RN101719219 | Fuel oil pipe testing system. | A positive use determination of 100% for the fuel oil pipe testing system. | 1995-03-02 | 35495 | 100
615 | T1 | Southwestern Public Service Company | Jones Station | FM 3020 SE of Lubbock | Lubbock | TX | 79408 | Lubbock | CN601481336 | RN101719219 | Purchased stormwater sampler. | A positive use determination of 100% for the stormwater sampler. | 1995-03-02 | 9111 | 100
616 | T1 | Southwestern Public Service Company | Jones Station | FM 3020 SE of Lubbock | Lubbock | TX | 79408 | Lubbock | CN601481336 | RN101719219 | Monitoring equipment used to measure generated waste oils slated for burning for energy recovery, and to weigh hazardous wastes being manifested for transportation/disposal. | Withdrawn by applicant | 1995-03-01 | 852 | 100
617 | T1 | Southwestern Public Service Company | Jones Station | FM 3020 SE of Lubbock | Lubbock | TX | 79408 | Lubbock | CN601481336 | RN101719219 | Diversion structures, berms, used for control of stormwater and control and irrigation dispersal/disposal of process wastewater. | A positive use determination of 100% for the diversion structures used for the control of stormwater. | 1995-03-02 | 24185 | 100
618 | T1 | Southwestern Public Service Company | Jones Station | FM 3020 SE of Lubbock | Lubbock | TX | 79408 | Lubbock | CN601481336 | RN101719219 | Sprinkler system trackways and culverts. | A positive use determination of 100% for the sprinkler system trackway and culverts. | 1995-03-02 | 103125 | 100
619 | T1 | Southwestern Public Service Company | Borger Service Center | 400 Gravel Pit Rd | Borger | TX | 79007 | Hutchinson | CN601481336 | RN101060135 | Stationary overfill/spill containment devices on fuel tanks. | A positive use determination of 100% for the stationary overfill/spill containment device installed on the fuel tanks. | 1995-03-02 | 2861 | 100
620 | T1 | Koch Refining Company | Koch Corpus Christi - West | 2825 Suntide Rd | Corpus Christi | TX | 78409 | Nueces | CN600879712 | RN100235266 | The existing contaminated stormwater drainage and collection system has been modified to route process area stormwater runoff to an above ground storage tank located at the wastewater treatment plant. | A positive use determination of 100% for the East Plant Stormwater Collection System. Property includes diversion boxes, sluice gates, 48 inch HDPE pipe, grit settling basin, transfer pump, instrumentation and electrical. | 1995-03-13 | 1768900 | 100
621 | T2 | Koch Refining Company | Koch Corpus Christi - West | 2825 Suntide Rd | Corpus Christi | TX | 78409 | Nueces | CN600879712 | RN100235266 | New instruments have been purchased to insure that the refinery complies with EPA regulations for reformulated gasoline. In addition, an analog to digital converter was necessary to accommodate the GC-OFID and D-3606 to Lab Information System. | A positive use determination of 100% for the three gas chromatographs and an x-ray fluorescence analyzer. | 1995-03-13 | 410000 | 100
622 | T1 | Koch Refining Company | Koch Corpus Christi - West | 2825 Suntide Rd | Corpus Christi | TX | 78409 | Nueces | CN600879712 | RN100235266 | Phase I consists of the installation of aluminum covers on the wastewater treatment plant basins including the API and oil/water separators, the sedimentation chamber, and the DAF unit. The captured vapors will be routed to the newly installed thermal oxidizer to combust vapors from under the covers. Phase II consists of the installation of hydrocarbon decommissioning systems in selected process units. The equipment consists of above-ground gravity draining header systems, which collect all aqueous and organic wastes from all major equipment, pumps, control valves, piping low points, etc. | A positive use determination of 100% for Phase I and Phase II of the Benzene NESHAP Compliance Project. The positive determination does not exempt new or modified pre-existing equipment appraised and taxed previously to 1994. | 1995-03-29 | 12000000 | 100
623 | T1 | Koch Refining Company | Koch Corpus Christi - West | 2825 Suntide Rd | Corpus Christi | TX | 78409 | Nueces | CN600879712 | RN100235266 | Project to consolidate the refinery flare system. Modifications include the interconnection of East Plant, Mid Plant, and West Plant flare systems; the shifting of all normal flaring to Mid Plant 1st stage flare; connecting the West Plant and Mid Plant to the Flare Gas Recovery Unit located in the East Plant; and discontinuing use of the West Plant flare. | A positive use determination of 100% for the Refinery Flare Consolidation Project. The positive determination does not exempt new or modified pre-existing equipment appraised and taxed previously to 1994. | 1995-03-29 | 4100000 | 100
624 | T1 | Koch Refining Company | Koch Corpus Christi - West | 2825 Suntide Rd | Corpus Christi | TX | 78409 | Nueces | CN600879712 | RN100235266 | Waste containment building: concrete floor underlain by HDPE layers complete with leak detection and collection system, concrete block walls and bins for segregation of wastes, decontamination stations at exits for equipment wash down, continuous mechanical ventilation, combustible gas and oxygen level detectors with alarms to ensure a safe work environment. | A positive use determination of 100% for the Waste Containment Building. | 1995-03-14 | 560000 | 100
625 | T1 | Koch Refining Company | Koch Corpus Christi - West | 2825 Suntide Rd | Corpus Christi | TX | 78409 | Nueces | CN600879712 | RN100235266 | Installation of a calcium fluoride precipitation unit. | A positive use determination of 100% for the Calcium Fluoride Precipitation Unit. | 1995-03-13 | 1055519 | 100
626 | T1 | Koch Refining Company | Koch Corpus Christi - West | 2825 Suntide Rd | Corpus Christi | TX | 78409 | Nueces | CN600879712 | RN100235266 | This project consists of an expansion of the refinery groundwater monitoring well system and an expansion of the refinery hydrocarbon recovery system. | A positive use determination of 100% for the 15 new groundwater monitoring wells and the seven new recovery wells. | 1995-02-20 | 597300 | 100
628 | T1 | Temple-Inland Forest Products Corp | Diboll Particleboard | 700 W Borden Dr | Diboll | TX | 75941 | Angelina | CN604375634 | RN104196571 | Installation of MEC Multi-clones: a series of cyclones that enhance collection of fine dust which could be emitted in dryer exhaust. | A positive use determination of 100% for the MEC Multiclones cyclones. | 1995-02-15 | 490000 | 100
629 | T1 | Temple-Inland Forest Products Corp | Diboll Particleboard | 700 W Borden Dr | Diboll | TX | 75941 | Angelina | CN604375634 | RN104196571 | In an effort to reduce particulate matter, a pilot PPC wet electrostatic precipitator was installed on the No. 4 dryer multicyclone. | A positive use determination of 100% for the PPC Wet Electrostatic Precipitator. | 1995-02-15 | 380000 | 100
630 | T1 | Temple-Inland Forest Products Corp | Diboll Fiberboard | 600 A St | Diboll | TX | 75941 | Angelina | CN602787053 | RN104196597 | Two aboveground storage tanks containing gasoline and diesel were relocated due to possible environmental and safety concerns. Appropriate secondary containment walls were reconstructed for the tanks. | A positive use determination of 100% for secondary containment walls constructed for the two aboveground storage tanks. | 1995-02-20 | 19255 | 100
631 | T1 | Temple-Inland Forest Products Corp | Diboll Particleboard | 700 W Borden Dr | Diboll | TX | 75941 | Angelina | CN604375634 | RN104196571 | A Bliss High Efficiency Cyclone was installed to remove approximately 87% of the particulate produced by the hammermill. | A positive use determination of 100% for the Bliss High Efficiency Cyclone. | 1995-02-15 | 20000 | 100
632 | T1 | Mobil Chemical Co | Mobil Houston Olefins Plant | 9822 La Porte Fwy | Houston | TX | 77017 | Harris | CN600125777 | RN102576063 | A high efficiency flare tip, a cold liquids knockout drum, a thermal vaporizer, and a super heater were installed as a Cryogenic Flare System to route 28 atmospheric vents/relief valves to an existing flare. Approximately 1200 feet of new collection piping was also installed to collect hydrocarbon vapors and liquids from these valves. | A positive use determination of 100% for the Cryogenic Flare System. | 1995-02-15 | 6100200 | 100
633 | T1 | South Coast Terminals LP | South Coast Wallisville Rd | 7101 Wallisville Rd | Houston | TX | 77020 | Harris | CN602743825 | RN102876976 | Completed construction of a new below grade spill collection/containment trench around the perimeter of a 45,000 square foot hazardous material container storage warehouse. The spill collection trench is designed to collect and contain any hazardous materials that may be released along the perimeter of the storage warehouse. The spill collection trench is valved to discharge to a spill collection sump system. All spilled materials would be collected from the sump system for offsite disposal. | A positive use determination of 100% for the spill/containment trench. | 1995-02-15 | 16199 | 100
634 | T1 | South Coast Terminals LP | South Coast Wallisville Rd | 7101 Wallisville Rd | Houston | TX | 77020 | Harris | CN602743825 | RN102876976 | Completed construction and installation of a new stormwater collection, containment and treatment system. The system included concrete containment around 180 bulk storage tanks, concrete contained tank truck loading/unloading areas, installation of new above ground oil/water separator and dedication and repiping of a 66,000 gallon aboveground stormwater retention/equalization tank. | A positive use determination of 100% for the 1994 costs expended for the Stormwater Collection, Containment and Treatment system. | 1995-03-15 | 757668 | 100
635 | T1 | South Coast Terminals LP | South Coast Wallisville Rd | 7101 Wallisville Rd | Houston | TX | 77020 | Harris | CN602743825 | RN102876976 | Constructed a concrete lined covered storage area for the storage of containerized hazardous waste. The storage area is approximately 500 square feet in size and is equipped with a chain link fence and locking gate. The storage area is divided in two sections by a concrete berm to segregate incompatible waste materials. | A positive use determination of 100% for the hazardous waste container storage area. | 1995-03-08 | 25008 | 100
636 | T2 | South Coast Terminals LP | South Coast Wallisville Rd | 7101 Wallisville Rd | Houston | TX | 77020 | Harris | CN602743825 | RN102876976 | Installation of railroad tank car spill collection/containment pans and sumps. The fiberglass reinforced plastic spill pans are designed to collect and store both minor and major releases of oils and hazardous substances during onsite transfer operations. | A positive use determination of 100% for the installation of railroad tank car spill collection/containment pans and sumps. | 1995-02-06 | 27868 | 100
637 | T1 | Dallas Semiconductor Corporation | Dallas Semiconductor Building A | 4350 S Beltwood Pkwy | Dallas | TX | 75244 | Dallas | CN600325179 | RN103945747 | Installed the following equipment/systems: activated carbon systems; scrubbers; hoods and collection systems - final control devices; ambient air monitoring facilities; pH meter, dissolved oxygen meter, chart recorder; neutralization devices; diversion devices; secondary containment devices; waste storage devices prior to treatment; fugitive emission containment structures; vapor combustor; filters; hoods, collection and control systems; and the real estate where this equipment is located. | A positive use determination of 100% for the following equipment: activated carbon systems; scrubbers; hoods and collection systems - final control devices; ambient air monitoring facilities; pH meter dissolved oxygen meter, chart recorder; neutralization devices; diversion devices; secondary containment devices; waste storage devices prior to treatment; fugitive emission containment structures; vapor combustor; filters; hoods, collection and control systems; and real estate on which this equipment is located. | 1995-03-15 | 2359168 | 100
638 | T1 | Phibro Energy USA Inc | Houston Refinery | 9701 Manchester Dr | Houston | TX | 77012 | Harris | CN600260558 | RN100219310 | A hard pipe, totally enclosed system has been installed at a tank farm area. The system will allow semi-automatic operation to remove contaminants from the tank farm. | A positive use determination of 100% for the tank farm wastewater conveyance project. This determination does not exempt new or modified pre-existing equipment appraised and taxed previous to 1994. | 1995-03-29 | 625000 | 100
639 | T1 | ABB Vetco Gray Inc | APG Lime Corp | 350 APG Lane | New Braunfels | TX | 78132 | Comal | CN601179583 | RN100552454 | The guzzler, a truck-mounted vacuum cleaning system used in plant to clean up spills and accumulated lime and dirt. | A positive use determination of 100% for the Guzzler, truck mounted vacuum cleaning system (ID No. G26012223016HAB94). | 1995-03-14 | 100924 | 100
640 | T2 | Air Liquide America Corporation | Air Liquide - Port Neches | 2121 Park St | Port Neches | TX | 77651 | Jefferson | CN601662190 | RN100221928 | In order to monitor and control emissions the following equipment has been installed: emission monitors, catalyst system, anhydrous to aqueous ammonia change order, pump system, ammonia tank, burners, gas cab, controller and DLN components. | A positive use determination of 100% for the emission monitors, catalyst system (SRS), Anhydrous to Aqueous Ammonia change order, NH3 pump system, Ammonia tank, DLN Burners, Gas Cabs, Mar V Controllers and critical DLN components. | 1995-03-24 | 2538534 | 100
641 | T1 | Chevron Phillips Chemical Co LP | Chevron Phillips Orange | 5309 FM 1006 | Orange | TX | 77630 | Orange | CN600303614 | RN100215615 | Regeneration of the boiler water demineralization system creates 15,000 gallons of wastewater every three to four days. Some stages of the regeneration process have extreme pH variations due to the acid and caustic washes. These wastewater must be collected and neutralized prior to discharge via the area drainage system. | A positive use determination of 100% for the 18,000 gallon tank, four transfer pumps, instruments, skid, dike, grating, piping, reagent tanks and electrical equipment. | 1995-03-13 | 450000 | 100
642 | T1 | Mobil Chemical Co | Mobil Polyethylene Plant | Hwy 90 W | Beaumont | TX | 77707 | Jefferson | Insufficient Information | Insufficient Information | The installation consists of piping, compressors, and selective catalytic adsorption systems to recover products from destruction in the flare system and recycle them into the process. | A positive use determination of 50% for the installation of piping, compressors, and selective catalytic adsorption systems. | 1995-02-15 | 3312535 | 100
643 | T2 | Texas-Lehigh Cement Company | Texas-Lehigh Buda Plant | FM 2770 2 M S of Buda | Buda | TX | 78610 | Hays | CN600127666 | RN102597846 | Raise main kiln stacks by 60 feet each. | A positive use determination of 100% for the extension of two existing exhaust stacks by 60 feet to facilitate proper operation of continuous emission monitors mounted on the stacks. | 1995-02-22 | 130829 | 100
644 | T2 | Texas-Lehigh Cement Company | Texas-Lehigh Buda Plant | FM 2770 2 M S of Buda | Buda | TX | 78610 | Hays | CN600127666 | RN102597846 | Gypsum storage building dust collector. | A positive use determination of 100% for the dust collector system located on the gypsum storage building at the cement manufacturing plant. | 1995-03-02 | 140297 | 100
645 | T2 | Champion International | Dairypak-Southwestern Division | 1901 Windsor Place | Fort Worth | TX | 76110 | Tarrant | CN600132146 | RN100225903 | Four carton converters changed from solvent based adhesive for the top seal of cartons. An adhesive coating makes the spout of a gable top carton easy to open. Use of water-based adhesive eliminates all VOC emissions associated with adhesive application. | A positive use determination of 100% for the changes made to the four carton convertors. Equipment includes: drying lamps, adhesive pots, wheels, and rings. | 1995-02-15 | 60239 | 100
646 | T2 | Kornel J Tessenyi Randy A White | Accura Fiberglass Products Inc | 1406 Industrial Park | Madisonville | TX | 77864 | Madison | CN601559586 | RN103029922 | Constructed seven emission stacks. Each stack includes a concrete pad, fan and motors, duct system, filter system, 70 foot stack, and anchoring system for 70 foot stack. The AquaWash machines reduce VOC emissions for acetone by 55% with a related reduction in solid hazardous waste acetone tailings. The hazardous waste and hazardous material shed is designed per regulation to contain inadvertent spills of materials and control related contamination of the ground or watershed. The fireproof inventory cabinet for storage of flammable and reactive hazardous materials is specially designed and will limit accidental spills of this material and serves to segregate this material from flammable materials with which it can react. | A positive use determination of 100% for the seven stacks and associated equipment, the four AquaWash Machines, the Hazardous Waste/ Hazardous Material Storage Shed, and the Fireproof Inventory Cabinet for storage of flammable and reactive hazardous materials. | 1995-02-24 | 126013 | 100
647 | T3 | North Star Steel Texas Inc | North Star Steel Texas Inc | Old Hwy 90 | Orange | TX | 77631 | Orange | RN100226059 | CN601658701 | Gaseous emissions from an Electric Arc Furnace (EAF) are captured by a suction system and subsequently cleansed by a fabric filter baghouse. NSST is replacing its dilapidated direct evacuation control ducts with new enlarged ductwork. The enlarged ductwork will allow for better capture of emissions at the source for two reasons: the larger diameter duct allows for less energy loss due to friction thus more energy for emissions capture; and the enhanced water cooling of the enlarged ductwork will allow for better cooling of the gaseous emissions thus densifying the gas stream. | A positive use determination of 100% for the modifications to the direct evacuation control (DEC) system and a positive use determination of 50% for the cooling tower which services the DEC system. | 1995-04-25 | 4028000 | 100
648 | T3 | Elf Atochem North America Inc | Elf Atochem North America Inc | 2231 Haden Rd | Houston | TX | 77015 | Harris | CN600124044 | RN100209444 | The closed loop samplers were installed by the Houston plant in 1994. The closed loop samplers were installed with the sole purpose of reducing VOC fugitive emissions and mercaptan odors to the atmosphere during sampling period. The closed loop samplers are basically sampling systems allowing the plant personnel to sample by minimizing product exposure to the atmosphere. The SO2 emission reduction project consists of reconstruction of the sulfur recovery unit, the installation of vent gas scrubber and low pressure vent recovery system. | A positive use determination of 46% for the sulfur recovery unit project and a positive use determination of 100% for the closed loop samplers. | 1995-05-15 | 2436714 | 100
649 | T2 | Keystone Valve Corporation | Keystone Valve | 9600 West Gulf Bank Rd | Houston | TX | 77040 | Harris | CN604417170 | RN100647841 | The equipment purchased was a BCP Wheelblast machine with Nordsen Powder System. The system also included a conveyor system, spray washer, burn-off dry oven, air compressor/dryer, part hangers and special duct work. | Withdrawn by applicant | 1995-03-20 | 460129 | 100
650 | T2 | Coastal Refining & Marketing | Coastal - Corpus Christi Refinery | Cantwell Ln | Corpus Christi | TX | 78401 | Nueces | CN600388169 | RN102404209 | Revisions to the existing DHDS Unit will proceed concurrently with the sulfur recovery facilities. This project will increase the sulfur removal capabilities of the West Plant DHDS so that it can produce lower sulfur diesel. The project also expands the unit capacity by increasing the size of the reactor, the hydrogen recycle compressor, and other equipment. The sulfur recovery facilities project will provide the refinery with redundant sulfur recovery facilities and to allow for the production of a diesel product with a maximum sulfur content of 0.05%. Once sulfur has been removed from the diesel product, equipment and facilities must be provided for the safe and proper disposition of the sulfur. | Withdrawn by applicant | 1995-03-09 | 53752270 | 100
651 | T2 | Michael Angelo's Gourmet Foods | Michael Angelo's | 200 Michael Angelo Way | Austin | TX | 78728 | Travis | CN602676595 | RN103029302 | The sani-tech compactor is used solely to compact cardboard products to be recycled. | A positive use determination of 100% for the Sani-Tech compactor. | 1995-02-08 | 22000 | 100
652 | T3 | Shell Oil Company | Shell Deer Park - Refinery | 5900 Hwy 225 | Deer Park | TX | 77536 | Harris | CN601405145 | RN100211879 | This property constitutes pollution control equipment installed as part of coke handling facilities. The handling facilities are described in more detail in attachment in the application. | A positive partial use determination of 8% for the Coke Handling Facility. The partial exemption considers only the pollution control equipment cost associated to the total cost to construct the facility. The equipment installed included the conveyor enclosures, emergency coke slab, dust suppression, cathodic protection, spill pans, double containment piping, secondary containment, transfer tower enclosure, and magnetic separator. | 1995-02-28 | 1648000 | 100
653 | T2 | TE Products Pipeline Company LP | Mt. Belvieu South Terminal | Hwy 146 N | Anahuac | TX | 77514 | Chambers | CN603194101 | RN105467377 | Construction of the brine pond system will accomplish two significant purposes, waste minimization and prevention of salt water intrusion into inland waters. Through reuse of brine, rather than fresh water which would become brine through salt dissolution, in daily operation of the cavern system, the total quality of waste generated will be significantly reduced. | A positive use determination of 100% for the Brine Storage Pond. | 1995-04-05 | 2651000 | 100
654 | T2 | GPM Gas Company LLC | Goldsmith Plant | PO Box 738 | Goldsmith | TX | 79741 | Ector | CN601229917 | RN102673605 | Installed a CEMS on the SRU incinerator stack, and increased the recovery capability of the SRU from 93% to 98% by installing a cold bed absorption unit. | A positive use determination of 100% for modifications to the existing sulfur recovery plant. The modifications include installation of a tail gas clean-up process which consists of a cold bed adsorption unit, an acid gas analyzer, a tail gas incinerator and stack gas analyzer. | 1995-03-07 | 1827025 | 100
655 | T3 | Shell Oil Company | Shell Deer Park - Refinery | 5900 Hwy 225 | Deer Park | TX | 77536 | Harris | CN601405145 | RN100211879 | This property constitutes pollution control equipment installed as part of a delayed coker unit which converts petroleum pitch into petroleum coke and conversion feed. The delayed coker unit is described in more detail in attachment in the application. | A positive use determination of 5% for the delayed coker unit. This 5% represents 15 pollution control systems associated with the delayed coker unit. | 1995-04-28 | 18080000 | 100
656 | T3 | Great Lakes Carbon Corporation | Great Lakes Carbon Port Arthur | Coke Dock Rd | Port Arthur | TX | 77640 | Jefferson | CN602597635 | RN100209287 | See exhibit A to application. | A positive use determination of 100% for the No. 3 and 5 Rotoclones; the modifications done to the dust collection system and the additional bagging station which was installed at Tipple No. 1; modifications to the shiploading boom; the concrete paving installed as containment devices; the pump and piping installed to recycle treated wastewater to the process water tanks; the lake dredging project; and the new pipeline installed as part of the water conservation project. A positive use determination of 25% for the raw coke unloading equipment. A positive use determination of 5% for the new laboratory. A positive use determination of 25% for the pneumatic conveying system and the dock repairs. | 1995-04-28 | 238757 | 100
664 | T2 | Citgo Refining And Chemicals LP | Citgo Refining - Corpus Christi | 1801 Nueces Bay Blvd | Corpus Christi | TX | 78401 | Nueces | CN600127922 | RN104697966 | Construct a new MTBE complex to produce gasoline blend stocks which are required to manufacture reformulated gasolines as mandated by the Clean Air Act. | Withdrawn by applicant | 1995-03-01 | 39300000 | 100
665 | T3 | Temple-Inland Forest Products Corp | Diboll Fiberboard | 600 A St | Diboll | TX | 75941 | Angelina | CN602787053 | RN104196597 | A pulp cleaner on the recycled fiber system has been acquired in an effort to reduce the amount of fiber being sent to landfill. Process water from the mill is directed to a clarifier for the purpose of settling solids before discharge. Most solids are wood fiber in nature. In the past, fiber rejected at the clarifier was appropriately dried and landfilled. With the addition of the pulp cleaner, there has been a reduction in the amount of fiber sent to the landfill. An added benefit of the pulp cleaner is the recycling of paper waste from local corporate office. Temple-Inland FPC is requesting an 80% partial exemption. | A positive use determination of 80% for the pulp cleaner. | 1995-03-22 | 27257 | 100
666 | T2 | Mobil Chemical Co | Mobil Houston Olefins Plant | 9822 La Porte Fwy | Houston | TX | 77017 | Harris | CN600125777 | RN102576063 | To meet the permit for NOx emissions limitations, a total of 24 new Callidus Ultra Low NOx burners were installed on a newly installed olefins cracking furnace. The burners reduce the NOx formation, and the generated NOx emissions are recorded by a CEMS package consisting of electronic measuring devices, the sample system, and the enclosure and foundations. The CEMS also monitors CO and O2 concentrations. | A positive use determination of 100% for the continuous emission monitoring system and the twenty-four Callidus Ultra Low NOx burners installed on the olefins cracking furnace. | 1995-03-31 | 346800 | 100
668 | T1 | The Dow Chemical Company | The Dow Chemical Company | 2301 Brazosport Blvd | Freeport | TX | 77541 | Brazoria | CN600356976 | RN102692258 | This project was the purchase and installation of a Sorbathene Unit to recover Epichlorohydrin. | A positive use determination of 100% for the Sorbathene Unit. | 1995-03-05 | 1125000 | 100
669 | T3 | GPM Gas Company LLC | Goldsmith Plant | PO Box 738 | Goldsmith | TX | 79741 | Ector | CN601229917 | RN102673605 | GPM is installing two turbines to replace 31 large integral gas fired compressor engines and 2 small auxiliary engines. The turbines will be used to drive gas compressors used in gas processing. The installation of the turbines will reduce pollutant emissions from the plant by 4,200 ton/year. | A positive use determination of 30% for the two turbines and turbine spares. | 1995-03-20 | 2051006 | 100
670 | T3 | Phillips Petroleum Co | Phillips Pipe Line Co Lubbock Terminal | Flint And Clovis Rd | Lubbock | TX | 79408 | Lubbock | CN603900127 | RN101846111 | Bottom loading truck rack and vapor combustor unit. The bottom loading truck rack is designed to collect and channel the vapors displaced from truck loading operations to the vapor combustion unit. The bottom loading rack includes the meters, control valves, loading arms, couplings, and other appurtenances, piping, valves, structural, electrical, and controls necessary for installation and operation. The vapor combustion unit is designed to combust the vapors generated and displaced from truck loading operations. The vapor combustor has an efficiency rating exceeding 99% and is designed to meet a 10 mg/l VOC effluent standard. The vapor combustor includes the combustor stack, liquid knock out pot, flame arrestors, and the piping, valves, structural, electrical, and controls required for installation and operation. A new additive injection system was installed to ensure the proper quantity of additive is being injected into each gasoline load. The injectors will automatically shut down truck loading if additive is not being injected. | A positive use determination of 100% for the vapor combustor unit. A positive use determination of 70% for the bottom loading truck rack. A positive use determination of 50% for the additive injection system. | 1995-04-03 | 635000 | 100
671 | T3 | Michael Angelo's Gourmet Foods | Michael Angelo's | 200 Michael Angelo Way | Austin | TX | 78728 | Travis | CN602676595 | RN103029302 | The King Air Conditioning Units are used to either heat or cool the plant air, but through extensive filtration, these units also trap and contain different types of pollens, yeasts, molds, bacteria, and viruses. The King Air Conditioning units are dual purpose units; temperature controls and filtration. Each function is assumed to be 50% of the total Usage of the unit. Once these contaminants have been contained in the control device, they are disposed of properly. This filtration will aid in the reduction of air pollution. | A negative use determination. This application is a Tier II application for space heating and air conditioning units at a frozen food factory. The applicant is claiming a 50% partial exemption percentage for these units and cites the entire Texas Clean Air Act as the relevant rule. This application is given a negative use determination on the basis that there is no environmental requirement to install space heating and/or air conditioning units. Air conditioners are not considered to be air pollution control devices. | 1995-03-20 | 225718 | 100
672 | T3 | Hoechst Celanese Chemical Group | Celanese Bay City Plant | FM 3057 | Bay City | TX | 77404 | Matagorda | CN601117203 | RN100258060 | To recover inert gas emissions, the Hoechst Celanese Bay City Plant proposes to install an ethylene recovery system in the vinyl acetate unit. This project results in an emission reduction of 45.84 tons/yr VOC. | Not listed in database. | 1995-03-22 | 690500 | 100
673 | T3 | Shell Oil Company | Shell Deer Park - Refinery | 5900 Hwy 225 | Deer Park | TX | 77536 | Harris | CN601405145 | RN100211879 | This property constitutes pollution control equipment installed as part of a new electricity and steam cogeneration facility. The cogeneration facility is described in more detail in Attachment 1 to the application. | A positive use determination of 5% for the cogeneration facility. | 1995-04-28 | 3675700 | 100
674 | T3 | Shell Oil Company | Shell Deer Park - Refinery | 5900 Hwy 225 | Deer Park | TX | 77536 | Harris | CN601405145 | RN100211879 | This property constitutes pollution control equipment installed as part of a gas oil hydrotreater unit. The gas oil hydrotreater unit is described in more detail in Attachment 1 to the application. | A positive use determination of 100% for the new gas oil hydrotreater at the Shell Deer Park refinery. The equipment includes a high pressure H2S absorber, sour water collection, H2S stripping, pump seals, and double block valves. | 1995-03-22 | 8433000 | 100
675 | T3 | Southwestern Public Service Company | Harrington Station | 7201 N Lakeside Rd | Amarillo | TX | 79108 | Potter | CN601481336 | RN100224641 | Upgrading of burner nozzles on coal-fueled power generation unit boilers at Harrington Station. These enhanced burner nozzles are being installed to enable two units to meet the Federal Clean Air Act NOx emission limitations. The new burners will enhance fuel air mixing, resulting in a cooler flame and less production of NOx. The new nozzles will accrue other operational benefits that are not directly related to nor required by pollution control regulation. | A positive use determination of 80% for the enhanced burner nozzles installed on the coal fueled power generation unit boilers. | 1995-03-20 | 348589 | 100
676 | T1 | Dynagen Inc | Dynagen | 2000 East Pool Rd | Odessa | TX | 79766 | Ector | CN600876932 | RN101871507 | Two upgrades on the ammonia refrigeration system: oil/ammonia separation column and associated piping and controls; and twelve pressure switches installed on the ammonia refrigeration system pressure relief valves. | A positive use determination of 100% for the oil/ammonia separation column and associated piping and controls and the twelve pressure switches installed on the ammonia refrigeration system pressure relief valves. | 1995-03-14 | 60000 | 100
677 | T1 | Dynagen Inc | Dynagen | 2000 East Pool Rd | Odessa | TX | 79766 | Ector | CN600876932 | RN101871507 | Concrete containment was placed around several chemical storage tanks in the 100 area storage facility and one tank in the 500 processing area. | A positive use determination of 100% for the secondary containment devices (concrete) installed in the 100 Storage Area and the 500 Processing Area. | 1995-03-06 | 50000 | 100
678 | T1 | Dynagen Inc | Dynagen | 2000 East Pool Rd | Odessa | TX | 79766 | Ector | CN600876932 | RN101871507 | A new plant fire alarm system was installed to insure early detection of a fire so that it may be extinguished. The new system consists of a series of manual activated pull stations that alarm a specific area. | A negative use determination. The primary purpose of a fire alarm is to reduce property damage to plant facilities. This equipment does not qualify as 100% pollution control equipment. | 1995-03-15 | 65000 | 100
679 | T1 | Dynagen Inc | Dynagen | 2000 East Pool Rd | Odessa | TX | 79766 | Ector | CN600876932 | RN101871507 | Improvements to the recovery area of the plant were made as follows: The disorber vent is now routed to the ammonia compressors natural gas fuel system where it is consumed as fuel. Improvements to the recycle butadine sphere have been made to prevent pollution as follows: A density monitor has been installed upstream of the discharge. This monitor detects the difference in density between water and butadine and will automatically close the valve upon detection of butadine. A hydrocarbon monitor and alarm system have been installed under the butadine sphere. A wastewater stripping column including a heat exchanger and condenser was installed to remove residual styrene from the decanter water effluent. | A positive use determination of 100% for the pipeline, oxygen monitor and controls installed to route the butadine disorber vent to the ammonia compressors fuel system; the density monitor; the hydrocarbon monitor and alarm systems installed under the butadiene sphere; and the wastewater stripping column including the heat exchanger and condenser. | 1995-03-13 | 150000 | 100
680 | T2 | Siemens Rolm Communications Inc | Siemens Rolm Communications Inc. | 2205 Grand Ave Pwky | Austin | TX | 78728 | Travis | CN600379168 | RN101138493 | Gigahertz transverse electromagnetic cell facility. | A negative determination for the Electromagnetic Test Facility. | 1995-03-10 | 446000 | 100
686 | T1 | Empak Inc | Hockley Terminal | 17020 Premium Drive | Hockley | TX | 77447 | Harris | CN601527955 | RN100215961 | A wastewater filtering and recycle system was installed to removed pollutants. | A positive use determination of 100% for the wastewater filtering and recycling system. | 1995-03-06 | 33628 | 100
687 | T1 | Empak Inc | Empak Deer Park Terminal | 2759 Battleground Rd | Deer Park | TX | 77536 | Harris | CN601527955 | RN101842334 | Modifications were made to the wastewater filtering system by installing electrical controls and level switches. | A positive use determination of 100% for the electrical controls and level switches installed on the wastewater filtering systems. | 1995-03-06 | 12500 | 100
688 | T1 | Empak Inc | Empak Deer Park Terminal | 2759 Battleground Rd | Deer Park | TX | 77536 | Harris | CN601527955 | RN101842334 | A new CPI separator tank was purchased for mechanical oil, water, and solids separation. | A positive use determination of 100% for the CPI Separator Tank. | 1995-03-06 | 37760 | 100
689 | T1 | 7-Eleven Inc | 7-Eleven | Dallas County | Dallas | TX | 75247 | Dallas | CN600240329 | Various | Upgraded and replaced the following gas equipment: gasoline dispensers, gasoline piping, gasoline hoses and nozzles, gasoline tank probes. | A positive use determination of 100% for the tank probes and a positive use determination of 50% for the Stage II Vapor Recovery equipment installed at stations located in Dallas County. | 1995-02-15 | 222675 | 100
690 | T1 | 7-Eleven Inc | 7-Eleven | Denton County | Lewisville | TX | 75067 | Denton | CN600240329 | Various | Upgraded and replaced the following gas equipment: gasoline dispensers, gasoline piping, gasoline hoses and nozzles, gasoline tank probes. | A positive use determination of 100% for the tank probes and a positive use determination of 50% for the Stage II Vapor Recovery equipment installed at stations located in Denton County. | 1995-02-15 | 48638 | 100
691 | T1 | 7-Eleven Inc | 7-Eleven | Tarrant County | Fort Worth | TX | 76118 | Tarrant | CN600240329 | Various | Upgraded and replaced the following gas equipment: gasoline dispensers, gasoline piping, gasoline hoses and nozzles, gasoline tank probes. | A positive use determination of 100% for the tank probes and a positive use determination of 50% for the Stage II Vapor Recovery equipment installed at stations located in Tarrant County. | 1995-02-15 | 133813 | 100
695 | T2 | Siemens Rolm Communications Inc | Siemens Rolm Communications Inc. | 2205 Grand Ave Pwky | Austin | TX | 78728 | Travis | CN600379168 | RN101138493 | Gigahertz transverse electromagnetic cell facility. | A negative Use Determination. This is a Tier II application for an electromagnetic test facility at a digital circuit manufacturing facility. The applicant claims that the test facility was installed to comply with Federal Communications Commission requirements to assure that new digital circuitboards do not generateelectromagnetic waves and are not affected by electromagnetic interference such as radio waves. This test facility is strictly intended to determine product quality. Electromagnetic waves are not considered to be an air contaminant; therefore, this application does not demonstrate compliance with any environmental rules or requirements. This property is not environmental related. | 1995-03-13 | 446000 | 100
697 | T1 | The Dow Chemical Company | The Dow Chemical Company | 2301 Brazosport Blvd | Freeport | TX | 77541 | Brazoria | CN600356976 | RN102692258 | The installation of piping and instrumentation in the vent system to ensure an inert atmosphere in tankage throughout the plant and ensure proper operations of the vent abatement unit within air permit guidelines. | A positive use determination of 50% for the piping and instrumentation installed to the vent system. | 1995-03-05 | 91000 | 100
698 | T1 | The Dow Chemical Company | The Dow Chemical Company | 2301 Brazosport Blvd | Freeport | TX | 77541 | Brazoria | CN600356976 | RN102692258 | Upgrade T-71 HCL absorber to increase waste incineration capability. | A positive use determination of 100% for the T-71 HCL absorber. | 1995-04-05 | 69000 | 100
699 | T1 | Electro-Coatings Of Texas Inc | Electro-Coatings Of Texas Inc | 407 N Bryan St | Houston | TX | 77011 | Harris | CN600303424 | RN100675974 | A spray booth was purchased and installed for the purpose of shooting paint on reconditioned liner cores. | A positive use determination of 100% for the spray booth. | 1995-03-03 | 5315 | 100
700 | T1 | Electro-Coatings Of Texas Inc | Electro-Coatings Of Texas Inc | 216 Baywood Street | Houston | TX | 77011 | Harris | CN600303424 | RN103057790 | Installed Epoxy Floor Treatment: used as a barrier to prevent the leaching of a hazardous material to the soil as well as the groundwater. | The following property is used 100% for pollution control and is installed to meet or exceed federal or state regulations: Epoxy Floor Treatment. | 1995-03-02 | 6375 | 100
701 | T1 | Electro-Coatings Of Texas Inc | Electro-Coatings Of Texas Inc | 216 Baywood Street | Houston | TX | 77011 | Harris | CN600303424 | RN103057790 | Chromic acid exhaust scrubber - scrubs acid fumes coming from the ventilation system. Ventilation hoods used on chromic acid tanks to draw toxic fumes generated at the surface of the tank. Lined the ventilation hoods with Koroseal. A drop in liner is used as spill prevention equipment within a tank containing a corrosive chemical. The epoxy floor treatment is used as a barrier to prevent the leaching of a hazardous material to the soil as well as to the groundwater. | A positive use determination of 100% for the MAPCO scrubber, three Koroseal lined vent hoods, ventilation hoods, the Koroseal lining of two chrome tanks, the PVC drop in liner and the Permacoat 4000 epoxy floor treatment. | 1995-03-02 | 110415 | 100
702 | T1 | Chemical Lime | Chemical Lime - Valley Mills Plant | 505 W Fifth St | Valley Mills | TX | 76689 | Bosque | Insufficient Information | Insufficient Information | Dust collectors, test stack, scrubber stack height increase, screw conveyor, continuous monitoring equipment, and overburden material. | A positive use determination of 100% for the 5 dust collectors, the test stack, the extensions to the stacks, the screw conveyor, the CEM for the scrubber stack and the 3/8 limestone used to cover the gypsum waste piles. | 1995-03-03 | 204993 | 100
703 | T1 | Howell Hydrocarbons & Chemical Inc | Howell Hydrocarbons & Chemical | 1201 S Sheldon Rd | Channelview | TX | 77530 | Harris | CN600310346 | RN100600626 | Installation of a marine vapor recovery system at the barge facility. | A positive use determination of 100% for the vapor recovery unit. | 1995-03-03 | 265000 | 100
704 | T1 | Halliburton Energy Services | Halliburton Energy Services | 1800 Seawolf Pkwy | Galveston | TX | 77553 | Galveston | CN601551203 | RN101720126 | Installation of the additional tank piping and miscellaneous equipment. | Returned for failure to respond to a deficiency letter. | 1995-04-26 | 22263 | 100
705 | T1 | Halliburton Energy Services | Halliburton Energy Services | 2701 Industrial Blvd | Abilene | TX | 79605 | Taylor | CN601551203 | RN102501889 | Modifications to the Cement Bulk Plant: removed 13 bag dust collectors from each of the storage silos, and added a waste tank that has a 25 bag dust collector. Modifications to the sand plant: added another dust collector. | A positive use determination of 100% for the waste tank with the 25 bag dust collector installed at the Bulk Plant and the 13 bag dust collector installed at the Sand Plant. | 1995-03-13 | 44500 | 100
706 | T1 | Halliburton Energy Services | Halliburton Energy Services | 720 S Main | Jacksboro | TX | 76458 | Jack | CN601551203 | No Regulated Entity at this Location. | Modifications to the cement bulk plant: removed 13 bag dust collectors from each of the storage silos, and added a waste tank that has a 25 bag dust collector on it. | A positive use determination of 100% for the modifications to the Cement Bulk Plant. | 1995-03-02 | 45000 | 100
707 | T1 | Dover Resources Inc/Norriseal Controls | Norriseal Controls | 11122 West Little York | Houston | TX | 77041 | Harris | CN601240393 | RN101246296 | Two projects: Installed a Paint booth, Binks special CPFF-4-7-t Paint Arrestor Filter Floor-Type Spray Booth. Constructed an Oil Storage Building, 40'0" by 60'0" by 16'0" eave height, clean span building built over a sump and trench work system. | A positive use determination of 100% for the paint booth and the oil storage building. | 1995-03-02 | 155580 | 100
708 | T1 | TXU Electric Company | Monticello Sees | 9 M SW of Mt Pleasant | Mount Pleasant | TX | 75455 | Titus | CN601537566 | RN102285921 | CEMS installation project includes a building to house the monitors, capital spares, sample lines and probes, access elevators and platforms, control systems, and data acquisition systems. | A positive use determination of 100% for the Continuous Emission Monitoring system installed on Units 2 and 3 including building to house the monitors, capital spares, sample lines and probes, access elevators and platforms, control systems, and data acquisition systems. | 1995-03-02 | 2187000 | 100
709 | T1 | TXU Electric Company | Martin Lake Sees | 8850 FM 2658 N | Henderson | TX | 75653 | Rusk | CN600135511 | RN105127682 | CEMS installation project includes a building to house the monitors, capital spares, sample lines and probes, access elevators and platforms, control systems, and data acquisition systems. | A positive use determination of 100% for the Continuous Emissions Monitoring System installed on Unit 2 including building to house the monitors, capital spares, sample lines and probes, access elevators and platforms, control systems, and data acquisition systems. | 1995-03-02 | 1355000 | 100
710 | T1 | TXU Electric Company | North Lake | 14901 North Lake Rd | Dallas | TX | 75247 | Dallas | CN600135511 | RN101559854 | CEMS installation project includes a building to house the monitors, sample lines and probes, and control and data acquisition systems. | A positive use determination of 100% for the Continuous Emission Monitoring systems installed on Unit 1, 2 and 3 including the building to house the monitors, sample lines and probes, and control and data acquisition systems. | 1995-03-02 | 2212000 | 100
711 | T1 | TXU Electric Company | Lake Hubbard | 555 Barnes Bridge Rd | Mesquite | TX | 75182 | Dallas | CN600135511 | RN100673490 | CEMS installation project includes a building to house the monitors, sample lines and probes, and control and data acquisition systems. | A positive use determination of 100% for the CEMs installed on Units 1 and 2 including the building to house the monitors, sample lines and probes, and control and data acquisition systems. | 1995-03-02 | 1447000 | 100
712 | T1 | Halliburton Energy Services | Halliburton Energy Services | 6155 W Murphy | Odessa | TX | 79763 | Ector | CN601551203 | RN104171756 | The upgraded unit utilizes a vacuum motor and additional piping to move contaminates during product transfer from 13 bulk cement storage silos into a single 25 sock filter. | A positive use determination of 100% for the new air filtering system. | 1995-03-02 | 17113 | 100
713 | T1 | Halliburton Energy Services | Halliburton Energy Services | 2135 Highway 6 South | Houston | TX | 77292 | Harris | CN601551203 | RN100608579 | Installed system to recycle water from washing tools and equipment used in research/ engineering. | A positive use determination of 100% for the Biotech recycling building and equipment. | 1995-03-02 | 70000 | 100
714 | T2 | La Gloria Oil & Gas Company | Tyler Refinery | 1125 McMurry Dr | Tyler | TX | 75702 | Smith | CN602831232 | RN100222512 | Required analysis of soil borings. | A positive use determination of 100% for the soils investigation project. | 1995-03-22 | 170692 | 100
715 | T1 | La Gloria Oil & Gas Company | Tyler Refinery | 1125 McMurry Dr | Tyler | TX | 75702 | Smith | CN602831232 | RN100222512 | Phase I implementation of RCRA facility investigations to comply with TWC Implementation Schedule. | A positive use determination of 100% for the RCRA facility investigation. The determination does not exempt new or modified pre-existing work or equipment appraised and taxed previous to 1994. | 1995-03-29 | 750021 | 100
716 | T2 | La Gloria Oil & Gas Company | Tyler Refinery | 1125 McMurry Dr | Tyler | TX | 75702 | Smith | CN602831232 | RN100222512 | Hazardous waste permit application for aeration basins and stormwater containment basins to meet TNRCC request for additional information and required additional action. | A positive use determination of 100% for the costs relating to the obtaining of the hazardous waste permit. | 1995-03-22 | 66819 | 100
717 | T1 | La Gloria Oil & Gas Company | Tyler Refinery | 1125 McMurry Dr | Tyler | TX | 75702 | Smith | CN602831232 | RN100222512 | Install an infrared flare monitor on the crude unit flare and the cat unit flare. | A positive use determination of 100% for the purchase and installation of the two infrared flare flame monitors. | 1995-03-02 | 24900 | 100
718 | T1 | La Gloria Oil & Gas Company | Tyler Refinery | 1125 McMurry Dr | Tyler | TX | 75702 | Smith | CN602831232 | RN100222512 | Installed automatic shutdown controller at the Tyler Truck Terminal. | Returned for failure to respond to a deficiency letter. | 1995-04-26 | 29404 | 100
719 | T1 | La Gloria Oil & Gas Company | Tyler Refinery | 1125 McMurry Dr | Tyler | TX | 75702 | Smith | CN602831232 | RN100222512 | Extensive modifications to existing process and stormwater systems to eliminate the problem of commingling of stormwater and process water. | A positive use determination of 100% for the project which made extensive modifications to the existing process and stormwater systems. | 1995-03-02 | 2996069 | 100
720 | T1 | La Gloria Oil & Gas Company | Tyler Refinery | 1125 McMurry Dr | Tyler | TX | 75702 | Smith | CN602831232 | RN100222512 | Installation of high level alarms on tanks. | A positive use determination of 100% for the installation of the high level alarms on tanks #6, 10, 17, 42, 43, 46, 47, 54, 55, 134, and 135. | 1995-03-02 | 40000 | 100
721 | T1 | La Gloria Oil & Gas Company | Tyler Refinery | 1125 McMurry Dr | Tyler | TX | 75702 | Smith | CN602831232 | RN100222512 | Pave refinery roads to cover oil dirt roads with asphalt to prevent oil dirt particles from being washed into the stormwater containment basin or into the API separator. | A positive use determination of 100% for the paving of oil dirt roads with asphalt. | 1995-03-02 | 500000 | 100
722 | T1 | La Gloria Oil & Gas Company | Tyler Refinery | 1125 McMurry Dr | Tyler | TX | 75702 | Smith | CN602831232 | RN100222512 | Installation of hydrocarbon recovery system to prevent off-site migration and recover subsurface hydrocarbons. | A positive use determination of 100% for the 1994 costs for the Hydrocarbon Recovery System. | 1995-03-02 | 738750 | 100
723 | T2 | La Gloria Oil & Gas Company | Tyler Refinery | 1125 McMurry Dr | Tyler | TX | 75702 | Smith | CN602831232 | RN100222512 | Remove regulated asbestos containing material from process equipment to minimize health exposures and comply with environmental regulations. | A positive use determination of 100% for the costs related to asbestos abatement. The positive use determination does not include any costs related to remodeling or rebuilding of the structure or facility or the replacement of any asbestos contaminated equipment. | 1995-03-08 | 1202080 | 100
724 | T2 | La Gloria Oil & Gas Company | Tyler Refinery | 1125 McMurry Dr | Tyler | TX | 75702 | Smith | CN602831232 | RN100222512 | Replace underground piping to above ground piping. | A positive use determination of 100% for the project to replace the underground piping with aboveground piping. This positive determination does not include any costs related to the replacement, construction or relocation of any product storage tank or piece of process equipment. A negative use has been made for the pipeline upgrade which is use only product movement purposes. | 1995-04-28 | 18698000 | 100
725 | T2 | La Gloria Oil & Gas Company | Tyler Refinery | 1125 McMurry Dr | Tyler | TX | 75702 | Smith | CN602831232 | RN100222512 | Distributed system for delivering water from 1.2 million gallon fire water holding pond. | A positive use determination of 100% for the Emergency Deluge System. | 1995-04-28 | 762230 | 100
726 | T1 | Tall Timbers Utility Co. Inc | Wastewater Treatment Plant | 6.1 M SSW of Tyler | Tyler | TX | 75702 | Smith | Insufficient Information | Insufficient Information | Constructed a 200,000 gallon per day contact stabilization residential wastewater/sewage treatment facility. Equipment includes: clarifier, 2 Duraflow #4509 Blowers (housed in a hadite block/metal roofed shed), a chlorine contact chamber, controls and electrical control panels, pumps, blowers, chlorinators and a backup diesel generator. | A positive use determination of 100% for the wastewater/sewage treatment facility. | 1995-03-10 | 350000 | 100
727 | T1 | Halliburton Energy Services | Halliburton Energy Services | 6750 Broadoak | Beaumont | TX | 77708 | Jefferson | CN601551203 | RN101475036 | Oil skimmer with containment: Skims the oil off the water that is being discharged. | A positive use determination of 100% for the oil skimmer with containment device and the secondary containment concrete berm. | 1995-03-02 | 3200 | 100
728 | T1 | Halliburton Energy Services | Halliburton Energy Services | 3687 North FM 1611 | Snyder | TX | 79549 | Scurry | CN601551203 | RN102543287 | Installed seven steel sump pumps used for transfer of process water to temporary storage tanks. Installed one SE2IVPE Pacer Skid Pump w/Motor used to transfer waste water to temporary storage tanks. Installed one 1500-5LP Delco Avenger car washer used to remove containments from mobile equipment. Purchased Absorbent materials used for picking up liquid spills. | A positive use determination of 100% for the seven steel sump pumps, one SE2JUPE Pacer Pump skid with motor, one 1500-5LP Delco Avenger car washer, and the absorbent materials which will be used as spill response equipment. | 1995-03-02 | 6073 | 100
729 | T1 | Halliburton Energy Services | Halliburton Energy Services | 6155 W Murphy | Odessa | TX | 79763 | Ector | CN601551203 | RN104171756 | Installed a new air filtering system on bulk cement handling operation. Upgraded unit utilizes a vacuum motor and additional piping to move contaminates during product transfer to the sock filter. | Withdrawn by applicant | 1995-03-07 | 17113 | 100
730 | T1 | Halliburton Energy Services | Halliburton Energy Services | 14103 Interdrive W | Houston | TX | 77032 | Harris | CN601551203 | RN100584416 | Installed: Bag filters which filter solids out of water; secondary containment system; and RGF system. | A positive use determination of 100% for the bag filters addition to the RGF. | 1995-03-14 | 28736 | 100
731 | T1 | Crown Central Petroleum Corp | Crown Central - Pasadena Refinery | 111 Red Bluff Rd | Pasadena | TX | 77506 | Harris | CN600273999 | RN100716661 | Installation of dry sample collection system at lab including tank and dumping basin, foundation, collector and piping, instruments and electrical. | A positive use determination of 100% for the dry sample collection system. | 1995-03-08 | 15775 | 100
732 | T1 | La Gloria Oil & Gas Company | Tyler Refinery | 1125 McMurry Dr | Tyler | TX | 75702 | Smith | CN602831232 | RN100222512 | Portable gas monitoring equipment ( 2 Sensidyne #18101410 HMX 271 instruments, 2 sampling pumps and 2 carrying cases) to be used to reduce H2S emissions. | A positive use determination of 100% for the portable gas monitoring equipment. | 1995-03-02 | 3431 | 100
733 | T1 | La Gloria Oil & Gas Company | Tyler Refinery | 1125 McMurry Dr | Tyler | TX | 75702 | Smith | CN602831232 | RN100222512 | Costs related to offsite underground hydrocarbon plume investigation. | A positive use determination of 100% for the Offsite Underground Hydrocarbon Plume Investigation project. | 1995-03-15 | 230000 | 100
734 | T1 | La Gloria Oil & Gas Company | Tyler Refinery | 1125 McMurry Dr | Tyler | TX | 75702 | Smith | CN602831232 | RN100222512 | Costs related to onsite underground hydrocarbon plume investigation. | A positive use determination of 100% for the Onsite Underground Hydrocarbon Plume Investigation project. | 1995-03-15 | 130000 | 100
735 | T1 | Crown Central Petroleum Corp | Crown Central - Pasadena Refinery | 111 Red Bluff Rd | Pasadena | TX | 77506 | Harris | CN600273999 | RN100716661 | Repair cathodic protection system and expand cathodic protection to nine additional tanks. | A positive use determination of 100% for the installation of new cathodic protection on storage tanks and the repair of existing cathodic protection. | 1995-03-02 | 25402 | 100
736 | T1 | La Gloria Oil & Gas Company | Tyler Refinery | 1125 McMurry Dr | Tyler | TX | 75702 | Smith | CN602831232 | RN100222512 | Installation of septic systems at five areas of plant, replacing plugged up, broken or damaged septic systems. | A positive use determination of 100% for the installation of new septic systems at five areas in the plant. | 1995-03-02 | 32000 | 100
737 | T1 | The Lubrizol Corporation | Lubrizol Bayport | 12801 Bay Area Blvd | Pasadena | TX | 77507 | Harris | CN600269617 | RN101058410 | Waste related projects: Filter cake building - including foundation, building, piping, and utilities. Waste oil recovery - tank and piping. Waste oil tank for Lab - tank | A positive use determination for the waste oil tank for the laboratory, the waste oil recovery tank and piping, and the filter cake building (including the foundation, building, piping and utilities supply). | 1995-03-08 | 408899 | 100
738 | T1 | The Lubrizol Corporation | Lubrizol Bayport | 12801 Bay Area Blvd | Pasadena | TX | 77507 | Harris | CN600269617 | RN101058410 | Water related projects: Wastewater management project Phase 1 - pumps, piping, instrumentation and foundations. Amps Unit expansion - sewer sump pumps, dust collectors, concrete dikes, sumps, tanks and piping. Tank truck loading spot containment - concrete pad and berms. Containment area for solvent recycle - concrete pad. Lab Amps Waste containment area | A positive use determination of 100% for the pumps, piping, instrumentation and foundations installed as part of the Wastewater Management Phase I project. A positive use determination of 100% of the sewer sump pumps, concrete dikes, sumps, tanks and piping installed as part of the Amps Unit Expansion. A positive use determination of 100% for the concrete pad and berms installed during the Tank Truck Loading Spot Containment project, the concrete pad installed as part of the containment Area for Solvent Recycle project and the Lab Amp Waste Containment Area. | 1995-03-02 | 260499 | 100
739 | T1 | Goodyear Tire & Rubber Company | Goodyear Chemical Plant | 13411 Bay Area Blvd | Pasadena | TX | 77507 | Harris | CN600616049 | RN102608932 | Decanter/pumps check piping to capture wastewater and fumes from maintenance activities on benzene handling process equipment. Spare pumps, filters piping to handle stormwater and close aeration pond. | A positive use determination of 100% for the decanter, pumps and piping installed to capture wastewater and fumes from maintenance activities on the Benzene handling process; the spare pumps, filters and piping installed to handle stormwater and close the aeration pond; and the slabs and curbs installed as spill containment devices. | 1995-03-13 | 12543 | 100
740 | T1 | Goodyear Tire & Rubber Company | Goodyear Chemical Plant | 2000 Goodyear Dr | Houston | TX | 77001 | Harris | CN600616049 | RN100870898 | Relocation of used oil tank into concrete lined containment area and upgrade existing drum storage area. Construct secondary containment dike around new oil emulsion tank. Construct truck unloading station with oil separator pit. | A positive use determination of 100% for the relocation of the used oil tanks, the upgrade of the existing drum storage area and the construction of the secondary containment device around the oil emulsion tank. | 1995-03-03 | 89699 | 100
741 | T1 | Goodyear Tire & Rubber Company | Goodyear Chemical Plant | 2000 Goodyear Dr | Houston | TX | 77001 | Harris | CN600616049 | RN100870898 | Upgrade of existing sanitary sewer system, including expanding chlorinator contact chamber, addition of a new sump pump and installation of a more reliable liquid chlorine addition system. | A positive use determination of 100% for the upgrade to the sanitary sewer system, including expanding the chlorinator contact chamber, addition of a new sump and installation of the chlorine addition system. | 1995-03-02 | 25304 | 100
742 | T1 | Zeneca Ag Products | Zeneca Ag Products - Bayport Site | 5757 Underwood Rd | Pasadena | TX | 77507 | Harris | CN600960660 | RN102344355 | Installed a Lighting Model SX73-Q-5 agitator assembly, baffles, and structure supports. | A positive use determination of 100% for the Lightning Model SX83-Q-5 Agitator assembly, baffles and structural supports. | 1995-03-02 | 40000 | 100
743 | T1 | Zeneca Ag Products | Zeneca Ag Products - Bayport Site | 5757 Underwood Rd | Pasadena | TX | 77507 | Harris | CN600960660 | RN102344355 | Environmental items installed included a network of electric heat traced vent piping; a Bipyridyl Scrubber; a concrete pad and dike; and a local collection sump. | A positive use determination of 100% for the installation of the vent pipe collection system, blowers, scrubber, and ancillary equipment, concrete pad, dike and sump. | 1995-03-03 | 458570 | 100
744 | T3 | La Gloria Oil & Gas Company | Tyler Refinery | 1125 McMurry Dr | Tyler | TX | 75702 | Smith | CN602831232 | RN100222512 | Revamp hydrotreater to remove additional sulfur in diesel fuel for on-highway uses. | Returned for failure to respond to a deficiency letter. | 1995-04-26 | 8157849 | 100
745 | T1 | Gary Lovell | Radiator Repair Shop | Highway 77 North | Rockdale | TX | 76567 | Milam | Insufficient Information | Insufficient Information | Install ECAR Waste Water Treatment System which uses chemical precipitation to remove heavy metals from water and reuse 100% of the water. | A positive use determination of 100% for the ECAR Waste Water Treatment System. | 1995-03-13 | 4345 | 100
746 | T1 | Howell Hydrocarbons & Chemical Inc | Howell Hydrocarbons & Chemical | 1201 S Sheldon Rd | Channelview | TX | 77530 | Harris | CN600310346 | RN100600626 | Installation of a floating roof on storage tank number 82. | A positive use determination of 100% for the internal floating roof installed on tank 82. | 1995-03-03 | 72400 | 100
747 | T1 | Howell Hydrocarbons & Chemical Inc | Howell Hydrocarbons & Chemical | 1201 S Sheldon Rd | Channelview | TX | 77530 | Harris | CN600310346 | RN100600626 | Installation of concrete containment for mixers and other hydrocarbons leak sources in the 50/60 tank farm. | A positive use determination of 100% for the concrete containment installed at the mixers and other areas at the 50/60 tank farm. | 1995-03-02 | 6000 | 100
748 | T1 | Howell Hydrocarbons & Chemical Inc | Howell Hydrocarbons & Chemical | 1201 S Sheldon Rd | Channelview | TX | 77530 | Harris | CN600310346 | RN100600626 | Installation of higher efficiency burners on both boilers to reduce emissions and gas consumption. | A positive use determination of 100% for the higher efficiency burners installed. | 1995-03-06 | 41000 | 100
749 | T1 | Howell Hydrocarbons & Chemical Inc | Howell Hydrocarbons & Chemical | 1201 S Sheldon Rd | Channelview | TX | 77530 | Harris | CN600310346 | RN100600626 | Installation of polymer addition capability to the wastewater plant. | A positive use determination of 100% for the Polymer Addition system installed at the wastewater plant. | 1995-03-02 | 7200 | 100
750 | T1 | Howell Hydrocarbons & Chemical Inc | Howell Hydrocarbons & Chemical | 1201 S Sheldon Rd | Channelview | TX | 77530 | Harris | CN600310346 | RN100600626 | Installation of instrumentation to the API separator and the necessary piping. | A positive use determination of 100% for the instrumentation and piping installed to the API separator. | 1995-03-02 | 23000 | 100
751 | T1 | Howell Hydrocarbons & Chemical Inc | Howell Hydrocarbons & Chemical | 1201 S Sheldon Rd | Channelview | TX | 77530 | Harris | CN600310346 | RN100600626 | Installation of additional controls to the CPI separator. | The following property is used 100% for pollution control and is installed to meet or exceed federal or state regulations: CPI separator controls. | 1995-03-02 | 9100 | 100
752 | T1 | Howell Hydrocarbons & Chemical Inc | Howell Hydrocarbons & Chemical | 1201 S Sheldon Rd | Channelview | TX | 77530 | Harris | CN600310346 | RN100600626 | Installation of a VOC stripper to remove VOCs including benzene from wastewater. | The following property is used 100% for pollution control and is installed to meet or exceed federal or state regulations: VOC stripper. | 1995-03-02 | 43000 | 100
753 | T1 | Baker Petrolite | Baker Performance Chemicals |  | Liberty | TX | 77575 | Liberty | CN600270037 | RN102960556 | The project included the installation of new and the repair of old concrete secondary containment and drainage system at a bulk loading facility. | A positive use determination of 100% for the installation of new and repair of existing concrete secondary containment and drainage system. | 1995-03-02 | 61262 | 100
754 | T1 | Baker Petrolite | Baker Performance Chemicals |  | Liberty | TX | 77575 | Liberty | CN600270037 | RN102960556 | The property included the repair and upgrade of an emission device utilized to control air emission contaminants in accordance with the facility permit 3275A. | A positive use determination of 100% for the repair and upgrade plant scrubber. | 1995-03-06 | 3747 | 100
755 | T1 | Baker Petrolite | Baker Performance Chemicals |  | Liberty | TX | 77575 | Liberty | CN600270037 | RN102960556 | The property includes a new fire suppressant deluge system for the Plant B operating area. | A positive use determination of 100% for the fire suppressant deluge system. | 1995-03-03 | 62812 | 100
756 | T1 | Reichhold Chemicals Inc | Reichhold Chemicals Inc | 1503 Haden Rd | Houston | TX | 77015 | Harris | CN600380885 | RN100673136 | High level alarms, Phase I and II: Installed high level alarms for raw material and product storage tanks, reactors and tanks. Trench system containment: Covering and rehabilitation of trench system throughout plant. Corrosion resistant piping installed in existing trench system, then covered with concrete. Product storage tank linings: Lining of four polyester storage tanks. | A positive use determination of 100% for the high level alarms installed on the raw material and product storage tanks, reactors and intermediate tanks. | 1995-03-13 | 137684 | 100
757 | T1 | Crown Central Petroleum Corp | Crown Central - Pasadena Refinery | 111 Red Bluff Rd | Pasadena | TX | 77506 | Harris | CN600273999 | RN100716661 | Installation of combustible gas detector system in the CPI separator control room. | A positive use determination of 100% for the combustible gas detector system installed in the CPI separator control room. | 1995-03-08 | 5428 | 100
758 | T1 | Crown Central Petroleum Corp | Crown Central - Pasadena Refinery | 111 Red Bluff Rd | Pasadena | TX | 77506 | Harris | CN600273999 | RN100716661 | Pave area around crude dehazer. | A positive use determination of 100% for the project to pave the crude dehazer area. | 1995-03-02 | 31070 | 100
759 | T1 | Crown Central Petroleum Corp | Crown Central - Pasadena Refinery | 111 Red Bluff Rd | Pasadena | TX | 77506 | Harris | CN600273999 | RN100716661 | Repair storage tank roof seals. | A positive use determination of 100% for the repairs made to the storage tank roof seals. | 1995-03-03 | 228900 | 100
760 | T1 | Elf Atochem North America Inc | Elf Atochem North America Inc | 2810 Gulf States Rd | Beaumont | TX | 77701 | Jefferson | CN600124044 | RN100216373 | Projects: D-307 roof replacement, truck loading fogging system, loading purafil filter system, BII gas detectors, D-213 major repair, D-2250 A&B repair, D-213 and D-3213 piping upgrade, spill response boat, replacement of truck loading MFD. | A positive use determination of 100% for the D-307 roof replacement, the truck loading area fogging system, the rail yard loading purafil system, the BII gas detectors, the D-213 major repair, the D-2550 A & B repair, the D-213 & D-3213 piping upgrade, and the spill response boat and trailer. A negative use determination for the replacement truck loading manifold. This property is considered to be production equipment and not pollution control property. | 1995-04-27 | 269608 | 100
761 | T1 | TXU Electric Company | Monticello Sees | 9 M SW of Mt Pleasant | Mount Pleasant | TX | 75455 | Titus | CN601537566 | RN102285921 | A new fueling facility, consisting of an above ground diesel storage tank and an above ground gasoline storage tank, was installed at Monticello Station. The gasoline tank is a double walled tank with the second wall serving as secondary containment. Also, a curb was installed to direct any potential spills to a waste sump. This curbing serves as secondary containment for the diesel tank and tertiary containment for the gasoline tank. | A positive use determination of 100% for the curbing installed as secondary containment and a positive use determination of 50% for the gasoline tank. | 1995-03-02 | 20000 | 100
762 | T1 | TXU Electric Company | Monticello Sees | 9 M SW of Mt Pleasant | Mount Pleasant | TX | 75455 | Titus | CN601537566 | RN102285921 | This application covers upgrades to the rapping system on Unit 2 electrostatic precipitators and for the installation of a new ammonia flue gas conditioning which supplies ammonia upstream of Unit 1 and Unit 2 baghouses, and provides better distribution and control of the ammonia injection. | A positive use determination of 100% for the upgrades to the Unit 2 precipitator rapper and the Unit 1 and 2 ammonia flue gas conditioning system. | 1995-03-02 | 1400000 | 100
763 | T1 | TXU Electric Company | Tradinghouse | Rt 7 Box 457 | Waco | TX | 76705 | McLennan | CN602482861 | RN102566494 | Installation of CEMS. The NOx and O2 CEMS are provided by Anarad, and the SO2 and CO2 CEMS include fuel flow monitors and fuel sampling equipment. These systems also include a building to house the monitors, sample lines and probes, and control and data acquisition systems. | A positive use determination of 100% for the Unit 2 Continuous Emission Monitoring System. | 1995-03-02 | 714000 | 100
764 | T1 | TXU Electric Company | Graham | PO Box 248 | Graham | TX | 76450 | Young | CN600135511 | RN102563426 | Installation of CEMS. The NOx and O2 CEMS are provided by Anarad, and the SO2 and CO2 CEMS include fuel flow monitors, and fuel sampling equipment. These systems also include a building to house the monitors, sample lines and probes, and control and data acquisition systems. | A positive use determination of 100% for the Unit 1 Continuous Emissions Monitoring System. | 1995-03-02 | 795000 | 100
765 | T1 | TXU Electric Company | Bethel Storage Dome | 1 M S Bethel On FM2706 | Palestine | TX | 75801 | Anderson | CN602673071 | RN102565710 | A vapor recovery unit was installed to process all reboiler vapors through a three phase separator, where volatile hydrocarbons are extracted under a slight vacuum and routed to the two reboiler burners for use as fuel. The project also includes piping, control valves, instrumentation, flame sensors, and safety bypass flares. | A positive use determination of 50% for the vapor recovery unit. | 1995-03-02 | 23500 | 100
766 | T1 | TXU Electric Company | Sandow SES | PO Box 1111 | Rockdale | TX | 76567 | Milam | CN600128490 | RN102147881 | The existing mechanical collection equipment in the area of the crusher surge bin, a Type W Roto-clone with a dry-type pre-cleaner, has required extensive maintenance to keep it operating efficiently. The equipment is being replaced with a Type N Roto-clone which has a wet bath type pre-cleaner in lieu of equipment modification. | A positive use determination of 100% for the Unit 4 lignite dust suppression system. | 1995-03-02 | 180000 | 100
767 | T1 | TXU Electric Company | Martin Lake Sees | 8850 FM 2658 N | Henderson | TX | 75653 | Rusk | CN600135511 | RN105127682 | Replacement of existing individual seal air fans systems with a central system supplying seal air from the existing induced draft fans seal air system for Units 1, 2, and 3 at Martin Lake. | A positive use determination of 100% for the seal air system for SO2 tower guillotines on Units 1, 2 and 3. | 1995-03-02 | 1069900 | 100
768 | T1 | TXU Electric Company | Valley | PO Box 178 | Savoy | TX | 75479 | Fannin | CN600135511 | RN102285855 | Installation of CEMS. The NOx and O2 CEMS are provided by Anarad, and the SO2 and CO2 CEMS include fuel flow monitors, and fuel sampling equipment. These systems also include a building to house the monitors, sample lines and probes, and control and data acquisition systems. | A positive use determination of 100% for the CEMs installed on Unit 1, 2 and 3 including the building to house the monitors, sample lines and probes, and control and data acquisition systems. | 1995-03-02 | 2047000 | 100
769 | T3 | Crown Central Petroleum Corp | Crown Central - Pasadena Refinery | 111 Red Bluff Rd | Pasadena | TX | 77506 | Harris | CN600273999 | RN100716661 | Purchase and installation of a particulate filter and a larger surge drum upstream of the sour water stripper, increase the cooling capacity of the Lean Amine system, purchase of a flash drum draw-off pump and spare to reduce the back pressure in the SRU, and routing of the FCC Merox vent to the SRU. | Returned for failure to respond to a deficiency letter. | 1995-04-28 | 202539 | 100
770 | T2 | Crown Central Petroleum Corp | Crown Central - Pasadena Refinery | 111 Red Bluff Rd | Pasadena | TX | 77506 | Harris | CN600273999 | RN100716661 | Alky Hazard Identification and evaluation support study, H.F. Acid unloading rack revision, and level control stations in Alky's 1 and 2. | A negative use determination. The application does not meet the criteria established in sections 277.4(a) and 277.10(4) of the rules which govern this program (30 TAC 277). | 1995-04-28 | 105249 | 100
771 | T2 | Elf Atochem North America Inc | Elf Atochem North America Inc | 2810 Gulf States Rd | Beaumont | TX | 77701 | Jefferson | CN600124044 | RN100216373 | E-111 major repair and installation, E-2111 major repair and installation, D-112 major repair and installation, D-2112 major repair installation, D-2279 major repair and installation, D-2279 major repair and installation, D-139 major repair and installation, day tank piping replacement, parametrics D-meter, mechanical integrity inspection PTS, weather station, environmental software (CAMEO), radiographic storage. | A positive use determination of 100% for the Parametrics D-Meter, the mechanical integrity inspection port project, the weather station and associated equipment, the purchase of the CAMEO software package, and the radiographic storage facilities and a positive use determination of 50% for the D-2279 major repair and installation project. The liner replaced as part of the D-2279 project is considered to be a secondary containment device. This property is considered to be pollution control property and was installed to meet or exceed a federal or state rule or regulation. A negative use determination for the E-111, E-2111, D-112, D02112, and D-139 repair and installation projects and the day tank piping replacement project. These tanks and piping are part of the production process and do not qualify as pollution control property. | 1995-04-27 | 139111 | 100
772 | T3 | Crown Central Petroleum Corp | Crown Central - Pasadena Refinery | 111 Red Bluff Rd | Pasadena | TX | 77506 | Harris | CN600273999 | RN100716661 | Purchase and installation of low NOx burners for the reformer #3. | A positive use determination of 50% for the installation of the low NOx burners on the combustion units at the Pasadena Refinery. | 1995-04-26 | 301980 | 100
773 | T3 | Crown Central Petroleum Corp | Crown Central - Pasadena Refinery | 111 Red Bluff Rd | Pasadena | TX | 77506 | Harris | CN600273999 | RN100716661 | Centralized refinery control system, FCC Compressor Control, FCC emergency shutdown system. | A negative use determination. The listed propert6y is production equipment. | 1995-04-28 | 4119053 | 100
774 | T1 | KMCO LP | KMCO LP | 16503 Ramsey Rd | Crosby | TX | 77532 | Harris | CN604105221 | RN101613511 | A concrete pad was installed under a tank farm expansion. | The following property is used 100% for pollution control and is installed to meet or exceed federal or state regulations: concrete pad installed under a tank farm expansion. | 1995-03-02 | 52577 | 100
775 | T1 | KMCO LP | KMCO LP | 16503 Ramsey Rd | Crosby | TX | 77532 | Harris | CN604105221 | RN101613511 | A new clarifier was installed. Also pre-treatment modifications were made in order to decrease overall organic loading in the clarifier and therefore, promote solids separation. | The following property is used 100% for pollution control and is installed to meet or exceed federal or state regulations: new clarifier and pre-treatment modifications. | 1995-03-02 | 57476 | 100
776 | T1 | KMCO LP | KMCO LP | 16503 Ramsey Rd | Crosby | TX | 77532 | Harris | CN604105221 | RN101613511 | A Chiller System was added to four Distillation Column Vent Stacks. | A positive use determination of 100% for the Chiller System. | 1995-03-13 | 25551 | 100
777 | T1 | KMCO LP | KMCO LP | 16503 Ramsey Rd | Crosby | TX | 77532 | Harris | CN604105221 | RN101613511 | A Reactor Scrubbing System was installed. | A positive use determination of 100% for the Reactor Scrubbing System. | 1995-03-13 | 116471 | 100
778 | T2 | Crown Central Petroleum Corp | Crown Central - Pasadena Refinery | 111 Red Bluff Rd | Pasadena | TX | 77506 | Harris | CN600273999 | RN100716661 | Install remote operated actuators on suction valves at Reformer #3. | A positive use determination of 100% for the remote actuators installed on the suction valves at reformer #3. | 1995-04-11 | 27670 | 100
779 | T3 | Crown Central Petroleum Corp | Crown Central - Pasadena Refinery | 111 Red Bluff Rd | Pasadena | TX | 77506 | Harris | CN600273999 | RN100716661 | This project will allow Crown to manufacture a non-winter grade of reformulated gasoline. The project will convert existing equipment to separate a benzene rich cut from re-format, then sell this cut via barge to other aromatics producers for purification. The remaining reformate will be basis of non-winter reformulated gasoline. The non-winter reformulated product will be sold at GATX at Pasadena and will be shipped via Colonial Pipeline to mandatory reformulated product areas on the East Coast. | A negative use determination for the construction of a reformate splitter and dock vapor recovery system. The applicant's response to the TNRCC deficiency letter did not justify 100% pollution control credit for the reformate splitter and did not give adequate information on the dock loader for TNRCC staff to determine if it is 100% pollution control property. | 1995-04-26 | 3350000 | 100
780 | T1 | The Lubrizol Corporation | Lubrizol Deer Park | 41 Tidal Rd | Deer Park | TX | 77536 | Harris | CN600269617 | RN100221589 | Installed/purchased: Stormwater weir/collection box, flume to measure process sewer flow, instruments - level sensors, mechanical pump seals, pipe, fittings, new effluent sludge pump. | A positive use determination of 100% for the #2 Outfall Stormwater Collection Box, the level sensors installed at the #1 Lift Station, the Palmer-Bolus Plume, the mechanical pump seals installed on the Acid pumps, the pipes and fittings installed for the stormwater back-up pump, and the T-8X pump replacement. | 1995-03-13 | 84633 | 100
781 | T1 | The Lubrizol Corporation | Lubrizol Deer Park | 41 Tidal Rd | Deer Park | TX | 77536 | Harris | CN600269617 | RN100221589 | Heating, foundation, piping and instruments. | A positive use determination of 100% for the WO-12 Heater. | 1995-03-21 | 169058 | 100
783 | T1 | Temple-Inland Forest Products Corp | Buna Lumber Sawmill Operations | 2 Mi N On Hwy 96 | Jasper | TX | 75951 | Jasper | CN602787053 | RN100217132 | Construction of an 8" asphalt curb at the entrance to a petroleum storage area. | A positive use determination of 100% for the 8" asphalt curb installed at the entrance to the petroleum storage area. | 1995-03-20 | 1500 | 100
784 | T1 | Dow Environmental Inc | Dow Chemical Company The | 400 W Sam Houston Pkwy S | Houston | TX | 77042 | Harris | CN602546517 | RN105836654 | Purchase of two thermal desorbers. | Withdrawn by applicant | 1995-03-14 | 2300000 | 100
785 | T1 | Hill Everett Hill Partnership | Lone Star Car Wash Inc | 900 Dallas Dr | Denton | TX | 76205 | Denton | CN600822332 | RN101556066 | A Healy Stage II Vapor Recovery System was installed with new piping, and two dual dispensers were retrofitted. Three overfill/over spill containment units were installed. An underground storage tank monitoring system for fluid level, temperature and alarms with tightness testing capabilities was installed. | A positive use determination of 50% for the Healy Stage II Vapor Recovery System installed, including the piping and the two Dual Dispensers, and a positive use determination of 100% for the three overfill/spill containment manholes and the three Red Jacket RLM 5000 Tank monitors. | 1995-03-13 | 17443 | 100
786 | T2 | Intercontinental Manufacturing Co Inc | Intercontinental Manufacturing Co Inc | 1200 N Glenbrook Dr | Garland | TX | 75046 | Dallas | CN600766752 | RN102660909 | Airless Painting Equipment: The seven systems consist of positive displacement pumps, electric paint heaters, spray guns with a variety of nozzles, special flexible tube with nozzle for painting insides of tubing, and control device for regulating heat and spray pressure. Wastewater Treatment Plant: The facility includes a clarifier, an equalization tank, filter press, an on-line analyzer, metering pumps, tank for chemical precipitation, and monitoring and control equipment. | A positive use determination of 100% for the Airless Painting Equipment including the positive displacement pumps, electric paint heaters, spray guns, special flexible tube with nozzle and the control device for regulating heat and spray pressure and a positive use determination of 100% for the clarifier, equalization tank, filter press, on-line analyzers, metering pumps, tank for chemical precipitation and monitoring and control equipment installed to pretreat wastewater. | 1995-03-13 | 249602 | 100
787 | T3 | Hanover Compression LP | Hanover Maintech | 12001 N Houston Rosslyn | Houston | TX | 77086 | Harris | CN601096969 | RN101997500 | Installation of Wash Water Reclamation system. This device removes any hydrocarbon residue in the wastewater. The hydrocarbon residue is removed in a series of processes such as coalescing, filtering, skimming, and polishing. | A positive use determination of 100% for the RGF Ultra Sorb Model LD/PUC Wash Water Reclamation System and RGF Ultra Sorb Model OWS-20. | 1995-03-13 | 17695 | 100
788 | T3 | Stolthaven (Houston) Inc | Stolthaven | 15630 Jacintoport Blvd | Houston | TX | 77015 | Harris | CN600124820 | RN100210475 | Fire truck, 18' boat, spill boom, boat/boom trailer, building add-on. | A positive use determination of 100% for the following spill response equipment: 18' boat, Spill Boom, Boat and Boom Trailer, and building add-on to house this equipment. The fire truck is not eligible for a 100% positive use determination. The TNRCC believes that the primary purpose of a fire truck is to reduce property damage and not for pollution control purposes. | 1995-03-14 | 226218 | 100
789 | T1 | Halliburton Energy Services | Halliburton Energy Services | 2701 Industrial Blvd | Abilene | TX | 79605 | Taylor | CN601551203 | RN102501889 | Installation of a new acid scrubber. | A positive use determination of 100% for the new Acid Scrubber. | 1995-03-13 | 1000 | 100
790 | T1 | Reichhold Chemicals Inc | Reichhold Chemicals Inc | 1503 Haden Rd | Houston | TX | 77015 | Harris | CN600380885 | RN100673136 | Lined four polyester storage tanks. | A positive use determination of 100% for the lining of four polyester storage tanks. | 1995-03-13 | 21837 | 100
791 | T1 | Elf Atochem North America Inc | Elf Atochem North America Inc | 201 W Dodge St | Bryan | TX | 77801 | Brazos | CN600124044 | RN101664084 | Purchase and installation of CPVC pipe, fittings and valves to allow for back flush of the groundwater system activated alumina columns through the existing activated carbon column back flush line. The equalization tank will require installation of a fiberglass fitting. | A positive use determination of 100% for the Expanded Backflush Capability Project (CPVC pipe, fittings and valves), waste drum handling containment system, the waste compactor and cart and the installation of Well Pump #8. | 1995-03-21 | 275547 | 100
792 | T2 | Union Carbide Corporation | Union Carbide - Texas City | 3301 5Th Ave S | Texas City | TX | 77592 | Galveston | CN601688781 | RN100219351 | Project to move 68 product loading lines, which are located below dock #66, to above ground. Project also installs Emergency Shutdown valves. Equipment includes: piping, supports, valves, hose tower, hoses, electrical, and drip pans. | A positive use determination of 100% for the project to move the 68 loading lines located below Dock #66 to the elevated switching station located on the dock front. Property includes piping, structural steel, drip pans, loading hoses, electrical and control systems and other required expenditures. | 1995-03-20 | 1350000 | 100
793 | T3 | Crown Central Petroleum Corp | Crown Central - Pasadena Refinery | 111 Red Bluff Rd | Pasadena | TX | 77506 | Harris | CN600273999 | RN100716661 | A third transfer pump was installed to feed the main crude charge to the crude unit. | A negative use determination. This application is a Tier III application requesting a partial use determination of 50%. The property included in the application is a gas oil transfer pump. The TNRCC considers this gas oil transfer pump to be a piece of production equipment which was installed to improve the quality of a product. Any pollution control benefit is secondary and as such this piece of property would only be eligible for a partial use determination. In order to qualify for a Tier III partial use determination the applicant must supply the TNRCC with the information necessary to determine the proper partial percentage. Neither this application or the NOD response contain the information needed to determine the partial use percentage. | 1995-04-20 | 2660106 | 100
794 | T2 | Crown Central Petroleum Corp | Crown Central - Pasadena Refinery | 111 Red Bluff Rd | Pasadena | TX | 77506 | Harris | CN600273999 | RN100716661 | Installation of new cyclones, new regenerator head and new desalter. | A positive use determination of 100% for the new cyclones and related installation costs. This positive use determination does not include the feedstock desalter which is considered to be process equipment. | 1995-04-28 | 3492358 | 100
795 | T1 | Texas-New Mexico Power Company | TNP One |  | Bremond | TX | 76629 | Robertson | CN600255830 | Insufficient Information | Installation of CEMS on both Unit 1 and Unit 2. Model numbers for each component of these systems are as follows: Flow Monitor - Air Monitor Corporation - Mass-tron; Sulfur Dioxide - Thermo Environmental - 43B; Oxides of Nitrogen - Thermo Environmental - 42D; Carbon Dioxide - Milton Roy - ZRH1; Opacity - Lear Siegler - RM4200; Data Acquisition and Handling - Odessa Engineering - ea2 | A positive use determination of 100% for the continuous emission monitoring systems installed on Unit 1 and Unit 2. | 1995-03-22 | 655375 | 100
796 | T1 | Elf Atochem North America Inc | Elf Atochem North America Inc | 2231 Haden Rd | Houston | TX | 77015 | Harris | CN600124044 | RN100209444 | Installation of: Wastewater treatment plant carbon filters. CPI separator installed at the wastewater treatment plant. | A positive use determination of 100% for the carbon filters and the CPI oil-water separator which were installed at the Houston plant wastewater treatment facility. | 1995-03-22 | 105692 | 100
797 | T1 | Elf Atochem North America Inc | Elf Atochem North America Inc | 2231 Haden Rd | Houston | TX | 77015 | Harris | CN600124044 | RN100209444 | Installation of Tank T-39. | A positive use determination of 100% for installation of tank T-39. | 1995-03-22 | 48600 | 100
798 | T1 | Elf Atochem North America Inc | Elf Atochem North America Inc | 2231 Haden Rd | Houston | TX | 77015 | Harris | CN600124044 | RN100209444 | Stationary spill kits consisting of cabinets and absorbent materials were installed throughout the plant. | A positive use determination of 100% for the stationary spill response kits which were installed in the Houston plant. | 1995-03-22 | 6080 | 100
801 | T1 | Eddie A Narramore Sr | Road Runner Paint and Body Shop, Inc. | 330 S Central Expy | Richardson | TX | 75080 | Dallas | CN600381032 | RN100673292 | Installation of a new Garmat Model #99850 Downdraft Booth with an S&H Descant Dryer Model #66100 attached. Installation of a new duct system and update stack on old booth. | A positive use determination of 100% for the paint booth, the dryer and the stack modifications and a positive use determination of 50% for the duct piping. | 1995-03-28 | 35016 | 100
802 | T3 | Hoechst Celanese Chemical Group | Celanese Clear Lake | 9502 Bayport Blvd | Pasadena | TX | 77507 | Harris | CN600130850 | RN106969033 | The Ethlyene Oxide Environmental Upgrade and the Ethlyene Glycol Closed Loop projects are designed to bring the EO/EG unit into compliance with Clean Air Act requirements as well as HCC's Vision of Excellence goals. The EO/EG unit is currently the major source of emissions at the Clear Lake plant, with 78.9% of total plant SARA reportables. By closing in the process streams from the EO and EG units that currently go to an open air cooling tower, and modifying tank T-44, emissions will be reduced by about 2.3mm pounds per year. Total EO/EG SARA emissions will decrease to <2000 pounds per year following the completion of this project. Property includes: Heat Exchangers, Cooling Towers, Pumps & Drivers, Storage & Surge Vessels. | Returned for failure to respond to a deficiency letter. | 1995-08-07 | 15600000 | 100
804 | T1 | Motorola | Motorola - William Cannon | 6501 William Cannon | Austin | TX | 78735 | Travis | CN602689218 | RN102752763 | HF Neutralization Upgrade project. | A positive use determination of 100% for the Hydrofluoric acid neutralization upgrade. Equipment includes: Reactor Tank No. 2, Grating/Railing/Stairs, Mixer for Reactor 2, New Filtrate Tank, Brawler Pump, Osmonics 1532 Pumps, 2 - pH Transmitters and Probes, Metritape CGS11 and CGS5, 3 - LCD by action instruments. | 1995-04-19 | 131563 | 100
805 | T2 | Motorola | Motorola - William Cannon | 6501 William Cannon | Austin | TX | 78735 | Travis | CN602689218 | RN102752763 | Sulfuric Reprocessor: The sulfuric acid reprocessor will significantly decrease the amount of sulfuric acid disposed of as a hazardous waste. The reprocessed sulfuric acid will be used in manufacturing in place of virgin product. The unit and the building which will house the reprocessor will be wholly used for pollution prevention. | A positive use determination of 100% for the sulfuric acid reprocessor and the building which houses it. | 1995-04-03 | 158445 | 100
806 | T1 | Motorola | Motorola - William Cannon | 6501 William Cannon | Austin | TX | 78735 | Travis | CN602689218 | RN102752763 | The following projects: Generator Catalytic Convertor - A catalytic convertor was installed on a diesel-fired emergency generator. Scrubber #17 Replacement - new cross-current air to water gas absorber, Scrubber #17, was installed. Scrubber #16 Replacement - new counter-current air to water gas absorber, Scrubber #16, was installed. | A positive use determination of 100% for the catalytic converter installed on the emergency generator, Scrubber #17 and Scrubber #16. | 1995-04-03 | 1196956 | 100
807 | T1 | Motorola | Motorola - Ed Bluestein | 3501 Ed Bluestein Bl | Austin | TX | 78721 | Travis | CN600271365 | RN100843747 | The following projects: Neutralization - constructed a 3000 gpm wastewater neutralization facility. Settling Basin - Constructed a series of stormwater quality basins to treat surface water run-off from developed areas of the site. The basins are a combination of sand filtration beds coupled with detention ponds designed to accommodate greater than or equal 25-year rated storm events. Neutralization - Approximately 500 feet of secondarily contained 14"/18" piping was installed to transport untreated industrial wastewater from the northern manufacturing areas to the new industrial wastewater treatment plant. This installation included numerous manholes located at each change of direction of the pipe, or at a minimum, 200' increments to ensure leak detection. Settling Basin - Constructed a series of stormwater quality basins to treat surface water run-off from developed areas of the site. The basins are a combination of sand filtration beds coupled With detention ponds designed to accommodate greater than or equal 25-year rated storm events. | A positive use determination of 100% for the neutralization and settling basin projects which were installed as wastewater projects at the Ed Bluestein Facility. | 1995-04-28 | 4323403 | 100
808 | T1 | Motorola | Motorola - Ed Bluestein | 3501 Ed Bluestein Bl | Austin | TX | 78721 | Travis | CN600271365 | RN100843747 | The following projects: Thermal Oxidizers, Hoods and Collection Systems - Each unit consists of a thermal destruction chamber followed by a water scrubber. Scrubbers, Hoods and Collection Systems - The MOS 8 south side scrubbers were purchased and installed. The system consists of one 40,000 CFM VIRON scrubber that is on-line and a second 40,000 CFM VIRON scrubber that serves as 100% redundancy. Both scrubbers have variable frequency drives and are controlled by the site DCS to provide continuous exhaust to MOS 8 through two duct system and valve set. Thermal Oxidizers, Hoods and Collection Systems - A regenerative thermal oxidizer. Scrubbers, Hoods and Collection Systems - Consists of scrubbers and fans. Hoods and Collection Systems - Older scrubbers were replaced with newer scrubbers with more packing, higher liquid recirculation rate, lower gas velocity and a counter-flow mass transfer arrangement. Scrubbers, Hoods and Collection Systems - Older scrubbers were replaced with newer scrubbers with more packing, higher liquid recirculation rate, lower gas velocity and a counter-flow mass transfer arrangement. | A positive use determination of 100% for the Air Project. This project includes the thermal oxidizers, hoods and collection systems installed to reduce gas and particulate emissions from the metal etch process; the two scrubbers, hoods and collection systems installed on the south side of MOS 8; the thermal oxidizer installed to reduce VOC emissions from the manufacturing process; the scrubbers and fans installed to reduce the concentration of any toxic gas emergency release; and the new scrubbers, hoods and collection systems installed to reduce overall acid emissions from A-building. | 1995-04-04 | 8247950 | 100
809 | T1 | Phillips Petroleum Co | Phillips Houston Chemical Complex | 1400 Jefferson Rd | Pasadena | TX | 77501 | Harris | CN600259691 | RN102558020 | Installed cathodic protection. | A positive use determination of 100% for the cathodic protection installed to protect the main ethylene line feeding HCC, the natural gas line in the boiler house area, and the steel underground water piping near the process water tank. | 1995-04-04 | 66000 | 100
810 | T1 | Phillips Petroleum Co | Phillips Houston Chemical Complex | 1400 Jefferson Rd | Pasadena | TX | 77501 | Harris | CN600259691 | RN102558020 | Installed a hopper car wash system. | A positive use determination of 100% for the Hopper Car Wash project. | 1995-04-04 | 100000 | 100
811 | T1 | Newpark Environmental Services Inc | Newpark Environmental Services, Inc. | 8300 Pleasure Islet | Port Arthur | TX | 77643 | Jefferson | CN602926669 | RN102289964 | The following projects: waste process pit, truck off loading ramp, water storage tank (2), slop oil tank, decontamination area, container storage area, building, heater treater, LPG storage tank. | A positive use determination of 100% for the pollution control equipment installed during 1994. Pollution control equipment includes: the decontamination equipment installed; the ambient air monitoring facility; the diversion structures used to control stormwater; the secondary containment devices installed; the slurry walls/barrier walls which were installed; surface impoundments used for stormwater control; and station spill containment devices. A positive use determination of 60% for the CFC reclaim/recycle equipment. | 1995-04-28 | 1978958 | 100
812 | T1 | Newpark Environmental Services Inc | Newpark Environmental Services, Inc. | Wilber Rd | Winnie | TX | 77665 | Jefferson | CN603796376 | RN105012389 | The following projects: injection well improvements, secondary containment systems installed, earthen levees added. | A positive use determination of 100% for the pollution control property which was installed at this facility during 1994. Pollution control property includes: the cement containment wall around the holding pit; the injection control wells; the earthen levee around the injection wells, the sumps located around the wellhead; the pumps used to convey stormwater; the surface impoundment used to control stormwater; the oil sorbant pads and peat sorb used for spill cleanup; the drip pans placed under hose fittings, the pH meter and the liners installed. | 1995-04-28 | 4401560 | 100
813 | T1 | Nisseki Chemical Texas Inc | Nisseki Chemical Texas Inc. | 10500 Bay Area Blvd | Pasadena | TX | 77507 | Harris | CN603867268 | RN102887270 | The decanter is part of the NPDES wastewater treatment system and storm water containment system. Included in this system in addition to the tank is offsite piping (underground) 1400 feet, a lift station, three pumps, structural supports for the tank and pumps, electrical power and instrumentation. This system takes wastewater and potentially contaminated stormwater and discharges it to the Gulf Coast Waste Disposal District. Secondary containment is provided for the following areas: truck loading and unloading, flare, flare blow down, Butane storage, tank farm, process units, utility building and pipe racks. The secondary containment system consists of concrete dikes, flooring, curbing, underground piping and three lift stations. | A positive use determination of 100% for the decanter (stormwater tank, T-202), including the tank, piping, lift station, three pumps, structural supports, and power and instrumentation; and the secondary containment devices installed including concrete dikes, flooring, curbing, underground piping and three lift stations. | 1995-04-05 | 628947 | 100
814 | T1 | Fina Oil & Chemical Company | Fina - Big Spring | E I 20 & Refinery Rd | Big Spring | TX | 79720 | Howard | CN603899675 | RN100250869 | Landfill: Construct two cells to expand Site J landfill from two to four cells. | Not listed in database. | 1995-04-10 | 330000 | 100
815 | T1 | Fina Oil & Chemical Company | Fina - Big Spring | E I 20 & Refinery Rd | Big Spring | TX | 79720 | Howard | CN603899675 | RN100250869 | Groundwater Remediation: Install pump and treat groundwater remediation system, including nitrogen stripper, with non-regenerative carbon absorption beds for VOC control, storage tanks, transfer systems, feed tank and discharge lines. | A positive use determination of 100% for the installation of the pump and treat groundwater remediation system. Property includes nitrogen stripper, non-regenerative carbon absorption beds, storage tanks, transfer systems, feed tanks and discharge lines. | 1995-04-10 | 2770000 | 100
816 | T1 | Fina Oil & Chemical Company | Fina - Big Spring | E I 20 & Refinery Rd | Big Spring | TX | 79720 | Howard | CN603899675 | RN100250869 | Solid Waste Control: Install final cover system for Site E Solid Waste Management Unit; will include a systems of liners. | A positive use determination of 100% for the final cover system for Site E Solid Waste Management Unit. | 1995-04-10 | 1100000 | 100
817 | T3 | Majastic Building Specialties | Majestic - Austin Facility | 118 East Alpine Rd | Austin | TX | 78704 | Travis | CN600409494 | RN100615277 | Installed a Nordson Powder Coating System, Nordson part #111112, with a two stage power washer, a combination dry off and cure oven, an enclosed track conveyor system, duct work, and mechanical and electrical work. | A positive use determination of 90% for the Nordson Powder Coating System. | 1995-04-13 | 172796 | 100
818 | T3 | Temple-Inland Forest Products Corp | Diboll Particleboard | 700 W Borden Dr | Diboll | TX | 75941 | Angelina | CN604375634 | RN104196571 | two MEC 1031T triple pass rotary drum dryers. | A positive use determination of 11% for the two MEC 1031T triple pass rotary drum dryers. | 1995-04-19 | 296250 | 100
819 | T1 | Ronald L. Snider / Snider Industries | Snider Industries, Inc. | End of Grove Street | Marshall | TX | 75670 | Harrison | Insufficent Information | Insufficent Information | A new 96 tube multi-cone collector assembly was purchased to replace the old existing one. | A positive use determination of 100% for the 96 Tube Multi-Cone Collector assembly which was installed to remove silica and fly ash particulate matter from the exhaust air stream. | 1995-04-19 | 41504 | 100
820 | T1 | Nitsch And Son Utility | Nitsch and Son Utility Company, Inc. | 8115 Northline Dr | Houston | TX | 77037 | Harris | CN600663249 | RN102340072 | The purchase of 0.9882 acres of land adjacent to current wastewater facility for future permit requirements. Present use for property is to build a drive to allow sludge vacuum trucks to enter and exit wastewater treatment plant facility. Plan to build a laboratory on property to monitor wastewater treatment plant. | Withdrawn by applicant | 1995-04-27 | 25000 | 100
821 | T1 | FMC Corporation | Peroxygen Chemicals | 12000 Bay Area Blvd | Pasadena | TX | 77507 | Harris | CN600128102 | RN100215417 | Modifications included an extension to the height of the two existing carbon beds and installation of a new larger vent condenser to replace the existing vent condenser. | A positive use determination of 100% for the modifications to the solvent recovery system. These modifications included extending the height of two existing carbon beds and the installation of a new larger vent condenser. | 1995-04-20 | 173402 | 100
822 | T1 | Brio Site Task Force | Brio Superfund Site | 2501 Dixie Farm Rd | Houston | TX | 77089 | Harris | CN600380166 | RN100672377 | The remediation of the Brio Superfund Site includes an Air Quality Monitoring System (AQMS) which consists of fence line ambient air monitoring along with a meteorological station. The AWMS is composed of seven air quality monitoring stations. Each station monitors for eight specific Volatile Organic Compounds (VOCs). These stations communicate with a Central Computer Station via a two-way radio link. The Wastewater Treatment Plant's (WWTP) function is to collect and treat site wastewater prior to discharge. The WWTP is comprised of a collection system of sumps and tanks, a storage system and a treatment system. Three tanks are used in the WWTP for storage of wastewater. These are modular tanks consisting of a synthetic liner supported by a metal frame system. The treatment system consists of four components: the air stripper, the aqueous-phase carbon, the vapor-phase carbon, and a regernative absorber (Purus unit). | A positive use determination of 100% for the Air Quality Monitoring System, Wastewater Treatment Plant and the Purus unit. This positive use determination is for equipment installed after January 1, 1994. | 1995-04-26 | 1272000 | 100
823 | T1 | Reichhold Chemicals Inc | Reichhold Chemicals Inc | 1503 Haden Rd | Houston | TX | 77015 | Harris | CN600380885 | RN100673136 | Trench system containment - covering and rehabilitation of trench system throughout the plant. Corrosion resistant piping installed in existing trench system, then covered with concrete. | A positive use determination of 100% for the project to cover and rehabilitate the plant trench system. This project included the installation of corrosive resistant piping and the covering of the trenches with concrete. | 1995-04-26 | 50622 | 100
824 | T2 | Motorola | Motorola - Ed Bluestein | 3501 Ed Bluestein Bl | Austin | TX | 78721 | Travis | CN600271365 | RN100843747 | Project includes building structure to house the reprocessor, piping and connections from the facility to the reprocessor, and modifications to the waste collection system (piping, pumps, etc.). | A positive use determination of 100% for the Sulfuric Acid Reprocessor Building. This positive use determination is valid only for those costs which occurred after January 1, 1994 and which are not subject to an existing tax abatement agreement. | 1995-04-26 | 365305 | 100
825 | T1 | Petrofac Inc | Petrofac - Fabrication & Construction | 15692 FM 2493 | Tyler | TX | 75703 | Smith | CN602386864 | RN100652759 | A new painting and blasting facility consisting of a paint booth and a steel grit blast booth, each housed within interconnected steel cover buildings. | A positive use determination of 100% for the Paint Booth Cover Building, the Blast Booth Cover Building, the Paint booth and the Steel Grit Blast Booth and a positive use determination of 40% for the Central Area Cover Building. | 1995-04-27 | 949713 | 100
826 | T1 | Tejas Gas Storage Company | Tejas Gas - West Clear Lake Facility | Off Genoa-Red Bluff | Harris County | TX | 77292 | Harris | CN601542087 | RN102966454 | Installed a Waukesha 7042GL engine as a replacement engine. Requesting 44% of the replacement cost. This is equal to the cost of placing pollution control equipment on the old engine. Installed two nonselective catalytic converters, air fuel ratio controllers with panel boards, and oxygen sensors on two stationary internal combustion engines. Installed a R-BTEX vapor recovery system and an additional glycol dehydration system. Purchased a NOX/CO analyzer. Upgraded secondary containment around the product tanks. | A positive use determination of 44% for the Waukesha 7042GL engine and a positive use determination of 100% for the two nonselective catalytic converters, air fuel ratio controllers with panel boards, and oxygen sensors; the R-BTEX vapor recovery system and additional glycol dehydration system; the NOx/CO analyzer; and the secondary containment upgrade completed at the product tanks. | 1995-04-28 | 436440 | 100
827 | T1 | Tejas Gas Storage Company | Tejas Gas - West Clear Lake Facility | Off Genoa-Red Bluff | Harris County | TX | 77292 | Galveston | CN601542087 | RN102966454 | Installed a Waukesha 7042GL engine as a replacement engine. Requesting 44% of the replacement cost. This is equal to the cost of placing pollution control equipment on the old engine. Installed two nonselective catalytic converters, air fuel ratio controllers with panel boards, and oxygen sensors on two stationary internal combustion engines. Installed a R-BTEX vapor recovery system and an additional glycol dehydration system. Purchased a NOX/CO analyzer. Upgraded secondary containment around the product tanks. | A positive use determination of 44% for the Waukesha 7042GL engine and a positive use determination of 100% for the two nonselective catalytic converters, air fuel ratio controllers with panel boards, and oxygen sensors; the R-BTEX vapor recovery system and additional glycol dehydration system; the NOx/CO analyzer; and the secondary containment upgrade completed at the product tanks. | 1995-04-28 | 436440 | 100
829 | T3 | General American Transport Corp | Gatx Hearne Service Center | Austin Highway #79 | Hearne | TX | 77859 | Robertson | CN600510770 | RN105446751 | As part of the company wide strategic planning initiative, the company completed an expansion of the center that comprised the following two projects: 1) Upgrades to the Center's existing finish shop. a. Adding area to blast booth building and installing an automated blast system with a collection system collected to a baghouse. b. Reworking the paint booths and installing man movers which reduce overspray by providing access to all exterior surface areas and allowing paint application perpendicular to the surface. c. Purchasing high-pressure low-volume spray guns that eliminate the need for paint thinning solvents. 2) Construction of a new tank railcar wash facility. a. An automated, closed car cleaning system with a covered wash bay, secondary containment, pumps and collection system to prevent spill migration and control stormwater runoff. b. An activated carbon system, and centrifuges, filters, scrubbers, pumps, piping and treatment tanks that allow wash water to be reused. The company intends to install or construct the following additional pollution control equipment in 1995: a. A high-capacity flare to destroy waste liquid petroleum gas. b. A vapor recovery system connected to an internal combustion engine to degas tank railcars. c. Separate scrubber systems for degassing railcars that last contained chlorine or ammonia. | A positive use determination of 100% for the following items: Exterior blast booth and baghouse; Degassing System; flare; ammonia scrubber; chlorine scrubber; interior Blast and Baghouse; Covered Wash Bay, Secondary Containment, Pumps, Collection System; Activated Carbon System, Centrifuges, Filters, Scrubbers, Pumps, Piping, Treatment Tanks; and a positive use determination of 50% for the Paint Booth Rework. A negative use determination has been made for the manmovers. The manmovers are considered to be production equipment rather than pollution control equipment. | 1995-07-21 | 4848019 | 100
830 | T1 | Motorola | Motorola Inc Automotive Components | 3740 N Austin St | Seguin | TX | 78155 | Guadalupe | CN600271365 | RN100563683 | Installed a thermal oxidizer. | A positive use determination of 100% for the thermal oxidizer. | 1995-05-10 | 935540 | 100
831 | T1 | Texana Tank Car Manufacturing | Texana Tank Car & Manf. | 1.5 M W Nash Rt 82 | Nash | TX | 75569 | Bowie | CN601073877 | RN100688993 | Purchased a paint booth from JBI, Incorporated of Osseo, Wisconsin. The paint booth was installed by Breco of White Oak Texas. The booth is sized to permit the painting of one rail car at a time. The booth is designed to contain and control the overspray. | A positive use determination of 100% for the paint booth which was installed to contain and control over spray and to better disperse VOC emissions. | 1995-05-27 | 475000 | 100
832 | T1 | Triple A Oil Co Inc | Industrial Texaco | 2899 Irving Blvd | Dallas | TX | 75207 | Dallas | CN600505481 | RN102464229 | The following equipment is being replaced or added: piping, dispensers with vacuum assisted vapor recovery, hoses, and nozzles. | A positive use determination of 50% for the Stage II Vapor Recovery equipment installed. Equipment includes piping, dispensers with vacuum assisted vapor recovery, hoses, nozzles and associated installation costs. | 1995-05-09 | 4245 | 100
833 | T1 | Triple A Oil Co Inc | Park & Ave K Texaco | 2500 Ave K | Plano | TX | 75074 | Collin | CN600505481 | Insufficient Information | The following equipment is being replaced or added: piping, dispensers with vacuum assisted vapor recovery, hoses, and nozzles. | A positive use determination of 50% for the Stage II Vapor Recovery equipment installed. Equipment includes piping, dispensers with vacuum assisted vapor recovery, hoses, nozzles and associated installation costs. | 1995-05-09 | 10883 | 100
834 | T1 | Tenneco Foam Products Company | Tenneco Foam Products Company | 4501 E Hwy 31 | Corsicana | TX | 75110 | Navarro | Insufficient Information | Insufficient Information | regenerative thermal oxidizer | A positive use determination of 100% for the regenerative thermal oxidizer installed. | 1995-05-17 | 1040000 | 100
835 | T2 | Messer Mg Industries | Mg Industries Co2 Plant | 3980 Gulf State Rd | Beaumont | TX | 77705 | Jefferson | CN602688509 | insufficient Information | Constructed a facility used to recover CO2. Entire installation consists of CO2 recovery process equipment and associated refrigeration equipment. | Returned for failure to respond to a deficiency letter. | 1995-08-07 | 4350000 | 100
836 | T1 | Brazos Electric Cooperative Inc | Brazos Electric Coop - N. Texas Plant | 610 W Lake Dr | Weatherford | TX | 76086 | Parker | CN600128821 | RN100216993 | A CEMS was installed. | A positive use determination of 100% for the CEMS installed to monitor stack gases. | 1995-05-25 | 477726 | 100
837 | T1 | Brazos Electric Cooperative Inc | Brazos Electric Coop - Randle W Miller | Star Route Box 3 | Palo Pinto | TX | 76484 | Palo Pinto | CN600128821 | RN102079910 | CEMS were installed. Two new 104 MW simple cycle gas combustion turbine generators became operational on 08/01/94. A water treatment plant and related equipment was constructed as part of the units. Water from Lake Palo Pinto will be treated to become ultra clean then will be injected into the gas turbines to control the emission of NOx. The used contaminated water will be routed to an evaporation pond. | A positive use determination of 100% for the continuous emission monitoring system and a positive use determination of 50% for the water treatment plant. | 1995-08-28 | 3944440 | 100
838 | T3 | Coastal Refining & Marketing | Coastal - Corpus Christi Refinery | Cantwell Ln | Corpus Christi | TX | 78401 | Nueces | CN600388169 | RN102404209 | Under provisions of TNRCC Permit No. 21655, Coastal is committed to construct and operate various units and backup units in the Corpus Christi Refinery. Included in these units is a Sulfur Recovery Facility. This facility consists of various newly constructed equipment and the expansion and upgrade of existing equipment. | A positive use determination of 100% for the new Sulfur Recovery Unit (SRU2), the new tail gas unit (TGTU2), the upgrades to the existing tail gas unit (TGTU1), the fuel gas absorber and the sour water surge tank. A positive use determination of 54% for the new amine unit (ARU2), the modifications to the existing amine unit (ARU1), and the upgrade to the existing sulfur recovery unit (SRU1). A positive use determination of 84% for the utilities systems related to this project. | 1995-07-27 | 40013900 | 100
839 | T2 | Coastal Refining & Marketing | Coastal - Corpus Christi Refinery | Cantwell Ln | Corpus Christi | TX | 78401 | Nueces | CN600388169 | RN102404209 | Low NOx burners were installed in the No. 4 Vacuum unit Heater No. 08h3. Twelve existing burners were replaced. | A positive use determination of 100% for the installation of low NOx burners on No. 4 Vacuum unit Heater No. 08h3. | 1995-06-05 | 99000 | 100
840 | T1 | Coastal Refining & Marketing | Coastal - Corpus Christi Refinery | Cantwell Ln | Corpus Christi | TX | 78401 | Nueces | CN600388169 | RN102404209 | Fabricated and installed sump covers on the both the East Plant and West Plant Stormwater Interceptor Sumps. Installed a containment wall around the sludge concentration unit. Updated the plant drainage plan. | A positive use determination of 100% for the sump covers fabricated and installed on the East and West Plant stormwater interceptor sumps, the containment wall installed around the sludge concentrator and the updating of the plant drainage plan. | 1995-07-27 | 214400 | 100
841 | T1 | Coastal Refining & Marketing | Coastal - Corpus Christi Refinery | Cantwell Ln | Corpus Christi | TX | 78401 | Nueces | CN600388169 | RN102404209 | Quintana API Separator Modification and Pipeline Project: Decommission the Separator and convert the fore bays to an interceptor pit. | A positive use determination of 100% for the API Separator Project. | 1995-06-05 | 611889.66 | 100
842 | T1 | Coastal Refining & Marketing | Coastal - Corpus Christi Refinery | Cantwell Ln | Corpus Christi | TX | 78401 | Nueces | CN600388169 | RN102404209 | Not listed. | Not listed in database. | 1995-06-05 | 240494 | 100
843 | T1 | Flexible Foam Products Inc | Flexible Foam Products | 501 Industrial Blvd | Terrell | TX | 75160 | Kaufman | CN600128730 | RN100216670 | Installed an activated carbon bed adsorption unit. | A positive use determination of 100% for the carbon bed adsorption unit. | 1995-06-21 | 874442 | 100
844 | T1 | Coastal Refining & Marketing | Coastal - Corpus Christi Refinery | Cantwell Ln | Corpus Christi | TX | 78401 | Nueces | CN600388169 | RN102404209 | Vapor Recovery Project: There are four major components within this project. 1. Vapor Recovery System Project - Convert 4 cone roofs to floating roof tanks and repair 2 existing tanks in high vapor pressure natural gasoline service. Perform repairs to the existing truck rack tankage vapor absorber/chiller skid equipment. 2. Benzene Waste Collection System Project - Install carbon canisters on all air eliminators at each pump suction and the car-sealing of all open-ended connections in the closed position. 3. Sulfolane/BTX/HDA Process Sewer Project - Install carbon canisters on each sewer vent and the car-sealing of all open-ended connections in the closed position. 4. Slop Oil Rerouting Project - Reroute slop oils from cone roof tanks to crude Tank 85. | A positive use determination of 100% for the Vapor Recovery Project. This positive determination is for costs incurred after January 1, 1994 and does not include any costs which were reported to the appropriate appraisal district as construction-in-process as of January 1, 1994. | 1995-07-10 | 1506999 | 100
845 | T3 | Oxy Petrochemicals Inc | Oxy Corpus Christi Plant | 1501 McKenzie Rd @ 44 | Corpus Christi | TX | 78410 | Nueces | CN600862528 | RN101613750 | The butadine unit controls, valving, and procedures will be modified to eliminate butadine venting to flare when the process circulation is stopped or re-started. The containment of the surge volume for the recirculating solvent will be improved by installation of a higher pressure process vessel. Modifications will include: Two smaller pressure tanks to replace the low-pressure solvent surge tank. Installation of a spare fuel gas blower. Changes to control systems. Piping. Adding trip valves for isolation of the compressor. | A positive use determination of 92% for the modifications to the butadine unit control, valving, and process gas vent streams. Property includes 2 ASME bullet tanks, pressure controls, level indicators, and modifications to existing equipment, piping and valves. | 1995-09-06 | 1872200 | 100
846 | T3 | ICI Acrylics Inc | ICI Acrylics - Beaumont Plant | 6350 N Twin City Hwy | Nederland | TX | 77627 | Jefferson | CN601448764 | RN102736089 | Expansion of the Spent Acid Regeneration unit. Property includes decomposition and gas drying equipment. | A positive use determination of 59% for the spent acid regeneration unit expansion project. | 1995-09-21 | 10582240 | 100
847 | T1 | Namark Farm Products Inc | Namark Farms - Feedmill | 8Th And Ave C | Moody | TX | 76557 | McLennan | CN605030683 | RN100835289 | Installed a Millpoint PAS-20 scrubber to eliminate nuisance dust and odors. | A positive use determination of 100% for the Millpoint PAS-20 scrubber which was installed to eliminate nuisance dust and odors. | 1995-06-16 | 124756 | 100
848 | T1 | Namark Farm Products Inc | Namark Farms - Feedmill | 8Th And Ave C | Moody | TX | 76557 | Bell | CN605030683 | RN100835289 | Installed a Millpoint PAS-20 scrubber to eliminate nuisance dust and odors. | A positive use determination of 100% for the Millpoint PAS-20 scrubber which was installed to eliminate nuisance dust and odors. | 1995-06-16 | 124756 | 100
849 | T1 | Gulf Coast Machine & Supply Company | Gulf Coast Machine & Supply Company | I 10 West @ Smith Rd | Beaumont | TX | 77707 | Jefferson | CN601705270 | RN103175907 | Installed three (3) oil/water separator units, a mechanical type skimmer device and a steel holding tank as part of the facility's internal effluent ditch system. | A positive use determination of 100% for the three oil/water separators, the mechanical type skimmer and the steel holding tank. | 1995-06-23 | 175000 | 100
850 | T1 | Devoe & Raynolds Company | Devoe & Raynolds Houston Plant | 6767 Kirbyville Road | Houston | TX | 77033 | Harris | CN600943724 | Insufficient Information | To control dust during the pigment loading process specially designed hoods, duct work and a baghouse were installed. | A positive use determination of 100% for the hoods, duct work and baghouse installed to control dust during the pigment loading process. | 1995-06-23 | 35297 | 100
851 | T1 | Eldorado Packaging Corporation | Seville Flexpack/Wycon Division | 6501 Tx Central Pkwy | Waco | TX | 76712 | McLennan | CN600284012 | RN102199817 | Installed a Wheelabrator Clean Air, Systems, Inc., 66,000 CFM thermal regenerative oxidizer and the ductwork necessary to connect the printing presses to the new thermal oxidizer. | A positive use determination of 100% for the thermal regenerative oxidizer system and the associated ductwork. | 1995-06-27 | 1545000 | 100
852 | T2 | New World Power Corporation | New World Power Wind Facility | Howard County Block | 14, 15, 16, 22, 23, 28, 2 | TX | 79721 | Howard | Insufficient Information | Insufficient Information | Construction of 80 wind turbines which will generate a total of 40 megawatts of electricity. | Withdrawn by applicant | 1995-06-29 | 25440000 | 100
853 | T1 | Lone Star Steel Company | Lone Star Steel Company Mill | Highway 259 S | Lone Star | TX | 75668 | Morris | CN603079716 | RN102955135 | baghouse installed to control emissions from the Electric Arc Furnaces. | A positive use determination of 100% for the baghouse installed to control emissions from the Electric Arc Furnaces. This positive use determination is for costs incurred after January 1, 1994 and does not exempt any costs which were reported to the appropriate appraisal district as construction-in-process on or before January 1, 1994. | 1995-07-10 | 2222922.16 | 100
854 | T1 | Temple-Inland Forest Products Corp | Temple-Inland Pineland Complex | FM Rd 2426 & Yellow Pine | Pineland | TX | 75968 | Sabine | CN600372684 | RN101276343 | An Aqua-jet aerator model no. 390151 15 was purchased and installed on Pond B-2. | A positive use determination of 100% for the Aqua-jet aerator which was installed. | 1995-07-21 | 12353.93 | 100
855 | T1 | Sabine Mining Company The | Sabine Mining Company | 6501 FM 968 W | Hallsville | TX | 75650 | Harrison | CN600835797 | RN103968707 | Constructed water control sediment ponds in mine areas E-2, E-3 and E-4. Constructed an access road to mine area E-2 sediment pond. Constructed hazardous waste storage building. Constructed water treatment/soda ash storage building. Installed water control pump replacements and two 8" electric water pumps. Purchased water control management pump tractor and water truck replacement tank units 421 and 422. | A positive use determination of 100% for the construction of Water Control Sediment Ponds in mine areas E-2, E-3 and D-4; mine area E-2 Water Control Sediment Pond access road; the Hazardous Waste Storage Building; the two 8" electric water pumps; the Water Treatment/Soda Ash Building; the Water Control Pump replacements; the Water Control Management Pump Tractor; and Water Truck Replacement Tank Units 421 and 422. | 1995-07-24 | 2550608.14 | 100
856 | T1 | A P Green Industries Inc | Apg Lime Corp | 350 Apg Lane | New Braunfels | TX | 78132 | Comal | CN601179583 | RN100552454 | A truck was modified and equipped with a 6,000 gallon water tank, pump, nozzles and all necessary equipment in order to use it as a sprayer. | A positive use determination of 100% for the Water Sprayer Truck, SN XXXXX, including the 6,000 gallon water tank, the pump, the nozzles and all associated equipment. | 1995-07-28 | 50513 | 100
857 | T1 | Jim Hogg County ISD | Jim Hogg County ISD - Hebbronville High | 910 N Wilhelma Ave | Hebbronville | TX | 78361 | Jim Hogg | CN601244973 | No Regulated Entity at this Location | During the 1993-94 school year, the Jim Hogg County Independent School District abated 19,200 square feet of asbestos containing material. The abatement took place in the high school milling area, the high school auditorium, the school district's cafeteria, and the high school/central offices. The district contracted BMW Engineering and I. & D. Insulation for the asbestos abatement project. The contract was for $136,960. The abatement rendered the school district in full compliance with federal and state laws. | A positive use determination of 100% for the asbestos abatement project. | 1995-08-02 | 136960 | 100
858 | T1 | ISK Biosciences Corporation | Greens Bayou Plant | 2239 Haden Rd | Houston | TX | 77015 | Harris | CN600673370 | RN100238492 | Various projects related to the improving the Harris County Flood Control District ditch located on the border of the plant. Improvements include the purchase of ditch property, the installation of culverts, liners, soil erosion abatement, and remediation of contamination. | A positive use determination of 100% for the improvements made to the Harris County Flood Control District ditch. Improvements include culverts, liners, soil erosion abatement and costs related to remediation of contaminants. This positive determination includes the ditch property which was purchased from the Port of Houston Authority. | 1995-09-13 | 3026626 | 100
859 | T1 | ISK Biosciences Corporation | Greens Bayou Plant | 2239 Haden Rd | Houston | TX | 77015 | Harris | CN600673370 | RN100238492 | Installation of liner at Dacthal Unit West Tank Farm. Applying a new 125 mil. epoxy liner to tank farm foundations, floor area, and sump. Existing damaged liner material was removed and disposed of. | A positive use determination of 100% for the project to replace the spill containment liner at the Dacthal Unit West Tank Farm. The new liner will be a 125 mil. epoxy liner and will be applied over the tank foundations, floor area and sump. | 1995-09-13 | 42000 | 100
860 | T1 | ISK Biosciences Corporation | Greens Bayou Plant | 2239 Haden Rd | Houston | TX | 77015 | Harris | CN600673370 | RN100238492 | Critical spare parts for the incinerator: top head, body, transition cone, and downcomer are maintained. Each time one set of parts is replaced, the other set is refurbished. This was done twice during 1995. The continuous emission monitoring system for the CTL-I incinerator is being upgraded. | A positive use determination of 100% for the replacement of the incinerator parts and the upgrade to the continuous emission monitoring system. A negative determination for the retrofit to the CEMS building. | 1995-09-18 | 208261 | 100
861 | T1 | ISK Biosciences Corporation | Greens Bayou Plant | 2239 Haden Rd | Houston | TX | 77015 | Harris | CN600673370 | RN100238492 | Replacement of dust collector and area ventilation and drain improvements. | A positive use determination of 100% for the replacement dust collector and area ventilation and drain improvements. | 1995-09-18 | 64700 | 100
862 | T1 | ISK Biosciences Corporation | Greens Bayou Plant | 2239 Haden Rd | Houston | TX | 77015 | Harris | CN600673370 | RN100238492 | Installed two 30ft diameter by 14ft high settling tanks and associated equipment. | A positive use determination of 100% for the repairs made to the CTL-1 neutralizer scrubber columns. | 1995-09-21 | 84600 | 100
863 | T1 | ISK Biosciences Corporation | Greens Bayou Plant | 2239 Haden Rd | Houston | TX | 77015 | Harris | CN600673370 | RN100238492 | A deteriorated portion of the wastewater header is being replaced with kynar lined piping. | A positive use determination of 100% for the replacement of the deteriorated portion of the wastewater header. | 1995-09-13 | 64600 | 100
864 | T1 | ISK Biosciences Corporation | Greens Bayou Plant | 2239 Haden Rd | Houston | TX | 77015 | Harris | CN600673370 | RN100238492 | Installation of vacuum cleanup systems at the CTL-I and CTL-II packaging areas. | A positive use determination of 70% for the vacuum system and filters. | 1996-01-24 | 34790 | 100
865 | T1 | ISK Biosciences Corporation | Greens Bayou Plant | 2239 Haden Rd | Houston | TX | 77015 | Harris | CN600673370 | RN100238492 | Installed a new flame ionization detector between the series carbon beds. Purchased three programmable continuous refrigerated samplers. Replaced existing WTS ductile iron sump pumps with alloy 20 pumps and a new backup pump. | A positive use determination of 100% for the new flame ionization detector, the three programmable continuous refrigerated samplers and the new Alloy 20 sump pumps and new diaphragm backup pump. | 1995-09-13 | 56500 | 100
866 | T1 | ISK Biosciences Corporation | Greens Bayou Plant | 2239 Haden Rd | Houston | TX | 77015 | Harris | CN600673370 | RN100238492 | Tribelectric flow probes are being added upstream and downstream of the IPN reactor filters, and in the catalyst line. The flow probes will be connected to flow transmitters, a new control panel, a microprocessor based mass flow recorder and alarms for abnormally high flow. Replace an existing knife valve in the catalyst cooler vent separator vent line with a new butterfly valve. | A positive use determination of 50% for the Tribo-electric flow probes, flow transmitters, new control panel, micro-processor based mass flow recorder and alarms. A positive use determination of 100% for the replacement of the knife valve in the catalyst cooler vent separator vent line with the new butterfly valve. | 1996-01-24 | 46450 | 100
867 | T1 | Southwestern Public Service Company | H W Pirkey Station | South Marshall | Marshall | TX | 75671 | Harrison | CN600126767 | RN101246502 | Construction of new landfill detention pond to collect rainwater runoff from FGD sludge land fill. This pond was constructed with a clay lining with permeability of 1 x 10 - 7 cm/sec. | The following property is used 100% for pollution control and is installed to meet or exceed federal or state regulations: landfill detention pond. | 1995-09-13 | 818500 | 100
868 | T1 | Southwestern Public Service Company | H W Pirkey Station | South Marshall | Marshall | TX | 75671 | Harrison | CN600126767 | RN101246502 | Description: Columbia Scientific CEMS consisting of TECO NOx/SO2 analyzers, USI gas flow and temperature monitor, Milton Roy CO2 analyzer, Columbia Scientific Controller and Odessa Engineering data acquisition and soft ware. | A positive use determination of 100% for the Continuous Emission Monitors which were installed. Property includes the data acquisition equipment, the computer and the enclosure building. | 1995-09-13 | 390000 | 100
869 | T1 | Southwestern Public Service Company | H W Pirkey Station | South Marshall | Marshall | TX | 75671 | Harrison | CN600126767 | RN101246502 | Description: Koch Eng. Flexicheveron, 317L SS, primary and finishing section for 37ft. dia. absorber tower. | A positive use determination of 100% for the replacement of the fiberglass demister chevrons with stainless steel chevrons. | 1995-09-13 | 132500 | 100
870 | T1 | Southwestern Public Service Company | H W Pirkey Station | South Marshall | Marshall | TX | 75671 | Harrison | CN600126767 | RN101246502 | Description: (2) Effox, Inc. zero leakage slide gate dampers - 16'6" x 8'0:. Complete with seal air fan system and installation labor. | Not listed in database. | 1995-09-13 | 350000 | 100
871 | T1 | Southwestern Public Service Company | H W Pirkey Station | South Marshall | Marshall | TX | 75671 | Harrison | CN600126767 | RN101246502 | Description: NWL Model #34485 460VAC to 45KVDC transformer with key lock system. Replacement transformer/rectifier (T/R) that failed in service. | Not listed in database. | 1995-09-13 | 12470 | 100
872 | T1 | Southwestern Public Service Company | H W Pirkey Station | South Marshall | Marshall | TX | 75671 | Harrison | CN600126767 | RN101246502 | Increased capacity of lignite rainfall runoff pond by 7 acre feet. Construction consisted of clay lining with permeability of 1 x 10 - 7 cm/sec. | A positive use determination of 100% for the increase to the lignite rainfall run-off pond. | 1995-09-13 | 173300 | 100
873 | T1 | Southwestern Public Service Company | H W Pirkey Station | South Marshall | Marshall | TX | 75671 | Harrison | CN600126767 | RN101246502 | Failure of original precipitator rapper system was causing increased opacity problems. This work covered replacement of 840 plate rapper anvils and rods. Description: Neundorfer Engineered Systems' rapping system composed of 840 rapper adapters, shafts and seal assemblies. Complete labor, material and installation. | A positive use determination of 100% for the replacement of 840 plate rapper anvils and rods in the precipitator. | 1995-09-13 | 391400 | 100
874 | T2 | Southwestern Public Service Company | H W Pirkey Station | South Marshall | Marshall | TX | 75671 | Harrison | CN600126767 | RN101246502 | Replace FGD effluent dewatering vacuum filter - old vacuum filter drum failed in service. This dewatering process is necessary prior to land filling the scrubber effluent product. Description: Komline Sanderson Engineering - 316L S. S. rotary vacuum drum 12 ft. dia x 24 ft. long complete with agitator rake and installation. | A positive use determination of 100% for the replacement FGD effluent dewatering vacuum filter system. | 1995-09-13 | 131500 | 100
875 | T2 | Southwestern Public Service Company | H W Pirkey Station | South Marshall | Marshall | TX | 75671 | Harrison | CN600126767 | RN101246502 | Diabasic acid (DBA) addition system consists of pump, tank and containment system. DBA is used in the FGD scrubber system to inhibit sulfite oxidation and thereby reduce scaling and subsequent loss SO2 scrubbing capability. Description: 8500 gal. acid storage tank (insulated and heat traced) with process pump and concrete containment around entire system. | A positive use determination of 100% for the diabasic acid addition system. Property includes an 8500 gallon acid storage tank with process pump and concrete containment. | 1995-09-13 | 83700 | 100
876 | T1 | Enserch Exploration Inc | JM Pollard No. 1Sw, Operator #253210 | 3 M NW On CR 750 | Freestone County | TX | 75840 | Freestone | CN600887814 | Insufficient Information | This facility will consist of two saltwater injection pumps, two 400bbl. and one 210 bbl. storage tanks, a secondary containment wall, tubing to run inside the wellbore and wellhead equipment. It will also include valves, fittings, hoses and concrete to connect and support the pumps, tanks, and wellhead. | A positive use determination of 100% for the 2 salt water injection pumps, the three tanks, the secondary containment wall, the tubing and the wellhead equipment. | 1995-11-13 | 95684 | 100
877 | T1 | ISK Biosciences Corporation | Greens Bayou Plant | 2239 Haden Rd | Houston | TX | 77015 | Harris | CN600673370 | RN100238492 | Installation of a surge vessel and piping to collect decant water and route it to the existing CTL-I acid unit. Reconstruction of the east neutralizer at the CTL-I acid unit. The existing neutralizer liner will be removed, the steel vessel sand blasted to bare metal, the vessel shell patched as required, and a new gunite liner installed. New vessel nozzle liners will also be installed. | A positive use determination of 100% for the surge vessel, piping and controls installed for the CCL4 stripper and a positive use determination of 100% for the reconstruction of the waste storage liner of the CTL neutralizer vessel. | 1995-11-14 | 138500 | 100
878 | T3 | Hoechst Celanese Chemical Group | Celanese Clear Lake | 9502 Bayport Blvd | Pasadena | TX | 77507 | Harris | CN600130850 | RN106969033 | The EO Environmental Upgrade and EG Closed Loop projects are designed to bring the EO/EG unit into compliance with Clean Air Act requirements as well as HCC's Vision of Excellence goals. The EO/EG unit is currently the major source of emissions at Clear Lake. By closing in process streams from both the EO and EG units that currently go to an open air cooling tower, and modifying T-44, emissions will be reduced by about 2.3 MMlbs/year. | A positive use determination of 43% for the EO Environmental Upgrade and the EG Closed Loop projects. | 1995-11-28 | 6708000 | 100
879 | T1 | Montell USA Inc | Montell Bayport Facility | 12001 Bay Area Blvd | Pasadena | TX | 77507 | Harris | CN604188763 | RN100216761 | Drum Storage Area: Concrete slab with curb and sump. Slab will be covered with partial side walls and metal roof. Area will be fenced. Elevated Flare Refurbishment: Purchase and installation of new flare tip. Cleaning and painting of flare stack and installing electronic ignition system for pilots. Ground Flare Refurbishment: Installing 75 larger capacity burners on the last stage of the ground flare. | A positive use determination of 100% for the drum storage area, the elevated flare refurbishment and the ground flare refurbishment. | 1995-12-18 | 552939 | 100
880 | T1 | Merichem Company | Merichem - Greens Bayou Plant | 1914 Haden Rd | Houston | TX | 77015 | Harris | CN600587216 | RN100214576 | Addition of high-level indicators to tank T-165 and T-166. Purpose of the indicators is to prevent overflows which may contaminate segregated storm sewers and soils. | A positive use determination of 100% for the high-level indicators installed on tanks T-165 and T-166. | 1996-01-11 | 12807.68 | 100
881 | T1 | Merichem Company | Merichem - Greens Bayou Plant | 1914 Haden Rd | Houston | TX | 77015 | Harris | CN600587216 | RN100214576 | Installation of double bottom on RCRA Tank T-605. | A positive use determination of 100% for the double bottom installed on RCRA Tank T-605. | 1995-12-04 | 31089.64 | 100
882 | T1 | Merichem Company | Merichem - Greens Bayou Plant | 1914 Haden Rd | Houston | TX | 77015 | Harris | CN600587216 | RN100214576 | Design and installation of scrubbers S-18, S-25, S-141, S-275, S-5, S-82, S-86, & S-260. | A positive use determination of 100% for the design and installation of scrubbers: S-18, S-25, S-141, S-275, S-5, S-82, S-86, & S-260. | 1996-01-17 | 3500582 | 100
883 | T1 | Merichem Company | Merichem - Greens Bayou Plant | 1914 Haden Rd | Houston | TX | 77015 | Harris | CN600587216 | RN100214576 | Piping to collect tank truck vent line to control device. | A positive use determination of 100% for the piping installed to collect CU-II units tank truck loading vent line. | 1996-01-18 | 12585 | 100
884 | T1 | Merichem Company | Merichem - Greens Bayou Plant | 1914 Haden Rd | Houston | TX | 77015 | Harris | CN600587216 | RN100214576 | Paving of secondary employee parking lot to comply with 30 TAC 111.147. | A positive use determination of 100% for the paving of the secondary employee parking lot. | 1996-03-13 | 45050 | 100
885 | T1 | Merichem Company | Merichem - Greens Bayou Plant | 1914 Haden Rd | Houston | TX | 77015 | Harris | CN600587216 | RN100214576 | Installation of double bottoms to RCRA Tank T-780. | A positive use determination of 100% for the installation of the double bottom leak detection system and the redundant high level shut off valves on tank T-780. | 1996-01-11 | 267000 | 100
886 | T1 | Merichem Company | Merichem - Greens Bayou Plant | 1914 Haden Rd | Houston | TX | 77015 | Harris | CN600587216 | RN100214576 | Curbing and diking around storage areas that contain TRI materials. | A positive use determination of 100% for the curbing and diking installed around the drum storage area and the storage tanks. | 1996-01-11 | 134800 | 100
887 | T1 | Merichem Company | Merichem - Greens Bayou Plant | 1914 Haden Rd | Houston | TX | 77015 | Harris | CN600587216 | RN100214576 | Replacement of packed pumps with single mechanical seal pumps equipped to add a second seal. | A positive use determination of 100% for the replacement of the nine existing pumps. | 1996-02-08 | 112000 | 100
888 | T1 | Merichem Company | Merichem - Winnie Plant | 124 N Hwy @ Rollins Rd | Hamshire | TX | 77622 | Jefferson | CN600587216 | RN102556883 | Conversion to top loading tank trucks from bottom loading, and additions of loading meters and loading rack to effect closed dome loading, with emissions returned to storage tank. | A positive use determination of 100% for the project to convert the bottom loading tank truck system to a closed dome top loading system. The system includes the addition of loading meters and the loading rack. | 1996-01-11 | 156500 | 100
889 | T1 | Merichem Company | Merichem - Greens Bayou Plant | 1914 Haden Rd | Houston | TX | 77015 | Harris | CN600587216 | RN100214576 | Routing of Tank T-605 to vent flare, installation of vent condenser in vent line from pressure leaf filters at the disposal well. | A positive use determination of 100% for the routing of Tank T-605 to the vent flare and the installation of the vent condenser. | 1996-01-18 | 79000 | 100
890 | T1 | Merichem Company | Merichem - Greens Bayou Plant | 1914 Haden Rd | Houston | TX | 77015 | Harris | CN600587216 | RN100214576 | Routing of air emission from Tanks T-916 & T-917 to Scrubber. | A positive use determination of 100% for the routing of air emissions from Tanks 916 and 917 to scrubber S-917. | 1996-01-18 | 26019 | 100
891 | T1 | Paktank Corporation | Paktank Deer Park Terminal | 2759 Battleground Rd | Deer Park | TX | 77536 | Harris | CN601003254 | RN101842334 | Installed HDPE liners under tanks T-613, 614, 615, 926, 927, and 928. Installed an external steel bottom under tank 512. | A positive use determination of 100% for the secondary containment devices which were installed underneath tanks T-613, 614, 615, 926, 927, 928 & 512. | 1995-12-04 | 195382 | 100
892 | T1 | Paktank Corporation | Paktank Deer Park Terminal | 2759 Battleground Rd | Deer Park | TX | 77536 | Harris | CN601003254 | RN101842334 | Installed HDPE liners under tanks T-613, 614, 615, 926, 927, and 928. Installed an external steel bottom under tank 512. | A positive use determination of 100% for the spill containment concrete slabs which were installed around the loading stations. | 1995-12-04 | 165861 | 100
893 | T1 | Paktank Corporation | Paktank Deer Park Terminal | 2759 Battleground Rd | Deer Park | TX | 77536 | Harris | CN601003254 | RN101842334 | Installed vapor recovery equipment, piping and valves to collect VOC emissions at tank car and tank truck loading stations 18 & 22 and to transport the emissions to a thermal oxidizer. | A positive use determination of 100% for the vapor recovery equipment, piping and valves installed at loading stations 18 and 22. | 1995-12-04 | 170611 | 100
894 | T1 | Paktank Corporation | Paktank Deer Park Terminal | 2759 Battleground Rd | Deer Park | TX | 77536 | Harris | CN601003254 | RN101842334 | Installed secondary seals and internal floating roofs in five storage tanks - T-613, 614, 615, 907 and 924. The internal floating roofs are aluminum pontoon design with primary and secondary wiper seals. Three are 67'-0" diameter, one is 30'-0" diameter and one is 42'-6" diameter. | A positive use determination of 100% for the installation of storage tank secondary seals and internal floating roofs in five storage tanks (T-613, 614, 615, 907, 927). | 1995-12-04 | 149523 | 100
895 | T1 | Paktank Corporation | Galena Park Terminal | 1500 Clinton Dr | Galena Park | TX | 77547 | Harris | CN601003254 | RN102753670 | Installed HPDE liners under tanks T-128, 137, 200, 201 and 202. These tanks will provide secondary containment. | A positive use determination of 100% for the HDPE liners installed under tanks T-128, 137, 200, 201 and 202. | 1995-12-04 | 47263 | 100
896 | T1 | Paktank Corporation | Galena Park Terminal | 1500 Clinton Dr | Galena Park | TX | 77547 | Harris | CN601003254 | RN102753670 | Installed secondary seals and internal floating roofs on tanks T-200, 201, 202 and 206. The internal floating roofs are aluminum pontoon design with primary and secondary wiper seals. One is 46'-6" in diameter and the other three are 73'-6" in diameter. | A positive use determination of 100% for the installation of the secondary seals and the internal floating roofs on tanks T-200, 201, 202 and 206. | 1995-12-04 | 144619 | 100
897 | T1 | Empak Inc | Empak Deer Park Terminal | 2759 Battleground Rd | Deer Park | TX | 77536 | Harris | CN601527955 | RN101842334 | Installation of external secondary containment structures to collect liquids released from the primary containment tanks t-1A, 4A, 9A, 9B, 3, 8, B1, and B2. | A positive use determination of 100% for the Secondary containment structures which were installed at containment tanks T-1A, 4A, 9A, 9B, 3, 8, B1 and B2. | 1995-12-04 | 169191 | 100
898 | T1 | Alcoa Inc | Alcoa Rockdale | 5 M S On FM 1786 | Rockdale | TX | 76567 | Milam | CN605253749 | RN103785846 | Installation of sulfur dioxide monitors at two locations and meteorological monitors at one location. The system also includes a data acquisition/control computer. | A positive determination of 100% for the two sulfur dioxide monitors, the meteorological monitor and the data acquisition/control computer. | 1995-12-06 | 280000 | 100
899 | T1 | Alcoa Inc | Alcoa Rockdale | 5 M S On FM 1786 | Rockdale | TX | 76567 | Milam | CN605253749 | RN103785846 | Installation of a BECO wet scrubber. | A positive use determination of 100% for the installation of the BECO wet scrubber. | 1995-12-06 | 850000 | 100
900 | T1 | B & B Auto Worx - William H Hrncir | B & B Auto Worx | 1 Mile S On Hwy 77 | Hallettsville | TX | 77964 | Lavaca | Insufficient Information | Insufficient Information | Constructed a new auto body repair shop. Within the shop is a Devilbiss semi-downdraft paint booth - dimensions 14'4"x24'2"x11'5". The area which houses the booth is 375 sq. ft. or 18% of the shop. Equipment purchased includes a MI-G HVLP Paint Spray Gun and a Herkubs Diaphragm Paint Gun Cleaning Unit. | A positive use determination of 100% for the Paint Spray Booth, including installation costs. A positive determination of 100% for the portion of the shop which houses the paint booth. A positive use determination of 70% for the MI-G HVLP Paint Spray Gun. A positive use determination of 90% for the Herkubs Diaphragm Paint Gun Cleaning Unit. | 1995-12-06 | 15932 | 100
901 | T3 | Merichem Company | Merichem - Winnie Plant | 124 N Hwy @ Rollins Rd | Hamshire | TX | 77622 | Jefferson | CN600587216 | RN102556883 | In order to eliminate benzene emissions, the facility will change the dryout of the chamber sieve from using benzene to phentanol. A larger dryer and heater will be installed to increase pentanol drying capacity. | Not listed in database. | 1996-03-05 | 217800 | 100
902 | T1 | Merichem Company | Merichem - Greens Bayou Plant | 1914 Haden Rd | Houston | TX | 77015 | Harris | CN600587216 | RN100214576 | Installation of leakless valves, and piping for regeneration vent to No. 4 boiler. | A positive use determination of 100% for the installation of the leakless valves and piping for the regeneration vent No. 4 boiler. | 1996-01-11 | 64000 | 100
903 | T1 | Merichem Company | Merichem - Greens Bayou Plant | 1914 Haden Rd | Houston | TX | 77015 | Harris | CN600587216 | RN100214576 | Sliplining of stormwater outfall 004 and laterals. | The following property is used 100% for pollution control and is installed to meet or exceed federal or state regulations: sliplining of stormwater outfall 004 and laterals. | 1996-01-11 | 478000 | 100
904 | T1 | Merichem Company | Merichem - Greens Bayou Plant | 1914 Haden Rd | Houston | TX | 77015 | Harris | CN600587216 | RN100214576 | Concrete diked pad with sump and with roof to be used to store hazardous waste bins. | A positive use determination of 100% for the concrete diked pad with sump and roof. | 1995-12-14 | 287600 | 100
905 | T3 | Goldston Oil Corporation | Indian Rock Gas Plant | 1.5 M SE of Gilmer | Gilmer | TX | 75644 | Upshur | CN600596878 | Insufficient Information | Construction of natural gas treatment facility. Equipment includes: (01) Condensate Stabilization, (02) Gas Treating (Amine Contractors), (03) Amine Regeneration and Sulfur Recovery, (04 & 05) Glycol Dehydration and Reconcentration, (06) Tailgas Incineration, (07) Plant Flare, (08) Plant Separator System, (09) Closed Drain, (10) Solvent Storage and Drain, (11) Open Drain, (12) Recompressor and Utilities, (13) Steam and Water Condensate, (14) Instrument Air, (15) Fuel Gas System, (16) Utility and Control Building, (17) Office and Storage Building, (18) Nitrogen, (19) Land. | A positive use determination of 94% for the gas treatment plant. The main parts of the plant include a liquid/gas separator, a condensate stabilizer, amine gas treating unit, sweet gas glycol dehydration, sulfur recovery unit and a plant flare. The plant also includes support facilities including a tailgas incinerator for the sulfur unit, water drainage facilities, recompression units, and plant utilities. The five acre tract which contains the facility is excluded from this determination. | 1996-03-27 | 15970542 | 100
906 | T1 | El Paso Electric Company | El Paso Electric - Newman | 4900 Stan Roberts Sr Ave | El Paso | TX | 79934 | El Paso | CN600352819 | RN100211309 | Continuous emission monitoring equipment was installed at five emission sources at Newman Power Station. The systems consist of a dilution extraction sample probe, an umbilical cord to transport samples to the analyzers, flow meters, and a PC based data collection and reporting system. In addition each stack is equipped with an opacity monitor. A centrally located shelter was constructed to house the equipment. | A positive use determination of 100% for the continuous emission monitoring equipment which was installed at the five locations at the Newman Power Station. Property includes dilution extraction probes, umbilical cords, flow meters, a PC based data collection and reporting system, opacity meters and a centrally located shelter house. | 1996-01-06 | 2514385 | 100
907 | T1 | El Paso Electric Company | El Paso Electric - Copper | 651 Hawkins Blvd | El Paso | TX | 79915 | El Paso | CN600352819 | RN100215490 | Continuous emission monitoring equipment was installed at Copper Power Station. The system consist of a dilution extraction sample probe, an umbilical cord to transport samples to the analyzers, flow meters, a PC based data collection and reporting system and a shelter to house the equipment. | A positive use determination of 100% for the continuous emission monitoring equipment installed at the Copper Power Station. Equipment includes a dilution extraction sample probe, an umbilical cord, flow meters, a PC based data collection and reporting system and a shelter to house the equipment. | 1996-01-06 | 526290 | 100
908 | T1 | El Paso Electric Company | El Paso Electric - Newman | 4900 Stan Roberts Sr Ave | El Paso | TX | 79934 | El Paso | CN600352819 | RN100211309 | Constructed a state-of-the-art storage facility to be used to store hazardous wastes and hazardous materials. Most of the liquid and solid wastes will be stored in 55 gallon drums. The building is equipped with special secondary containment floors, safety equipment and spill response equipment. | A positive use determination of 100% for the hazardous wastes/materials building. | 1996-01-06 | 150000 | 100
909 | T1 | El Paso Electric Company | El Paso Electric - Santa Fe | 601 S Santa Fe St | El Paso | TX | 79901 | El Paso | CN600352819 | RN100677863 | Constructed a sludge/dirt trap for the truck wash and three service bays at the Santa Fe Facility. Constructed a secondary containment truck wash pad which is connected to the trap. | A positive use determination of 100% for the truck wash pad and the sludge/dirt trap which were constructed. | 1996-01-06 | 28933 | 100
910 | T1 | El Paso Electric Company | El Paso Electric - Santa Fe | 601 S Santa Fe St | El Paso | TX | 79901 | El Paso | CN600352819 | RN100677863 | Constructed a structure which will be used to house and protect from the elements new oil, used/waste oil and waste PCBs. The structure will also contain spill response equipment. | A positive use determination of 100% for the structure constructed to provide protection from the elements for hazardous wastes/materials and to house spill response equipment. | 1996-01-06 | 18000 | 100
911 | T1 | El Paso Electric Company | El Paso Electric - Copper | 651 Hawkins Blvd | El Paso | TX | 79915 | El Paso | CN600352819 | RN100215490 | Constructed a state-of-the-art building which will be used to store PCB oil in various concentrations and dielectric fluid. The building is equipped with special secondary containment floors, a three ton overhead crane, communication equipment, an office, safety equipment, spill response equipment and other fixtures. | A positive use determination of 100% for the building constructed to store PCB oil in various concentrations and dielectric fluid. Property includes the building, secondary containment floors, a 3 ton overhead crane, communication equipment, safety equipment, spill response equipment and other fixtures which are used for pollution control purposes. | 1996-01-06 | 186929 | 100
912 | T1 | El Paso Electric Company | El Paso Electric - Newman | 4900 Stan Roberts Sr Ave | El Paso | TX | 79934 | El Paso | CN600352819 | RN100211309 | Purchased and installed a water purification system. The system is a reverse osmosis demineralizer system. The system will be housed in a new building. | A positive use determination of 100% for the reverse osmosis water purification system and the building in which it is located. | 1996-01-06 | 1854983 | 100
913 | T1 | Sullivan Graphics | Sullivan Graphics Lufkin | Hwy 103 E | Lufkin | TX | 75901 | Angelina | CN600877005 | RN101860625 | Katec model 2-056 thermal oxidizer. | A positive use determination of 100% for the installation of the Katec model 2-056 thermal oxidizer. | 1996-01-03 | 272598 | 100
914 | T1 | Mobil Chemical Co | Mobil Chemical Co - Bcsp | 2775 Gulf States Rd | Beaumont | TX | 77704 | Jefferson | CN600125777 | RN100542844 | Installed a custom built Callidus Technologies Thermal Oxidizer. | A positive use determination of 100% for the Callidus Technologies Thermal Oxidizer. | 1996-01-03 | 1250000 | 100
915 | T1 | Hilliard Emission Controls Inc | Hillard Emission Controls Inc | 2737 Buffalo Speedway | Houston | TX | 77098 | Harris | CN602767105 | RN104501101 | Purchased mobile cleaning equipment. | Returned for failure to respond to a deficiency letter. | 1996-04-01 | 243767 | 100
917 | T2 | Formosa Plastics Corporation Texas | Formosa Plastics Corporation | 201 Formosa Dr | Point Comfort | TX | 77978 | Calhoun | CN600130017 | RN100218973 | Installation of a VCN Containment System, also known as the Early Relief System (ERS) in the VCN and PVC Plant. The ERS will consist of a storage sphere, piping and associated valves. | A positive use determination of 100% for the VCM Containment System. | 1996-03-06 | 2000000 | 100
918 | T1 | Sterling Chemicals Inc | Sterling Texas City | 201 Bay St | Texas City | TX | 77592 | Galveston | CN600126288 | RN100212620 | Installed a closed dome loading system for PA tank cars and tank trucks. New loading arms will be installed, three for tank cars and one for tank trucks. Tank cars and trucks will be loaded using a vapor balancing system. A new steam jacketed vapor return line will be installed for vapor routing. | A positive use determination of 100% for the Closed Dome Loading System except for the four new loading arms which were installed. | 1996-03-11 | 900000 | 100
919 | T1 | Sterling Chemicals Inc | Sterling Texas City | 201 Bay St | Texas City | TX | 77592 | Galveston | CN600126288 | RN100212620 | This project involves the replacement of the existing carbon monoxide CEM system on the 53H3 distillation incinerator. The project will replace the sample probe, sample conditioning system, analyzers, and system enclosure. A system controller will be installed to provide automatic daily calibrations and remote maintenance access to the system. | A positive use determination of 100% for the replacement of the existing carbon monoxide CEM system. Equipment includes the sample probe, sample conditioning system, analyzers, the system enclosure and the system controller. | 1996-01-16 | 160000 | 100
920 | T1 | Sterling Chemicals Inc | Sterling Texas City | 201 Bay St | Texas City | TX | 77592 | Galveston | CN600126288 | RN100212620 | This project will provide boilers #1, 2, 3 and 4(954H-1,2,3&4) with new low NOx burners. | A positive use determination of 100% for the new low NOx burners installed on boilers #1, 2, 3, and 4 (95H1-1, 2, 3 & 4). | 1996-01-16 | 350000 | 100
921 | T1 | Sterling Chemicals Inc | Sterling Texas City | 201 Bay St | Texas City | TX | 77592 | Galveston | CN600126288 | RN100212620 | The objective of this project is to move the discharge of the An unit ammonia relief valves from atmospheric vent to a high pressure flare. The existing vent line will be connected to the existing high pressure flare. The new interconnecting line will have block valves. The existing 18" flare tip will be replaced with a 30" stainless steel flare tip with four pilots. Additional flame front lines from an existing igniter will be provided to light the additional pilots. Nitrogen sweep will be added to the existing vent line and new piping. A low switch provides loss of flow alarm to the existing control room annunciator systems. | A positive use determination of 100% for the project to move the discharge of the AN Unit ammonia relief valves from an atmospheric discharge to a high pressure flare. | 1996-03-06 | 280000 | 100
922 | T1 | Temple-Inland Forest Products Corp | Temple-Inland Evadale Pulp & Paperboard | Highway 105 | Evadale | TX | 75951 | Jasper | CN602787053 | RN106320435 | An electrostatic precipitator was purchased to reduce particulate emissions from the No. 4 lime kiln. | A positive use determination of 100% for the electrostatic precipitator installed to reduce particulate emissions from the No. 4 lime kiln. | 1996-01-16 | 2914208 | 100
923 | T1 | Temple-Inland Forest Products Corp | Temple-Inland Diboll Lumber Operation | Highway 105 | Diboll | TX | 75941 | Jasper | CN602787053 | RN106320435 | Purchased a Lundberg Incinerator which will be used to incinerate off-gases from the Kamyr digestors. | A positive use determination of 100% for the Lundberg Incinerator. | 1996-01-16 | 1270603 | 100
924 | T1 | Citation Corporation | Texas Foundries | 1611 N Raguet | Lufkin | TX | 75903 | Angelina | CN601541436 | RN100218288 | Installed two Wheelabrator Model No. 3917TA-168, Series 6P, Jet III units. Installed system duct work. Installed two New York Blower fans with a common stack with test ports as bag house fans. Installed two air make-up units. | A positive use determination of 100% for the 2 Wheelabrator Model No. 3917TA-168 (Series 6P, Jet III), ductwork, hooding, 2 New York Blower bag house fans, 15 foot stack with test ports, and 2 air make-up units. | 1996-01-29 | 631000 | 100
925 | T1 | Citation Corporation | Texas Foundries | 1611 N Raguet | Lufkin | TX | 75903 | Angelina | CN601541436 | RN100218288 | Installed one Wheelabrator Model No. 515WCC Model 36 (Cartridge 5A-Type). Installed system duct work and hooding. Installed one Twin City Blower fan with a stack as a baghouse fan. Installed air make-up units. | A positive use determination of 100% for the Wheelabrator Model No. 515WCC Model 36, system ductwork, hooding, Twin City Blower bag house fan and stack, and air make-up units. | 1996-01-29 | 332413 | 100
926 | T1 | Citation Corporation | Texas Foundries | 1611 N Raguet | Lufkin | TX | 75903 | Angelina | CN601541436 | RN100218288 | Installed one Wheelabrator Model No. 3917TA-168, Series 6P, Pulse Jet. Installed system duct work and hooding. Installed one blower fan with a stack as a baghouse fan. Installed air make-up units. | A positive use determination of 100% for the Wheelabrator Model No. 3917TA-168, system ductwork and hooding, baghouse blower fan and stack, and air make-up units. | 1996-01-29 | 264528 | 100
927 | T1 | Citation Corporation | Texas Foundries | 1611 N Raguet | Lufkin | TX | 75903 | Angelina | CN601541436 | RN100218288 | Installed a Wheelabrator Dust Collector, system duct work and hooding, a bag house fan (#490 SWSI Motor) and stack and air make-up units. | A positive use determination of 100% for the Wheelabrator Dust Collector, system ductwork and hooding, bag house fan and stack, and the air make-up units. | 1996-01-29 | 264219 | 100
928 | T1 | Citation Corporation | Texas Foundries | 1611 N Raguet | Lufkin | TX | 75903 | Angelina | CN601541436 | RN100218288 | Installed a Wheelabrator Dust Collector, system duct work and hooding, a bag house fan (#490 SWSI Motor) and stack and air make-up units. | A positive use determination of 100% for the Wheelabrator Dust Collector, system ductwork and hooding, bag house fan and stack, and the air make-up units. | 1996-01-29 | 250000 | 100
929 | T1 | Citation Corporation | Texas Foundries | 1611 N Raguet | Lufkin | TX | 75903 | Angelina | CN601541436 | RN100218288 | Installed two Wheelabrator Model No. 3917TA-168, Series 6 P, Jet III Dust Collectors, system duct work and hooding, two bag house fans (Twin City Clowe Fans) and stacks, and two air make-up units. | A positive use determination of 100% for the two Wheelabrator Model No. 3917TA-168 Dust Collectors, system ductwork and hooding, two Twin City bag house fans and stack, and the two air make-up units. | 1996-01-29 | 446770 | 100
930 | T1 | ISK Biosciences Corporation | Greens Bayou Plant | 2239 Haden Rd | Houston | TX | 77015 | Harris | CN600673370 | RN100238492 | new filter system which was installed to replace the CTL-1 packaging room baghouse filter, F3-DB1. | A positive use determination of 100% for the new filter system which was installed to replace the CTL-1 packaging room baghouse filter, F3-DB1. | 1996-01-16 | 56100 | 100
931 | T1 | ISK Biosciences Corporation | Greens Bayou Plant | 2239 Haden Rd | Houston | TX | 77015 | Harris | CN600673370 | RN100238492 | Four projects were completed in 1995. The first involved the purchase of a portable CFC refrigerant recovery unit. The second involved the replacing of the carbon tetrachloride pumps at CTL-II with a new pumps fitted with a mechanical seal. The third involved the addition of a knockout vessel upstream of the carbon canisters. The fourth involved the replacement of the IPN unit ammonia storage vessel. An automated ammonia leak detection and alarm system consisting of four air monitors with both local and control room alarms and indicators was installed. In addition six new excess flow automatic shutoff valves were installed on the off loading pipe. New unloading arms which function as vapor recovery systems were installed. The new ammonia vessel system has been provided with a concrete pad and retaining walls plus new fiberglass roof and walls. | A positive use determination of 60% for the portable CFC refrigerant recovery unit. A positive use determination of 16.7% for the double mechanical pump seals. A positive use determination of 100% for the knockout vessel, the automated ammonia leak detection and alarm system, the six excess flow automatic shutoff valves and the concrete pad, retaining walls and fiberglass roof and walls installed for containment at the ammonia vessel. A positive use determination of 50% for the new unloading arms installed as part of the new unloading system. | 1996-01-16 | 92725 | 100
932 | T1 | The Dow Chemical Company | The Dow Chemical Company | 2301 Brazosport Blvd | Freeport | TX | 77541 | Brazoria | CN600356976 | RN102692258 | Eliminate two seal legs and install rupture discs on degassers. | The following property is used 100% for pollution control and is installed to meet or exceed federal or state regulations: project to eliminate two seal legs and install rupture discs on degassers. | 1995-03-07 | 62000 | 100
933 | T1 | The Dow Chemical Company | The Dow Chemical Company | 2301 Brazosport Blvd | Freeport | TX | 77541 | Brazoria | CN600356976 | RN102692258 | A collection system referred to as the RCL Pipeline was constructed. This collection system is primarily a 7 mile pipeline. Property involved includes: Pumps, piping, instrumentation and associated process equipment, secondary containment, and a leak detection system. | A positive use determination of 95% for the RCL pipeline collection system. This system consists of pumps, piping, instrumentation and associated control equipment. | 1995-04-12 | 2890850 | 100
934 | T1 | The Dow Chemical Company | The Dow Chemical Company | 2301 Brazosport Blvd | Freeport | TX | 77541 | Brazoria | CN600356976 | RN102692258 | The new wastewater treatment facility requires a specific feed temperature to protect the bio-mass performance and assure optimum operation in meeting all state and federal pollution requirements. Operation of chlorohydrin technology uses significant application of cross exchange to reduce effluent temperatures to current levels. Property includes: Cooling tower, storage tank, pumps, piping, exchangers, structure, building. | A positive use determination of 100% for the cooling tower, storage tank, pumps, piping, exchangers, structure and building. | 1995-03-07 | 1823000 | 100
935 | T1 | The Dow Chemical Company | The Dow Chemical Company | 2301 Brazosport Blvd | Freeport | TX | 77541 | Brazoria | CN600356976 | RN102692258 | B5200 - Construction of two 45M gallon day tanks, pumps, heat exchanger and associated piping. B6200 - Automation of the hopper car loading rainwater sump, relocating the equipment cleaning operation to a contained area rather than over a containment sump and the replacement of an open central sump with an above ground tank. Installation of a venturi scrubber on a flaker. Replacement of loading hoses and screw conveyor, and a tie-in of the hopper car domes to an existing dust collector. | A positive use determination of 100% for the sump upgrade which includes an above ground tank, sump, pump, piping, containment, and segregation equipment to eliminate contamination of clean stormwater; the flaker dust scrubber; the hopper car dust system; and the dust filters and piping. | 1995-04-25 | 1125000 | 100
936 | T1 | The Dow Chemical Company | The Dow Chemical Company | 2301 Brazosport Blvd | Freeport | TX | 77541 | Brazoria | CN600356976 | RN102692258 | Install a epi/sodium bispenate reactor and a separation tank that sends an organic stream to the epoxy resin coupler and an aqueous phase stream to the existing epi recovery unit. | A positive use determination of 100% for the EPI/Sodium Bisphenate Reactor. | 1995-03-07 | 58000 | 100
937 | T1 | The Dow Chemical Company | The Dow Chemical Company | 2301 Brazosport Blvd | Freeport | TX | 77541 | Brazoria | CN600356976 | RN102692258 | Install a pre-start-up chlorine scrubber near the B7000 throx area. The scrubber was piped to eliminate the I00 vent as an emission source. | A positive use determination of 100% for the pre-start-up chlorine scrubber. | 1995-03-05 | 82000 | 100
938 | T3 | The Dow Chemical Company | The Dow Chemical Company | 2301 Brazosport Blvd | Freeport | TX | 77541 | Brazoria | CN600356976 | RN102692258 | The purpose of this project is to decrease unplanned process unit shutdowns or outages and reduce accidental releases. The benefits of this project are increased reliability to produce product at design rate, and reduce air emissions. | Returned for failure to respond to a deficiency letter. | 1995-05-10 | 52150000 | 100
939 | T1 | Goodyear Tire & Rubber Company | Goodyear Chemical Plant | I 10 @ Smith Rd | Beaumont | TX | 77720 | Jefferson | CN600616049 | RN102561925 | Installed a burner management system on boilers B101, 102 103, 104 and 105. Installed the following stripper equipment: Condenser Strippers, 840-E-410B & 840-E-401A; piping on Stripper 401 & 402, A & B; Stripper modifications on strippers 401B, 402A & 402B; Strippers D401C & D 402C; ISO stripper tower D 202A. | A positive use determination of 100% for the Burner Management System and the following stripper projects: Condenser Strippers, 840-E-401B and A; Strippers D401C & D402C; ISO Stripper Tower D202A; piping for Strippers 401 & 402 , A & B; and modifications to Strippers 401B, 402A and 402B. | 1996-03-01 | 1108163 | 100
940 | T1 | Texas Eastman Division | Texas Eastman Division | Hwy 149 & Kodak Blvd | Longview | TX | 75603 | Harrison | CN600262919 | RN100219815 | Scrubber S-300: The oxidation reactor off-air scrubber system is comprised of a scrubber column (S-300) and associated other equipment (50 ton chilled water refrigeration unit, acid feed chiller, process water tank and pumps, recirculation chiller, water/glycol storage tank and pumps. Catalytic Oxidizer: Torvex Catalytic Reactor Model 20 A. | A positive use determination of 100% for the Scrubber S-300 and the Catalytic Oxidizer (Torvex Catalytic Reactor Model 20). | 1996-01-25 | 1025000 | 100
941 | T2 | The Dow Chemical Company | The Dow Chemical Company | 2301 Brazosport Blvd | Freeport | TX | 77541 | Brazoria | CN600356976 | RN102692258 | This project will install pump screens on the suction of the Plant A non-hazardous wastewater pumps at the A-2510 block for the permitted outfall designated as DSN-101, and on the suction of the non-hazardous wastewater pumps at the B-3610 block for the permitted outfall designated as DSN-403. These pump stations move wastewater from internal plant canals to the wastewater canals for discharge into the Brazos River. The A-2510 pump station is the single collection point for all five permitted outfalls at the Plant A complex. These screens will serve as a final solids separator for the wastewater prior to entering the pumps and will provide additional assurance that miscellaneous floating debris does not get into the Brazos River. The screens will slide into a steel framework that will facilitate periodic cleaning of trapped debris. | A positive use determination of 100% for the installation of A-2510 pump screens at Outfall DSN 101 and B-3610 pump screens at Outfall DSN 403. | 1995-02-03 | 600000 | 100
942 | T3 | The Dow Chemical Company | The Dow Chemical Company | 2301 Brazosport Blvd | Freeport | TX | 77541 | Brazoria | CN600356976 | RN102692258 | Part a) The installation of a circulation loop and associated equipment (duplex stainless steel exchanger) was done to lower temperatures to prevent severe corrosion that was resulting in chemical spills. Part b) This involved the installation of a modified brine wash system to improve a salt removal system which has a direct benefit of reducing organic (VOC) to the waste water system by (increase yields by 5%) lowering total organics approximately 40 tons/year. Part c) Installing equipment for a new catalyst system has resulted in improved process yields and a reduced incineration load of 87 tons/year; and a reduced waste water TOC load of 123 tons/year. | A positive use determination of 100% for the exchanger project, a positive use determination of 20% for the brine wash project and a positive use determination of 40% for the catalyst modification project. | 1995-04-04 | 167800 | 100
943 | T2 | The Dow Chemical Company | The Dow Chemical Company | 2301 Brazosport Blvd | Freeport | TX | 77541 | Brazoria | CN600356976 | RN102692258 | Installed pipe, valves and instrumentation to recirculate ethylene back into the process for reuse. | Not listed in database. | 1996-03-07 | 57500 | 100
944 | T2 | The Dow Chemical Company | The Dow Chemical Company | 2301 Brazosport Blvd | Freeport | TX | 77541 | Brazoria | CN600356976 | RN102692258 | Installed a new tank (D-23) for storing waste solvent; add pipe to flow it from existing process vessels; add a pump and pipe to load solvent into a trailer. The existing D-1250 containment dike will be modified. | A positive use determination of 100% for the new waste storage tank, associated piping and pump and the modifications to the D-1250 containment dike. | 1996-01-22 | 160000 | 100
945 | T2 | The Dow Chemical Company | The Dow Chemical Company | 2301 Brazosport Blvd | Freeport | TX | 77541 | Brazoria | CN600356976 | RN102692258 | piping installed to connect the vent gas stream to the existing thermal oxidizer. | A positive use determination of 100% for the piping installed to connect the vent gas stream to the existing thermal oxidizer. | 1996-03-13 | 92000 | 100
946 | T2 | The Dow Chemical Company | The Dow Chemical Company | 2301 Brazosport Blvd | Freeport | TX | 77541 | Brazoria | CN600356976 | RN102692258 | This project provides source reduction of vents for startup and reduces a waste chlorinated organic stream during startup of the chlorination reactors. An industrial microwave System was installed to be used for direct heating of the reactor. | A positive use determination of 100% for the microwave heater which was installed on the chlorination reactors. | 1996-04-01 | 1600000 | 100
947 | T2 | The Dow Chemical Company | The Dow Chemical Company | 2301 Brazosport Blvd | Freeport | TX | 77541 | Brazoria | CN600356976 | RN102692258 | This project is for equipment installed to handle the disposition of the vents from the vapor phase chlorination reactors. The major equipment items installed were: 1. Demisters, housings and elements. 2. Scrubbers with associated knockout drums, piping and instruments. 3. Knockout drums and vent collection headers from selected relief devices. 4. Scrubber effluent tank, instruments, piping and pumps. 5. Chlorine compressors with associated pulsation drums and interstage coolers. 6. HCL absorbers, check tanks, guard towers, RCL stripper collar, and associated pumps. 7. Stack extensions and modifications. 8. Collection sump, piping, instruments, and pumps. 9. Site Preparation, foundations, concrete slab with curbing, process structures. | A positive use determination of 100% for the demisters; scrubbers with knockout drums; knockout drums and vent collection headers for relief valves; scrubber effluent tank with instruments, piping, and pumps; HCL absorbers, check tanks, guard towers, RCL Stripper and cooler, and pumps. | 1996-04-09 | 8500000 | 100
948 | T2 | The Dow Chemical Company | The Dow Chemical Company | 2301 Brazosport Blvd | Freeport | TX | 77541 | Brazoria | CN600356976 | RN102692258 | Installed a new pump, filter, and associated piping/instrumentation, plus a metering station and pipe header with flow and temperature control instrumentation for the hot process water system. The metering station consists of mass flow meters and automated block valves with temperature readings and control valves for flow/temperature control. | A positive use determination of 100% for the process wastewater recycle and reuse project. | 1996-03-16 | 160000 | 100
949 | T1 | Griffin LLC | Griffin - Houston Site | 12701 Almeda Rd | Houston | TX | 77045 | Harris | CN600388656 | RN100681527 | Metals Removal: The project consisted of site preparation, concrete support pads and dikes, pumps, piping, filters, tanks, ion exchange equipment and instruments. Plant Air Compliance: Parking lots and roadways were paved in order to control dust. Two vent systems were installed in order to reduce plant emissions. | A positive use determination of 100% for the Metals Removal Project, including site preparation, concrete support pads and dikes, pumps, piping, tanks, ion exchange equipment and instrumentation. A positive use determination of 100% for the Plant Air Compliance project including the paving of parking lots and roadways and the installation of two vent systems. | 1996-01-11 | 756000 | 100
950 | T1 | ISK Magnetics Inc | Greens Bayou Plant | 2239 Haden Rd | Houston | TX | 77015 | Harris | CN600375653 | RN100667583 | Installed a system to collect and treat wastewater and process stormwater. | A positive use determination of 100% for the wastewater and process stormwater collection system; the curbs, sumps, pumps and piping installed to collect leaks, spills and process area rainwater; and the roof and outside walls constructed around the treatment plant filter press and around the manufacturing area press/kiln building. | 1996-01-16 | 6757000 | 100
951 | T1 | ISK Magnetics Inc | Greens Bayou Plant | 2239 Haden Rd | Houston | TX | 77015 | Harris | CN600375653 | RN100667583 | Numerous air pollution abatement projects were completed: A caustic scrubber, circulation pumps, piping, blower and control were installed. Bag Filter, S-1318, blowers, B1319 & B-1324, and associated piping and controls were installed. Blowers, B-1323-1,2,3,4 and the blower controls on D-1322 dryer provide partial pollution control. Baghouse filter, S-1343, blower B-1344, and associated piping and controls were installed. Part of the costs associated with the burner and burner controls installed on the A-Kiln is considered pollution control. Venturi ejector, B-1357, and scrubber, T-1358 and circulation pumps and piping. Low NOx burners were installed on the R-Kiln, K-1355, part of the cost is considered pollution control. Baghouse filter, S-1512, and controls and piping installed for the process F dryer. Scrubber, S-1510 and blower B-1507. Low NOx burners and controls were installed on the F-dryer heater, E-1505. Part of the cost is considered to be pollution control. Two blender bag filters, S-1602-2,2 and packaging bag filter, S-1541, and blower, B-1540 are considered to be partially used for pollution control. | A positive use determination of 100% for the HCI scrubber, baghouses S-1318, S-1343, S-1512, S-1602, and S-1591. A positive use determination of 50% for Venturi B-1357, scrubber T-1358, scrubber S-1510. A positive use determination of 71% for the Low NOx burner projects. | 1996-02-21 | 3077334 | 100
952 | T1 | Reynolds Metals Company | Reynolds Metals - Sherwin Alumina Plant | 4633 Highway 361 | Gregory | TX | 78359 | San Patricio | CN600130397 | RN102318847 | Phase III of the Digester Blowdown Containment System consists of two converted process vessels together with the necessary piping, valves, pumps and controls, and secondary containment structures to divert, capture and condense high pressure inorganic vapor steams. | A positive use determination of 50% for the piping, valves, pump, controls and secondary containment structures. | 1996-01-22 | 1525000 | 100
953 | T1 | Reynolds Metals Company | Reynolds Metals - Sherwin Alumina Plant | 4633 Highway 361 | Gregory | TX | 78359 | San Patricio | CN600130397 | RN102318847 | Phase II of the Precipitator Bottom Fill Conversion system: Conversion of one half of the process tanks to the bottom fill configuration. | A positive use determination of 50% for the Precipitator Bottom Fill Conversion system work which was completed during 1995. | 1996-01-22 | 420000 | 100
954 | T1 | Reynolds Metals Company | Reynolds Metals - Sherwin Alumina Plant | 4633 Highway 361 | Gregory | TX | 78359 | San Patricio | CN600130397 | RN102318847 | Installation of a dust collection system designed to eliminate fugitive Alumina dust from storage silo transfer operations. The system consists of dust collectors and support structures, together with the necessary electrical wiring, ducting and controls. | A positive use determination of 100% for the Dust Collection system. Property includes dust collectors, support structures, and necessary electrical wiring, ducting and controls. | 1996-01-22 | 450500 | 100
955 | T1 | Houston Pipe Line Company LP | Black Marlin Pipeline Co. - Texas City | 2 M E of Sh146 On 197 | Texas City | TX | 77590 | Galveston | CN601469026 | RN104194444 | Installed a flare to control emissions from three dehydration units. | A positive use determination of 100% for the flare installed to control emissions from the three dehydration units. | 1996-01-22 | 38662.99 | 100
956 | T1 | Houston Pipe Line Company LP | Bammel Compression | 15229 Kuykendahl | Houston | TX | 77090 | Harris | CN601469026 | RN100220060 | Installed flares to control emissions from the Brammel Gas Field. Property consists of eight flares and associated piping, three heat exchangers, and three separation tanks. | A positive use determination of 100% for the eight flare systems. | 1996-01-23 | 912772.83 | 100
957 | T1 | American Rockwool Inc | American Rockwool Inc | #1 Jackrabbit Rd | Nolanville | TX | 76559 | Bell | CN600127997 | RN100215243 | Installed Spray Scrubber used to control particulate matter from the two mineral wool production lines. | A positive use determination of 100 for the rebuilding of the Spray Scrubber. | 1996-01-22 | 201492 | 100
958 | T1 | Alcoa Inc | Alcoa Rockdale | 5 M S On FM 1786 | Rockdale | TX | 76567 | Milam | CN605253749 | RN103785846 | Constructed a 161 meter stack for discharge of emissions from Sandow Three utility boiler. | A positive use determination of 100% for the construction of the 161 meter exhaust stack on the Sandow Three utility boiler. | 1996-02-05 | 3400000 | 100
959 | T1 | Paktank Corporation | Paktank Deer Park Terminal | 2759 Battleground Rd | Deer Park | TX | 77536 | Harris | CN601003254 | RN101842334 | Purchase of organic vapor analyzer and leak tracker system. | A positive use determination of 100% for the organic vapor analyzer and the TVA 1000 Leaktracker system. | 1996-02-05 | 15700 | 100
960 | T1 | Dal Tile Corporation | Tile Manufacturing Plant | 12001 Railroad Drive | El Paso | TX | 79934 | El Paso | CN600128797 | RN100542976 | 1. Four dust collectors and one wet scrubber were installed to remove dust particles. 2. Water treatment system installed to meet requirements of redistributing water to water supply. 3. Scrap reclaim system used to reduce the amount of material disposed into landfills. | A positive use determination of 100% for the four dust collectors and one wet scrubber; the water treatment system; and the scrap reclaim system. | 1996-03-25 | 468382 | 100
961 | T1 | Newpark Environmental Services Inc | Newpark Environmental Services, Inc. | Wilber Rd | Winnie | TX | 77665 | Jefferson | CN603796376 | RN105012389 | Installed secondary containment systems at the injection wells and earthen levees were added at the facility. At the Big Hill facility: Installed secondary containment systems, made environmental improvements to the injection well and installed earthen levees. | A positive use determination of 100% for the secondary containment and earthen levees which were installed and for the environmental improvements which were made to the injection well. | 1996-04-01 | 4268674 | 100
962 | T1 | Monsanto Company | Monsanto - Chocolate Bayou Plant | FM 2917 | Alvin | TX | 77512 | Brazoria | CN600866669 | RN100238682 | Installed two 30 ft. diameter by 14 ft. high settling tanks and associated equipment. | A positive use determination of 100% for the two 30 foot diameter by 14 foot high settling tanks and associated equipment. | 1996-01-25 | 2860000 | 100
963 | T1 | Advanced Micro Devices | Advanced Micro Devices | 5204 E Ben White | Austin | TX | 78741 | Travis | CN600411433 | RN100723741 | This property consists of piping and associated equipment to collect and convey production waste waters to the onsite neutralization system. | A positive use determination of 100% for the piping and associated equipment used to collect and convey production waste waters. | 1996-01-25 | 57679 | 100
964 | T1 | Advanced Micro Devices | Advanced Micro Devices | 5204 E Ben White | Austin | TX | 78741 | Travis | CN600411433 | RN100723741 | This property includes the construction of a secondary containment structure designed to collect liquids which may be released from a primary tank. | The following property is used 100% for pollution control and is installed to meet or exceed federal or state regulations: secondary containment structure designed to collect liquids which may be released from a primary tank. | 1996-01-25 | 80000 | 100
965 | T1 | Advanced Micro Devices | Advanced Micro Devices | 5204 E Ben White | Austin | TX | 78741 | Travis | CN600411433 | RN100723741 | Property consists of exhaust duct to route emissions to existing thermal oxidizer and point of use thermal oxidizers for the control of VOC and toxic compounds. | A positive use determination of 100% for the installation of the ductwork which connects various process tools to the existing thermal oxidizers 1VE-1, 2VE-1 and 4VE-1. | 1996-03-05 | 1450461 | 100
966 | T1 | Advanced Micro Devices | Advanced Micro Devices | 5204 E Ben White | Austin | TX | 78741 | Travis | CN600411433 | RN100723741 | This property includes associated duct work for the exhaust of corrosive air emissions into a packed bed crossflow scrubber system. | A positive use determination of 100% for the installation of the ductwork which connects various process tools to the existing scrubbers 4SE-4, 4SE-5, 4SE-6 and 4SEA-2. | 1996-03-05 | 1136772 | 100
967 | T1 | Advanced Micro Devices | Advanced Micro Devices | 5204 E Ben White | Austin | TX | 78741 | Travis | CN600411433 | RN100723741 | This property includes piping and associated equipment to collect and convey hazardous solvent waste into an onsite accumulation system. | A positive use determination of 100% for the piping and associated equipment installed to be used for collecting and conveying hazardous solvent waste. | 1996-01-25 | 145775 | 100
968 | T1 | Nalco Energy Services LP | Nalco/Exxon Energy Chemicals | CR 229 | Freeport | TX | 77541 | Brazoria | CN602898751 | RN102185717 | The flare project consisted of several modifications including the purchase and installation of a John Zink air-assisted flare, vent header piping and liquids knock-out system connecting process and storage vessels to the flare, and the purchase and installation of an internal floating roof with double vapor mounted seals in an existing wastewater storage tank. An existing vent scrubber was retrofitted with a hydrolysis reactor, neutralization tank and ancillary equipment with controls to allow continuous rather than previous batch-wise operation. | A positive use determination of 100% for the Flare Project. Property includes the John Zink air-assisted flare, vent header piping and liquid knock-out system, the internal floating roof with double vapor-mounted seals, the hydrolysis reactor, neutralization tank and ancillary equipment. | 1996-01-25 | 1940000 | 100
969 | T1 | Nalco Energy Services LP | Nalco/Exxon Energy Chemicals | CR 229 | Freeport | TX | 77541 | Brazoria | CN602898751 | RN102185717 | This project consisted of the installation of a RCRA <90 - day hazardous waste storage tank and interconnected piping and pumps to points of waste generation in the plant. All secondary containment was equipped with an impervious liner. | A positive use determination of 100% for the waste storage tank, the interconnected piping and the pumps. | 1996-01-25 | 128500 | 100
970 | T1 | Draeger Motor Co Inc | Draeger Motor Co. | 500 Austin Ave | Georgetown | TX | 78626 | Williamson | CN600352223 | RN100641836 | 1. Paint Booth: Garmet 99745/723; full downdraft paint booth used to control overspray into the atmosphere generated throughout normal painting. 2. Hoods and collection system: Eurovac 1; vacuum system used to collect air contaminates and route them to a control device. 3. Settling Basin: Used to settle solids. 4. Storm Water Control System: Erosion retaining walls, landscaping, landscape irrigation, city required set aside land, curbs and guttering; used to comply with city subdivision regulations to control run off and filtration. | A positive use determination of 100% for the paint booth (Garmet 9974/723); the Eurovac 1 Vacuum System; the settling basins; and the Stormwater Control System consisting of erosion retaining walls, landscaping, irrigation set aside land, curbs, and guttering. | 1996-03-04 | 320900 | 100
971 | T2 | TE Products Pipeline Company LP | TEPPCO Beaumont Marine Terminal | Hwy 105 S On Mansfield | Vidor | TX | 77662 | Orange | CN600128326 | RN100228576 | Constructed a vapor recovery system consisting of a vapor recovery unit and other associated facilities. The vapor recovery unit is a Petrogas Model A-1300 integrated regenerative cycle vapor recovery unit. | A positive use determination of 100% for the marine vapor control system. | 1996-02-07 | 1415000 | 100
972 | T1 | BP Chemicals Inc | Green Lake | Highway 185N | Port Lavaca | TX | 77979 | Calhoun | CN600124531 | RN100210038 | secondary concrete containment installed around the two hazardous disposal deepwell heads. | A positive use determination of 100% for the secondary concrete containment installed around the two hazardous disposal deepwell heads. | 1996-01-25 | 77000 | 100
973 | T1 | BP Chemicals Inc | Green Lake | Highway 185N | Port Lavaca | TX | 77979 | Calhoun | CN600124531 | RN100210038 | Installed secondary concrete containment structure along length of piping from the process unit to the barge dock. | A positive use determination of 100% for the secondary containment concrete structure installed along the length of piping from the process unit to the barge loading dock. | 1996-01-25 | 4000000 | 100
974 | T1 | BP Chemicals Inc | Green Lake | Highway 185N | Port Lavaca | TX | 77979 | Calhoun | CN600124531 | RN100210038 | Installed double seals in three wastewater storage tanks. | A positive use determination of 100% for the double seals installed on the three wastewater storage tanks. | 1996-01-26 | 141000 | 100
975 | T1 | BP Chemicals Inc | Green Lake | Highway 185N | Port Lavaca | TX | 77979 | Calhoun | CN600124531 | RN100210038 | secondary concrete containment installed around the soda ash truck unloading spot. | A positive use determination of 100% for the secondary concrete containment installed around the soda ash truck unloading spot. | 1996-01-25 | 46000 | 100
976 | T1 | BP Chemicals Inc | Green Lake | Highway 185N | Port Lavaca | TX | 77979 | Calhoun | CN600124531 | RN100210038 | Installed ambient air sensors in areas with high processing concentrations of hydrogen cyanide, sulfur dioxide, ammonia and propylene. | A positive use determination of 100% for the ambient air sensors. | 1996-01-26 | 400000 | 100
977 | T1 | American Marazzi Tile Inc | American Marazzi Tile Inc | 359 Clay Rd | Sunnyvale | TX | 75182 | Dallas | CN600129522 | RN105208615 | 1. Baghouse Dust Collection System: collection system, baghouse & foundation. 2. Wet Venturi Scrubber: scrubber and foundation. 3. Wastewater Treatment System: collection trenches, piping, wastewater treatment tanks, pumps, filters, and associated support structures. 4. Compactor/Shredder/Baler: Used to shred, compact and bale cardboard and broken wooden pallets. | A positive use determination of 100% for the baghouse, the baghouse collection system, and the baghouse foundation; the scrubber collection system, the scrubber and the scrubber foundation; the collection trenches, piping, wastewater treatment tanks, pumps, filters and associated support structures and the Compactor/Shredder/Baler. | 1996-01-26 | 1186748 | 100
978 | T1 | Huntsman LLC | Huntsman Jefferson County | 6001 Hwy 366 | Port Neches | TX | 77651 | Jefferson | CN603603093 | RN100219252 | Replaced M-1 and M-2 mixers located in the B-14 and B-15 boxes. | A positive use determination of 100% for the replacement of mixers M-1 and M-2. | 1996-01-25 | 39740 | 100
979 | T1 | Huntsman LLC | Huntsman Jefferson County | 6001 Hwy 366 | Port Neches | TX | 77651 | Jefferson | CN603603093 | RN100219252 | Installed concrete containment structures and oil/water/solids separation equipment in bundle storage area. | A positive use determination of 100% for the installation of concrete containment structures, oil/water/solids separation equipment and associated equipment in the bundle storage area. | 1996-01-25 | 173000 | 100
980 | T1 | Huntsman LLC | Huntsman Jefferson County | 6001 Hwy 366 | Port Neches | TX | 77651 | Jefferson | CN603603093 | RN100219252 | Installed concrete containment, drain piping, and a liquid waste pump in order to keep discharges from tank 109, refrigerant compressor (6C-1) and transfer pumps (6G-294A, B, 6G-265A, B and 6G-271A, B) from entering an unlined earthen surface. | A positive use determination of 100% for the concrete containment, drain piping, liquid waste pump and associated equipment. | 1996-01-25 | 56000 | 100
981 | T1 | Huntsman LLC | Huntsman Jefferson County | 6001 Hwy 366 | Port Neches | TX | 77651 | Jefferson | CN603603093 | RN100219252 | Installed two 600 foot long east to west dikes and pumping facilities inside the O&O stormwater reservoir to subdivide the reservoir into three compartments. | A positive use determination of 100% for the two 600 foot long stormwater diversion dikes and associated pumping facilities. | 1996-01-25 | 495000 | 100
982 | T1 | Huntsman LLC | Huntsman Jefferson County | 6001 Hwy 366 | Port Neches | TX | 77651 | Jefferson | CN603603093 | RN100219252 | new fin fan condenser on the overhead T-1, T-2 wastewater stripping unit towers. | A positive use determination of 100% for the new fin fan condenser on the overhead T-1, T-2 wastewater stripping unit towers. | 1996-01-26 | 409000 | 100
983 | T1 | Huntsman LLC | Huntsman Jefferson County | 6001 Hwy 366 | Port Neches | TX | 77651 | Jefferson | CN603603093 | RN100219252 | Project to reroute the spent caustic wastewater directly to the Wastewater Stripping Unit. | A positive use determination of 100% for the piping installed to re-route the spent caustic directly to the Wastewater Stripping Unit. | 1996-01-25 | 48000 | 100
984 | T1 | Huntsman LLC | Huntsman Jefferson County | 6001 Hwy 366 | Port Neches | TX | 77651 | Jefferson | CN603603093 | RN100219252 | Installation of a new line and pumping facilities to pump F6/G6 Units stormwater runoff directly to the JWWTP. | A positive use determination of 100% for the new line and pumping facilities. | 1996-01-25 | 244000 | 100
985 | T1 | Motco Trust | Motco Superfund Site | 2917 Highway #3 | La Marque | TX | 77568 | Galveston | CN600572952 | RN105192645 | Groundwater Treatment Plant: Equipment includes a groundwater system consisting of a collection tank, an ultraviolet oxidation treatment unit, an air stripper, four storage tanks and carbon absorption units for polishing; a dense non aqueous phased liquids system consisting of a separation/storage tank; and various filters, pumps, acid and caustic mix tanks, a hydrogen peroxide storage tank and a liquid nitrogen storage tank. | A positive use determination of 100% for the collection tank, ultraviolet oxidation treatment unit, air stripper, four storage tanks, carbon absorption units, filters, separation/storage tanks, pumps, acid and caustic mix tanks, hydrogen peroxide storage tank and liquid nitrogen storage tank. | 1996-01-26 | 3200000 | 100
986 | T1 | GATX Terminals Corporation | GATX Galena Park Terminal | 906 Clinton Dr | Galena Park | TX | 77547 | Harris | CN600131882 | RN100237452 | NHB Ground Water Recovery Wells: converted five existing monitoring wells into recovery wells and installed two new recovery wells. Each well is equipped with one pneumatic pump which discharges into a common piping system. The groundwater is pretreated by using an air stripper before being sent off-site for treatment. | A positive use determination of 100% for the conversion of the five existing monitoring wells, the installation of the two new wells, the pumps installed at each of the seven wells, the piping system and the air stripper. | 1996-01-26 | 154000 | 100
987 | T1 | GATX Terminals Corporation | GATX Galena Park Terminal | 906 Clinton Dr | Galena Park | TX | 77547 | Harris | CN600131882 | RN100237452 | A carbon steel pontoon internal floating roof was installed on Tank 80-9. | A positive use determination of 100% for the carbon steel pontoon internal floating roof installed on Tank 80-9. | 1996-01-26 | 140770 | 100
988 | T1 | GATX Terminals Corporation | GATX Galena Park Terminal | 906 Clinton Dr | Galena Park | TX | 77547 | Harris | CN600131882 | RN100237452 | A carbon steel pontoon internal floating roof was installed on Tank 80-10. | A positive use determination of 100% for the carbon steel pontoon internal floating roof installed on Tank 80-10. | 1996-01-26 | 140770 | 100
989 | T3 | Great Lakes Carbon Corporation | Great Lakes Carbon Port Arthur | Coke Dock Rd | Port Arthur | TX | 77640 | Jefferson | CN602597635 | RN100209287 | 15 Projects: 1. A pneumatic conveying system was installed to move crushed and screened products from the production facility to storage silos. The environmental benefit of decreased dust emissions is estimated to be 25%. 2. There is an on going project to pave critical areas of the plant in order to provide for more efficient cleanup of spilled coke. 3. Modifications to the swing angle of the shiploading boom. The modifications reduce the amount of fugitive emissions. 4. Installation of a dust storage silo, pneumatic transfer system, and equipment for loading dust into bags or trucks. 5. Purchase and installation of seals and enclosure for the feed end and the discharge end of Conveyor C-35. 6. Removal of hot tubs from settling chambers and modifications to the chamber hoppers in order to burn fines. 7. Installation of a Rainbird water spray system in the raw coke storage area. 8. Engineering studies for dust collection systems in the main conveyor building, silo reclaim conveyor systems, and silo filling systems; enclosures for the main collection conveyor under the silos; and supplementary dedusting system at ship loading. 9. Installation of a screw conveyor to be used to add a dedusting agent to dust going back to the ship load conveyor. 10. Purchase and installation of valves in product chutes. 11. Installation of a spoon trimmer on the DCL shiploading spout. 12. Water conservation project which separates process water from stormwater. 13. Construction of a metal stormwater settling basin at the end of the stormwater drainage ditch. 14. Purchase of a water truck for use in dust suppression. 15. Purchase of a street sweeper to be used to cleanup spills. | A positive use determination of 25% for the installation of the pneumatic conveying system installed to move Crushed and Screened products. A positive use determination of 100% for the following projects: Concrete Paving, Shiploading Boom Modification, C & S Dust Storage, Modify C-35 Belt Conveyor, Modify Kiln No. 5 Settling Chambers, Rainbird Dust Suppression, Dust Collection, DCL Dust Reclaim, C & S Screening, DCL Shiploading Spoon, Water Conservation, and Stormwater Settling Basin. | 1996-03-07 | 519448 | 100
990 | T1 | Xetel Corporation | Xetel | 2105 Gracy Farms Ln | Austin | TX | 78758 | Travis | CN600294474 | RN102157203 | Installed two WESTEK Cleaners and associated water treatment systems. | A positive use determination of 100% for the Westek Cleaners and the associated water treatment system. | 1996-02-23 | 117000 | 100
991 | T1 | Majastic Building Specialties | Majestic - Austin Facility | 118 East Alpine Rd | Austin | TX | 78704 | Travis | CN600409494 | RN100615277 | Installed a DB-60 Baler to compress waste cardboard and paper in order to send to a recycler rather than the landfill. | A positive use determination of 100% for the DB-60 Baler. | 1996-01-30 | 8532 | 100
992 | T1 | ISK Magnetics Inc | Greens Bayou Plant | 2239 Haden Rd | Houston | TX | 77015 | Harris | CN600375653 | RN100667583 | Various water related projects. 1. Water conservation program including pumps, piping, and recycle tanks. 2. Sludge filtration recycle pump P-1734, piping, neutralizer tank T-1053. 3. Systems used to recycle filtrate from the second press F-1273 back to the first press F-1213 and to the first press repulp tank T-1220. These systems include the second press wash recycle tank T-1276, the second press wash recycle pump, P-1277, the recycle water tank, T-1219, and the first press wash pump, P-1215, along with the recycle piping and controls. 4. A system to recycle filtrate from the F second press F-1473, back to the F first press F-1433. The system includes the recycle water tank T-1491, the recycle water pump P-1435 and associated piping and controls. An additional system also includes the filter wash water tank T-1440 and the filter wash water pump P-1441. 5. Wastewater send tank T-1216, send pump P-1225 and associated piping used to route contaminated process wastewater to waste treatment. | A positive use determination of 100% for wastewater recycle equipment P-1734 and recycle piping to T-1053; wastewater recycle equipment T-1276, P-1277, T-1219, P-1215 and associated piping and controls; wastewater recycle equipment T-1491, P-1435, and associated piping and controls, and process wastewater conveyance equipment T-1440, P-1441 and associated piping and controls; and wastewater conveyance equipment T-1216 and P-1225 and associated piping and controls. | 1996-02-26 | 373000 | 100
993 | T1 | ISK Magnetics Inc | Greens Bayou Plant | 2239 Haden Rd | Houston | TX | 77015 | Harris | CN600375653 | RN100667583 | Construction of an enclosure room to house the mix mullers which grind the MIO product. The enclosure contains the dust from the grinding operation and an evacuation blower, B-1399, exhausts the room gases through a filter. | A positive use determination of 100% for the Fugitive Emission Containment Structure for Mix Mullers. | 1996-02-08 | 30000 | 100
994 | T1 | Chevron Phillips Chemical Co LP | Chevron Phillips Cedar Bayou | 9500 I-10 East | Baytown | TX | 77521 | Harris | CN600303614 | RN100825249 | Design and installation of a cover for the API separator, associated appurtenances, piping, a liquid knock-out drum, and carbon filters. | A positive use determination of 100% for the NAOU-1791 API Separator Vapor Recovery System. | 1996-02-08 | 200000 | 100
995 | T1 | E I Du Pont De Nemours & Co Inc | DuPont Corpus Christi | 3 M SE of Gregory | Ingleside | TX | 78362 | San Patricio | CN600128284 | RN101623254 | Equipment installed includes upgrades to sealless pumps and bellow seal valves. | A positive use determination of 100% for the bellows seal valves and sealless pumps used in the 152a Building to handle VCM (2010-8240-6), sealless pumps for acidic service: vent scrubber pump (2010-8255-3,4), reflux col. reflux pump (2010-8251-5), HF stripper receiver pump (2010-9005-10), and HF feed pump (1007-1006-15). | 1996-03-01 | 160000 | 100
996 | T1 | E I Du Pont De Nemours & Co Inc | DuPont Corpus Christi | 3 M SE of Gregory | Ingleside | TX | 78362 | San Patricio | CN600128284 | RN101623254 | Organic and acidic atmospheric analyzers are used to discover leaking piping components in the 152a process. | A positive use determination of 100% for the VCM and HF Monitors installed in Building 152a. | 1996-03-01 | 75000 | 100
997 | T1 | E I Du Pont De Nemours & Co Inc | DuPont Corpus Christi | 3 M SE of Gregory | Ingleside | TX | 78362 | San Patricio | CN600128284 | RN101623254 | Organic recovery systems are used to recover organic gasses and liquids for reuse in the 152a process. The recovery systems will use a converted compressor, pumps, condensers, and associated piping systems. | A positive use determination of 50% for the VCN Recovery System which consists of one tank, a condenser and a pump; and the 152a Recovery System which consists of a compressor, a tank and two condensers and a pump. | 1996-03-01 | 150000 | 100
998 | T1 | Arco Chemical Co | Arco - Bayport Plant | 10801 Choate Rd | Pasadena | TX | 77507 | Harris | CN603890351 | RN102523107 | Install a 100 foot square concrete pad with curbing in proximity of the BP3 emergency flare. The following items are included: utilities run from drum storage shed - 110 VAC, potable water; corner sump with block valves; privacy covering on fence. | A positive use determination of 100% for the NORM decontamination facility. | 1996-02-15 | 121500 | 100
999 | T1 | Arco Chemical Co | Arco - Bayport Plant | 10801 Choate Rd | Pasadena | TX | 77507 | Harris | CN603890351 | RN102523107 | The design and construction of new/modified pipe racks, new/modified relief headers and new/modified relief valves to be installed in Bayport Plant. The work includes remediating 127 relief valves, of which 99 involve relief valve replacement or modification. 70 relief valve configurations require piping modifications. 17 of the 127 valves currently relieving to the atmosphere will be contained. A cold service low pressure flare header of approximately 2000 feet with flare knock out and seal drums will be added to contain 13 of the 17. the other 4 will be contained in the existing emergency flare header. | A positive use determination of 100% for the Bayport Relief Systems Project. | 1996-03-06 | 1564000 | 100
1000 | T1 | Arco Chemical Co | Arco - Bayport Plant | 10801 Choate Rd | Pasadena | TX | 77507 | Harris | CN603890351 | RN102523107 | This project will install containment paving and curbing at the C1550 Fuel gas compressors and the BP2 emergency flare. The curbed areas will drain to a new 3600 gallon double contained sump which will be pumped out by a pair of 60 gpm pumps. | A positive use determination of 100% for the Fuel Gas Compressor and Emergency Flare Paving and Sump Project. | 1996-02-15 | 212000 | 100
1001 | T1 | Arco Chemical Co | Arco - Bayport Plant | 10801 Choate Rd | Pasadena | TX | 77507 | Harris | CN603890351 | RN102523107 | This project installed 2 new septic collection sumps, each with a prime pump and a spare pump. Some new piping will be installed. The existing septic tank pumps will be checked and modified or repaired as necessary. | A positive use determination of 100% for the Septic Collection System Project. | 1996-02-16 | 1401000 | 100
1002 | T1 | Arco Chemical Co | Arco - Bayport Plant | 10801 Choate Rd | Pasadena | TX | 77507 | Harris | CN603890351 | RN102523107 | This project will install containment paving and curbing in the BP2 OBL area, which will drain to a new 7000 gallon double contained sump. Two 155 gpm pumps will be installed. New piping will be installed. | A positive use determination of 100% for the BP2 Paving and Sump Project. | 1996-02-15 | 46742 | 100
1003 | T1 | Arco Chemical Co | Arco - Bayport Plant | 10801 Choate Rd | Pasadena | TX | 77507 | Harris | CN603890351 | RN102523107 | This project provides potable water to the Bayport facility. The water will enter a new 90M gallon atmospheric storage tank. Two 250 gpm pumps will discharge to a 2 million gallon hydro-pneumatic tank. The entire piping system will be replaced. | A positive use determination of 100% for the Potable Water Upgrade Project. | 1996-02-16 | 2500025 | 100
1004 | T1 | Citgo Refining And Chemicals LP | Citgo Refining - Corpus Christi | 1801 Nueces Bay Blvd | Corpus Christi | TX | 78401 | Nueces | CN600127922 | RN104697966 | Install continuous emissions monitoring system on the No. 1 Fluid Catalytic Cracking Unit CO Boiler for the purpose of measuring NOx emissions. | A positive use determination of 100% for the continuous emissions monitoring system installed on the No. 1 Fluid Catalytic Cracking Unit CO Boiler. | 1996-01-30 | 180000 | 100
1005 | T1 | Citgo Refining And Chemicals LP | Citgo Refining - Corpus Christi | 1801 Nueces Bay Blvd | Corpus Christi | TX | 78401 | Nueces | CN600127922 | RN104697966 | This project is to install Marine Emissions Control Systems (MECS) for the collection and destruction of hydrocarbon vapors during the loading of ships and barges at docks 1 and 2 located at the East Plant. | The following property is used 100% for pollution control and is installed to meet or exceed federal or state regulations: Marine Emissions Control Systems (MECS). | 1996-01-30 | 7350000 | 100
1006 | T1 | Citgo Refining And Chemicals LP | Citgo Refining - Corpus Christi | 1801 Nueces Bay Blvd | Corpus Christi | TX | 78401 | Nueces | CN600127922 | RN104697966 | This project will result in the replacement of the existing electronics on the H2S and SO2 train analyzers and the stack analyzer. Also being replaced will be the sample system line to the stack gas analyzer. Conduit and wiring to provide alarms in the DCS system will be installed. | A positive use determination of 100% for the replacement of the existing electronics on the H2S and SO2 train analyzers, the stack analyzer, the sample system line for the stack gas analyzer, and the conduit and wiring installed to provide alarms in the DCS system. | 1996-01-30 | 190000 | 100
1007 | T1 | Citgo Refining And Chemicals LP | Citgo Refining - Corpus Christi | 1801 Nueces Bay Blvd | Corpus Christi | TX | 78401 | Nueces | CN600127922 | RN104697966 | This project will install a computerized continuous emission monitoring CPU and disk storage capability. | A positive use determination of 100% for the computerized continuous emission monitoring CPU and disk storage capacity. | 1996-01-30 | 120000 | 100
1008 | T1 | BASF Corporation | Freeport | 602 Copper Rd | Freeport | TX | 77541 | Brazoria | CN600124895 | RN102535143 | Installed two stainless steel Drop Pans to catch spills of sulfuric acid. | A positive use determination of 100% for the two stainless steel drop pans. | 1996-01-30 | 6103 | 100
1009 | T1 | BASF Corporation | Freeport | 602 Copper Rd | Freeport | TX | 77541 | Brazoria | CN600124895 | RN102535143 | Installed gutters on the Compressor Building. Constructed containment walls around the process area. | A positive use determination 100% for the gutters installed on the Compressor Building and the containment walls constructed around the process areas. | 1996-01-30 | 38028 | 100
1010 | T1 | BASF Corporation | Freeport | 602 Copper Rd | Freeport | TX | 77541 | Brazoria | CN600124895 | RN102535143 | sample concentrator. | A positive use determination of 100% for the sample concentrator. | 1996-01-30 | 24579 | 100
1011 | T1 | BASF Corporation | Freeport | 602 Copper Rd | Freeport | TX | 77541 | Brazoria | CN600124895 | RN102535143 | This project involved the installation of closed loop composite samplers. | A positive use determination of 100% for the project to install closed loop samplers. | 1996-01-30 | 83468 | 100
1012 | T1 | BASF Corporation | Freeport | 602 Copper Rd | Freeport | TX | 77541 | Brazoria | CN600124895 | RN102535143 | Installed a carbon steel secondary containment tank around the main gasoline storage tank. Installed high level alarm and control valves to prevent the overfilling of the main gas tank. | A positive use determination of 100% for the carbon steel secondary containment tank installed around the main gasoline storage tank and the high level and control valves installed to prevent tank overfilling. | 1996-01-30 | 85857 | 100
1013 | T1 | BASF Corporation | Freeport | 602 Copper Rd | Freeport | TX | 77541 | Brazoria | CN600124895 | RN102535143 | Installed the following equipment at the Ammonia Unloading Stations: 1. Bleed and purge piping, valves and hoses for railcars and tank trucks. 2. Water curtain spray piping and valves to remove ammonia out of the air if a leak occurs. | A positive use determination of 100% for the bleed and purge piping, valves, and hoses installed for rail car and tank truck unloading and the water curtain spray piping and valves. | 1996-01-30 | 316313 | 100
1014 | T1 | BASF Corporation | Freeport | 602 Copper Rd | Freeport | TX | 77541 | Brazoria | CN600124895 | RN102535143 | Installed a wet scrubber for catalyst emissions reduction. | A positive use determination of 100% for the wet scrubber. | 1996-01-30 | 43130 | 100
1015 | T1 | BASF Corporation | Freeport | 602 Copper Rd | Freeport | TX | 77541 | Brazoria | CN600124895 | RN102535143 | Installed a double walled carbon steel 500 gallon diesel fuel storage drum. | A positive use determination of 100% for the double walled carbon steel 500 gallon diesel fuel storage drum. | 1996-01-30 | 4500 | 100
1016 | T1 | BASF Corporation | Freeport | 602 Copper Rd | Freeport | TX | 77541 | Brazoria | CN600124895 | RN102535143 | Installation of a coalescing filter between the centrifugal separator and a heater. | A positive use determination of 100% for the installation of the coalescing filter. | 1996-01-30 | 192066 | 100
1017 | T1 | BASF Corporation | Freeport | 602 Copper Rd | Freeport | TX | 77541 | Brazoria | CN600124895 | RN102535143 | Installed piping, bellow seal valves, and check valve. | A positive use determination of 100% for the piping, bellow seal valves and check valve. | 1996-01-30 | 56531 | 100
1018 | T1 | BASF Corporation | Freeport | 602 Copper Rd | Freeport | TX | 77541 | Brazoria | CN600124895 | RN102535143 | Not listed. | Not listed in database. | 1996-01-30 | 35623 | 100
1019 | T1 | BASF Corporation | Freeport | 602 Copper Rd | Freeport | TX | 77541 | Brazoria | CN600124895 | RN102535143 | Project installed larger piping; a catch pot; and backwelded threaded fittings to reduce potential for leaks or spills in the feed systems to WDW-51 and WDW-99. | A positive use determination of 100% for the larger piping, the catch pot, and the backwelded threaded fittings. | 1996-04-11 | 33000 | 100
1020 | T1 | BASF Corporation | Freeport | 602 Copper Rd | Freeport | TX | 77541 | Brazoria | CN600124895 | RN102535143 | Project modified and relocated out-of-service drum (#D10S) for use as a flare knock-out pot at the ammonia terminal. | A positive use determination of 50% for the modification and relocation of the out-of-service drum (D10S) for use as a flare knock out pot. | 1996-02-12 | 27500 | 100
1021 | T1 | BASF Corporation | Freeport | 602 Copper Rd | Freeport | TX | 77541 | Brazoria | CN600124895 | RN102535143 | Upgrade Freon piping to eliminate Freon leakage from MRU-330 piping. | A positive use determination of 50% for the upgrading of the Freon piping in unit MRU-330. | 1996-02-12 | 16831 | 100
1022 | T1 | BASF Corporation | Freeport | 602 Copper Rd | Freeport | TX | 77541 | Brazoria | CN600124895 | RN102535143 | Project to repair ammonia pipeline and provide safety improvements. Equipment includes flare, exchangers, piping, PSV's, and instrumentation. | A positive use determination of 100% for the flare, exchangers, piping, PSV's, and instrumentation installed on the ammonia pipeline. | 1996-04-03 | 2105322 | 100
1023 | T1 | BASF Corporation | Freeport | 602 Copper Rd | Freeport | TX | 77541 | Brazoria | CN600124895 | RN102535143 | Installed the following equipment: 1. New 9' diameter top and top flange on catalytic incinerator reactor. 2. About 60' of 32" refractory lined bypass duct with 36" central valve to improve temperature control. 3. New 6700 SCFM 150 HP, auxiliary stoichiometric air blower for backup supply to catalytic incinerator. | A positive use determination of 100% for the project to install a new nine foot diameter roof and top flange on the catalytic incinerator reactor; about 60' of 32" refractory lined bypass duct with 36" central valve; and a new 150 HP auxiliary stoichiometric air blower. | 1996-02-12 | 554979 | 100
1024 | T1 | Entex | Entec Meter Shop | 4220 Laura Koppe | Houston | TX | 77016 | Harris | CN604443648 | RN102013083 | Two paint booths that consist of electrostatic rotary atomizers and air spray systems. The systems are model RA-12 Rotary Atomizers purchased from Nordson Corp. | A positive use determination of 100% for the two paint spray booths with electrostatic rotary atomizers and air spray systems. | 1996-02-13 | 153394 | 100
1025 | T2 | Citgo Refining And Chemicals LP | Citgo Refining - Corpus Christi | 1801 Nueces Bay Blvd | Corpus Christi | TX | 78401 | Nueces | CN600127922 | RN104697966 | The property to be installed and constructed consists of pumps, sumps, and berms. The property will be installed in the tank farm areas of the refinery. | A positive use determination of 100% for the tank farm manifold project. | 1996-02-16 | 335000 | 100
1026 | T2 | Citgo Refining And Chemicals LP | Citgo Refining - Corpus Christi | 1801 Nueces Bay Blvd | Corpus Christi | TX | 78401 | Nueces | CN600127922 | RN104697966 | Modifications required to separate and close a number of aromatics drains currently tied to the cumene oily water sewer and re-route them to the aromatics API separator located at the BTEX unit. | A positive use determination of 100% for the modifications done to separate and close a number of aromatics drains and re-route them to the aromatic separator in the BTEX unit. | 1996-03-07 | 294000 | 100
1027 | T2 | Air Liquide America Corporation | Air Liquide - Longview | 722 FM 1845 | Longview | TX | 75603 | Gregg | CN600442370 | RN102452976 | Installed the following equipment in order to comply with ban on R-11: 350 HP Louis Allis Motor, FES Model 19ME Screw Compressor, Ammonia/Oil Separator, Ammonia Water-Cooled Condenser, Ammonia Receiver, Ammonia-Cooled Air Chiller and Ammonia Surge Drum. | A positive use determination of 100% for the equipment installed to eliminate the use of R-11. Property includes a 350 HP Louis Allis Motor, FES Model 19 ME Screw Compressor, Ammonia/Oil Separator, Ammonia Water-Cooled Condenser, Ammonia Receiver, Ammonia-Cooled Air Chiller, Ammonia Surge Drum and all necessary costs for the installation of this equipment. | 1996-03-08 | 325004 | 100
1028 | T2 | Air Liquide America Corporation | Air Liquide - Freeport | 1711 FM 523 | Freeport | TX | 77541 | Brazoria | CN601662190 | RN102286234 | Installed the following equipment in order to comply with ban on R-11: 350 HP Louis Allis Motor, FES Model 19ME Screw Compressor, Ammonia/Oil Separator, Ammonia Water-Cooled Condenser, Ammonia Receiver, Ammonia-Cooled Air Chiller and Ammonia Surge Drum. | A positive use determination of 100% for the equipment installed to eliminate the use of R-11. Property includes a 350 HP Louis Allis Motor, FES Model 19 ME Screw Compressor, Ammonia/Oil Separator, Ammonia Water-Cooled Condenser, Ammonia Receiver, Ammonia-Cooled Air Chiller, Ammonia Surge Drum and all necessary costs for the installation of this equipment. | 1996-03-08 | 301953 | 100
1029 | T2 | Air Liquide America Corporation | Air Liquide - Channelview | 2000 Sheldon Rd | Channelview | TX | 77530 | Harris | CN601662190 | RN100679653 | Installed the following equipment in order to comply with ban on R-11: 350 HP Louis Allis Motor, FES Model 19ME Screw Compressor, Ammonia/Oil Separator, Ammonia Water-Cooled Condenser, Ammonia Receiver, Ammonia-Cooled Air Chiller and Ammonia Surge Drum. | A positive use determination of 100% for the equipment installed to eliminate the use of R-11. Property includes a 350 HP Louis Allis Motor, FES Model 19 ME Screw Compressor, Ammonia/Oil Separator, Ammonia Water-Cooled Condenser, Ammonia Receiver, Ammonia-Cooled Air Chiller, Ammonia Surge Drum and all necessary costs for the installation of this equipment. | 1996-03-08 | 594972 | 100
1030 | T2 | Air Liquide America Corporation | Air Liquide - Victoria | Old Bloomington Rd | Victoria | TX | 77901 | Victoria | CN601662190 | RN102156288 | Installed the following equipment in order to comply with ban on R-11: 350 HP Louis Allis Motor, FES Model 19ME Screw Compressor, Ammonia/Oil Separator, Ammonia Water-Cooled Condenser, Ammonia Receiver, Ammonia-Cooled Air Chiller and Ammonia Surge Drum. | A positive use determination of 100% for the equipment installed to eliminate the use of R-11. Property includes a 350 HP Louis Allis Motor, FES Model 19 ME Screw Compressor, Ammonia/Oil Separator, Ammonia Water-Cooled Condenser, Ammonia Receiver, Ammonia-Cooled Air Chiller, Ammonia Surge Drum and all necessary costs for the installation of this equipment. | 1996-03-08 | 301329 | 100
1031 | T1 | E I Du Pont De Nemours & Co Inc | DuPont Corpus Christi | 3 M SE of Gregory | Ingleside | TX | 78362 | San Patricio | CN600128284 | RN101623254 | Vent scrubbers are circulating water scrubbing systems used exclusively for elimination of vents to the atmosphere in the 152a process. | A positive use determination of 100% for the vent scrubber on process unit 152A. | 1996-02-13 | 550000 | 100
1032 | T1 | Citgo Petroleum Company | Citgo Refining - Austin Terminal | 1105 Airport Blvd | Austin | TX | 78702 | Travis | CN600135461 | RN100636786 | Two projects: 1. Soil Vapor Extraction (SVE) System: This system includes soil vapor extraction wells, a water knock-out drum, a vacuum pump, and a catalytic oxidizer, as well as ancillary piping and valves, filters, and controls. 2. Groundwater Recovery System: This system includes groundwater extraction wells, submersible pumps, a surge tank, a transfer pump, an air stripper with blower, and two carbon canisters to clean the effluent, as well as ancillary piping and valves. | A positive use determination of 100% for the Soil Vapor Extraction System and the Ground Water Recovery System. | 1996-02-29 | 447000 | 100
1033 | T1 | Citgo Petroleum Company | Citgo Refining - Bryan Terminal | 1714 Finfeather Road | Bryan | TX | 77801 | Brazos | CN600135461 | RN103197000 | Two Projects: 1. Vapor Combustor - The vapor combustor is an enclosed flame hydrocarbon vapor combustion unit, John Zink model no. ZCT-2-7-50-2-2/8-X. 2. Waste Management Unit/RCRA Containment Building - Constructed a waste storage area which provides containment, ventilation, lighting, communication, spill control and fire protection. | A positive use determination of 100% for the vapor combustor, the waste management unit and the RCRA containment building. | 1996-02-14 | 305170 | 100
1034 | T1 | Citgo Petroleum Company | Citgo Refining - Central Terminal | Highway 87 South | Center | TX | 75935 | Shelby | CN600135461 | RN101614360 | This flame ionization detection FID) device measures volatile organic compound emissions. | A positive use determination of 100% for the flame ionization detector. | 1996-02-16 | 6650 | 100
1035 | T1 | Citgo Petroleum Company | Citgo Refining - Corpus Christi | 2505 N Port Ave | Corpus Christi | TX | 78401 | Nueces | CN600135461 | RN102418258 | Waste Management Unit/RCRA Containment Building: Constructed a waste storage building which provides adequate containment, ventilation, lighting, communication, spill control, and fire protection. | A positive use determination of 100% for the waste storage building. | 1996-02-04 | 5000 | 100
1036 | T1 | Citgo Petroleum Company | Citgo Refining - Fort Worth Terminal | 301 Terminal Rd | Fort Worth | TX | 76106 | Tarrant | CN600135461 | RN100221779 | Two Projects: 1. The flame ionization detection (FID) device measures VOCs. 2. Constructed a waste management building which provides adequate containment, ventilation, lighting, communication, spill control and fire protection. | A positive use determination of 100% for the flame ionization detection unit and the waste management unit/RCRA containment building. | 1996-02-19 | 11600 | 100
1037 | T1 | Citgo Petroleum Company | Citgo Refining - Victoria Terminal | 1708 N. Ben Jordan Blvd | Victoria | TX | 77901 | Victoria | CN600135461 | RN101053296 | Two Projects: 1. The flame ionization detection (FID) device measures VOCs. 2. Constructed a waste management building which provides adequate containment, ventilation, lighting, communication, spill control and fire protection. | A positive use determination of 100% for the flame ionization detection unit and the waste management unit/RCRA containment building. | 1996-02-19 | 11500 | 100
1038 | T1 | The Lubrizol Corporation | Lubrizol Bayport | 12801 Bay Area Blvd | Pasadena | TX | 77507 | Harris | CN600269617 | RN101058410 | Four air projects: 1. Installed a sulfuric acid storage tank scrubber, including piping and controls. 2. Installed a thermal oxidizer, piping, conservation vents and controls as part of a Vent System Modification and Incinerator project for Process III. 3. Installed conservation vents on B441, B43, B747, B220 and B237. 4. Installed vent piping as part of Process I Vent Revisions project. | A positive use determination of 100% for the sulfuric acid storage tank scrubber, the thermal oxidizer for Process III, the conservation vents for tanks B441, B43, B474, B220 and B237, and Process I vent revisions to vent to the thermal oxidizer. | 1996-02-14 | 4083129 | 100
1039 | T1 | The Lubrizol Corporation | Lubrizol Bayport | 12801 Bay Area Blvd | Pasadena | TX | 77507 | Harris | CN600269617 | RN101058410 | Two water projects: 1. Installed railroad track sewer containment as part of the Process II Raw Material Track Upgrade project. 2. Installed pump, sump, and controls as part of the Process Sewer Pump/Sump Pump 2 AMPS project. | A positive use determination of 100% for Projects No. BP0311 and 2423. | 1996-02-29 | 360628 | 100
1040 | T1 | The Lubrizol Corporation | Lubrizol Deer Park | 41 Tidal Rd | Deer Park | TX | 77536 | Harris | CN600269617 | RN100221589 | Several air projects. Installed CSL Scrubber for 12889 System. Vent piping projects: AOL Recovery Unit Vent Line, P17 Vent Line to Flare, T55 Filter Aid Vent System Upgrade, AOL Recovery Vent System II, Tie J22, J23 and J54 vents into the 156 flare and, Install Vent Line from FO-43 to New S-9 Vent. Installed thermal oxidizers, vent piping, blowers, controls and instrumentations as: main manufacturing building thermal oxidizer, 116 Dispersant thermal oxidizer, and to Upgrade stack O2 Analyzers T55 Incinerator. Installed scrubbers and vent piping as: 0710 system revision, 0271.4 Manufacture revision, and storage tank scrubber. Installed baghouse and blower to increase capacity of 121 Unit. Installed particulate filter for bulk POA handling system. Installed pumps, motors and piping for the following projects: Replace oxidizer tower pump, OC-1 Tank and Pump revision. Installed VOC emissions monitoring equipment: Combustible detectors for LPBU Dryers, Replace CDS Monitoring System for 116 Unit, Replace H2S monitor in Anglamol Building. Installed flare thermocouple on 156 flare. Installed fiber bed filter system for S10 Scrubber. Installed flare tip, piping and instrumentations as part of 121 flare modifications. Installed low flow alarms on scrubbers S17, S18, S19. Replace scrubber columns S28A and S28B. Installed conduit & cable for CDS monitors in the T/F storage area. Installed a high range steam control valve on the 156 flare. Replaced S25A scrubber pump. Installed a stainless steel line for the S-15 scrubber. Installed vent piping and a detonation arrestor on the 116 incinerator. Replaced Scrubber S-7 steel scrubber column with fiberglass column. Installed lime scrubber for L2 carbonator. Replaced the bottom section of the S-40 column. | A positive use determination of 100% for the air related projects listed above. | 1996-03-06 | 11834322 | 100
1041 | T1 | The Lubrizol Corporation | Lubrizol Deer Park | 41 Tidal Rd | Deer Park | TX | 77536 | Harris | CN600269617 | RN100221589 | Several waste projects. Installed covers on the plant filter cake bins. Installed cover over sulfur bin at sulfur recovery unit. Installed cover over biological sludge roll off bin. | A positive use determination of 100% for the sumps, sewer trenches and piping; the waste organic/zinc treatment tanks, piping, sumps, foundations and instrumentation; the plant filter cake bin covers; the sulfur bin cover; and the cover for the biological sludge roll off bin. | 1996-02-05 | 441017 | 100
1042 | T1 | The Lubrizol Corporation | Lubrizol Deer Park | 41 Tidal Rd | Deer Park | TX | 77536 | Harris | CN600269617 | RN100221589 | Several water related projects: Installed sumps, sewer trenches and piping around storage tanks. Installed tanks, piping, sumps, foundations, and instrumentation as part of the Waste Organic/Zinc Treatment Expansion. Installed sumps, sewer trenches and piping as part of the organic/stormwater separation project for the West D Tank Farm. Installed FRP trench and enclosed the process sewer. Installed railroad track sewer collection pans. Installed pumps, sumps and piping as part of DP stormwater retention at #3 & #4 outfalls. Installed tanks, pumps, sumps and piping as part of 002 Outfall Improvement. Installed dikes and sumps at two 150,000 gal blend storage tanks. Installed pumps, piping and controls as stormwater backup pumps at the #1 lift station. Installed curbing, sewer piping and sump to upgrade the sulfur recovery drain area. Install sump and piping as north drumming station sump. Install piping as a stormwater connection for the #2 and #6 outfalls. Removed blacktop and installed a catch basin and concrete area. Installed pump and piping as pump priming system for #2 lift station. Install level transmitter for # 2 stormwater pumps. Replace the #2 outfall pump. Install a storm water backup pump. | A positive use determination of 100% for the sump, sewer trenches and piping installed around the six 88M gal Intermediate Storage Tanks; the tanks, piping, sumps, foundations and instrumentation installed as part of the Waste Organic/Zinc Treatment Expansion; the sumps, sewer trenches and piping installed as an Organic/Stormwater Separator for the West 'D' Tank Farm; the sump, sewer trenches and piping installed as the project to install the FRP Trench and enclose the process sewer; the railroad track sewer collection pans; the pumps, sumps and piping installed for stormwater retention at the #3 and #4 outfalls; the tanks, pumps, sumps and piping installed as improvements to Outfall 002; the dikes and sumps installed at the two 150,000 Gal Blend Storage Tanks; the pumps, piping and controls installed as Stormwater back-up pumps for the #1 Lift Station; the curbing, sewer piping and sump installed to upgrade the Sulfur Recovery Drain Area; the sumps, sewer trenches and piping installed as trench drains and to enclose the process area; the sump and piping installed as the North Drumming Collection Sump; the piping installed as a connection between the #2 and #6 outfalls; the sump and slab area installed to segregate stormwater and process wastewater; the pumps and piping installed as the Pump Piping System for the #2 Lift Station; the Level Transmitter installed for the #2 Stormwater Pump; the replacement pump installed at the #2 Outfall; and the stormwater back-up pump. | 1996-03-13 | 2344311 | 100
1043 | T1 | Northern Natural Gas Company | Tivoli Dehydration Facility | 1.5 M S Tivoli Hwy35 | Tivoli | TX | 77990 | Refugio | CN600124101 | RN102201332 | Installation of two JATCO BTEX Eliminator Systems. | A positive use determination of 50% for the Regenerator 2 Fume Reducer and the Regenerator 3 Fume Reducer. | 1996-02-16 | 109244.63 | 100
1044 | T1 | Stan Trans Inc | Stan Trans Inc. | 1111 Main Dock Rd | Texas City | TX | 77592 | Galveston | Insufficient Information | Insufficient Information | Four projects: 1. Computer used to conduct air modeling. 2. Installation of 4" vapor recovery line. 3. Installed marine vapor control system and marine vapor containment at Dock 15. 4. Installed secondary containment at hazardous drum storage area. | A positive use determination of 100% for the Environmental 486DX-66 computer, the 4" vapor recovery line ETF, the Marine Vapor Control System, the Marine Vapor Containment Dock 15 System, and the purchase and installation of the three steel hazardous waste drum storage platforms. | 1996-03-06 | 1519524.64 | 100
1045 | T1 | Nucor Steel | Nucor Steel | Hwy 79 South | Jewett | TX | 75846 | Leon | CN604597971 | RN107359937 | Texas I Metal Shop Area: Install new canopy ductwork and dampers. Install new underground duct and side draft hoods for furnaces 1 & 2. Texas II Metal Shop Area: Install new canopy ductwork and dampers. Install new sidedraft hoods, dampers and electrical damper controls on furnaces 3, 4 & 5. | A positive use determination of 100% for the ductwork, side draft hoods, dampers, and electrical damper controls. | 1996-02-16 | 592813.69 | 100
1046 | T1 | Houston Lighting & Power Company | Limestone | Route 1, Box 85 | Jewett | TX | 75846 | Limestone | CN600276653 | RN100542927 | Sump PR-2 was upgraded with permanent piping, pumps and valves. | The following property is used 100% for pollution control and is installed to meet or exceed federal or state regulations: upgrade to sump PR-2 included permanent piping, pumps and valves. | 1996-02-21 | 46399 | 100
1047 | T1 | Texas Genco II LP | Cedar Bayou | 7705 Old West Bay Rd | Baytown | TX | 77520 | Chambers | CN603919200 | RN100825371 | HL&P owns and operates an industrial site which is registered as a generator of hazardous wastes. A fence was constructed around the bin storage area. | A positive use determination of 100% for the fence constructed around the bin storage unit. | 1996-02-04 | 5600 | 100
1048 | T1 | Texas Genco II LP | Cedar Bayou | 7705 Old West Bay Rd | Baytown | TX | 77520 | Chambers | CN603919200 | RN100825371 | Constructed a concrete containment berm around the fuel storage facility. | A positive use determination of 100% for the expansion of the hazardous waste storage area. | 1996-02-04 | 36000 | 100
1049 | T1 | Texas Genco II LP | Cedar Bayou | 7705 Old West Bay Rd | Baytown | TX | 77520 | Chambers | CN603919200 | RN100825371 | Expansion of waste storage area to allow for adequate aisle space. | A positive use determination of 100% for the expansion of the hazardous waste storage area. | 1996-02-04 | 22000 | 100
1050 | T1 | Texas Genco II LP | Cedar Bayou | 7705 Old West Bay Rd | Baytown | TX | 77520 | Chambers | CN603919200 | RN100825371 | The foam suppression system was replaced. The system consists of a series of nozzles, pilings, a spray header, and piping used to spray water on surface foam. | A positive use determination of 100% for the foam suppression system. | 1996-02-21 | 95779 | 100
1051 | T1 | Texas Genco II LP | Cedar Bayou | 7705 Old West Bay Rd | Baytown | TX | 77520 | Chambers | CN603919200 | RN100825371 | Drum racks used to contain drums of waste were built at satellite locations around the site. | A positive use determination of 100% for the drum racks. | 1996-02-04 | 5500 | 100
1052 | T1 | Texas Genco II LP | Cedar Bayou | 7705 Old West Bay Rd | Baytown | TX | 77520 | Chambers | CN603919200 | RN100825371 | A lube oil mist eliminator was installed on Cedar Bayou Unit 2. The mist eliminator consists of a filter which removes lube oil mist from the steam turbine lube oil reservoir exhaust and returns it to the reservoir. | A positive use determination of 100% for the lube oil mist eliminator. | 1996-02-16 | 15000 | 100
1053 | T1 | Texas Genco II LP | Cedar Bayou | 7705 Old West Bay Rd | Baytown | TX | 77520 | Chambers | CN603919200 | RN100825371 | Cedar Bayou Units 1-3 are required to control NOx emissions. This NOx reduction project involves implementation of NOx control technology known as burners out of service (BOOS). Implementation includes the adjustment, or tuning, of burners into certain patterns (and testing these patterns) to reduce NOx emissions. Installation of equipment such as burner gas valves is also required. | A positive use determination of 100% for the burners out of service program put into place at the Cedar Bayou facility. | 1996-02-16 | 254900 | 100
1054 | T1 | Texas Genco II LP | Cedar Bayou | 7705 Old West Bay Rd | Baytown | TX | 77520 | Chambers | CN603919200 | RN100825371 | A Freon recovery unit is required in the lab to recover Freon for reuse from testing equipment used to conduct oil and grease tests on wastewater. | A positive use determination of 60% for the CFR recovery unit. | 1996-02-16 | 1200 | 100
1055 | T1 | Houston Lighting & Power Company | W A Parish | 2500 Y U Jones Rd | Thompsons | TX | 77481 | Fort Bend | CN600276653 | RN100888312 | Modifications were completed to minimize the discharge of selenium. Relining of the disposal cell and installation of equipment to stablize fly ash prior to disposal. Property includes plastic liner, fencing, pug mills, air compressors, radial stacker, conveyor system and foundation. | A positive use determination of 100% for the relining of the disposal cell and the installation of equipment to be used to stabilize the fly ash. | 1996-02-04 | 1100000 | 100
1056 | T1 | Houston Lighting & Power Company | W A Parish | 2500 Y U Jones Rd | Thompsons | TX | 77481 | Fort Bend | CN600276653 | RN100888312 | Asbestos containing building and insulating material was removed. Costs associated with asbestos abatement include those for HEPA vacuum equipment, negative air pressure enclosures, glove bags, personal protective equipment, decontamination facilities, and testing. | A positive use determination of 100% for the asbestos abatement project. | 1996-02-04 | 91136 | 100
1057 | T1 | Houston Lighting & Power Company | W A Parish | 2500 Y U Jones Rd | Thompsons | TX | 77481 | Fort Bend | CN600276653 | RN100888312 | Steel and plastic 55 gallon drums used for temporary on-site storage of waste. | A positive use determination of 100% for the steel and plastic storage drums. | 1996-02-04 | 23333 | 100
1058 | T1 | Houston Lighting & Power Company | W A Parish | 2500 Y U Jones Rd | Thompsons | TX | 77481 | Fort Bend | CN600276653 | RN100888312 | laboratory grade refrigerator. | A positive use determination of 100% for the laboratory grade refrigerator. | 1996-02-21 | 615 | 100
1059 | T1 | Houston Lighting & Power Company | W A Parish | 2500 Y U Jones Rd | Thompsons | TX | 77481 | Fort Bend | CN600276653 | RN100888312 | Installed a groundwater monitoring system consisting of nine wells. | A positive use determination of 100% for the groundwater monitoring system. | 1996-02-21 | 12130 | 100
1060 | T1 | Houston Lighting & Power Company | W A Parish | 2500 Y U Jones Rd | Thompsons | TX | 77481 | Fort Bend | CN600276653 | RN100888312 | A new chemical feed pump was installed at Outfall 903. | A positive use determination of 100% for the new chemical feed pump. | 1996-02-21 | 800 | 100
1061 | T1 | Houston Lighting & Power Company | W A Parish | 2500 Y U Jones Rd | Thompsons | TX | 77481 | Fort Bend | CN600276653 | RN100888312 | A portion of Unit 6 bottom ash piping was replaced to prevent pipe failures. | A positive use determination of 50% for the replacement of the Unit 6 bottom piping. | 1996-02-21 | 46253 | 100
1062 | T1 | Houston Lighting & Power Company | W A Parish | 2500 Y U Jones Rd | Thompsons | TX | 77481 | Fort Bend | CN600276653 | RN100888312 | A lube oil mist eliminator was installed on Unit 6. | A positive use determination of 100% for the Luber Oil Mist Eliminator. | 1996-02-21 | 14000 | 100
1063 | T1 | Houston Lighting & Power Company | W A Parish | 2500 Y U Jones Rd | Thompsons | TX | 77481 | Fort Bend | CN600276653 | RN100888312 | Cabinets were installed in the FGD laboratory to store the chemicals and equipment used to monitor the FGD process. | A positive use determination of 100% for the FGD lab cabinets and fixtures. | 1996-02-16 | 14700 | 100
1064 | T1 | Houston Lighting & Power Company | W A Parish | 2500 Y U Jones Rd | Thompsons | TX | 77481 | Fort Bend | CN600276653 | RN100888312 | Purchased a coal Btu analyzer for use in sampling and analyzing coal. | A positive use determination of 100% for the coal BTU analyzer. | 1996-02-16 | 29000 | 100
1065 | T1 | Houston Lighting & Power Company | P H Robinson | 5501 Hs 146 | Bacliff | TX | 77518 | Galveston | CN603881384 | RN101062826 | Asbestos abatement. Costs associated include those for HEPA vacuum equipment, negative air pressure enclosures, glove bags, personal protective equipment, decontamination facilities and testing. | A positive use determination of 100% for the asbestos abatement project. | 1996-02-04 | 96200 | 100
1066 | T1 | Houston Lighting & Power Company | P H Robinson | 5501 Hs 146 | Bacliff | TX | 77518 | Galveston | CN603881384 | RN101062826 | A NOX reduction project implementing the burners out of service technology (BOOS) was completed on Unit 4. Implementation includes the adjustment or tuning of burners into certain patterns and testing these patterns. Installation of flue gas recirculation fans on Units 1 & 2 was also done. | A positive use determination of 100% for the Burners Out of Service program on Units 1, 2 and 4 and the flue gas recirculation fans on Units 1 and 2. | 1996-02-16 | 132400 | 100
1067 | T1 | Houston Lighting & Power Company | P H Robinson | 5501 Hs 146 | Bacliff | TX | 77518 | Galveston | CN603881384 | RN101062826 | Installed equipment and made modifications to the Oily Waste System to reduce the amount of effluent discharge. | A positive use determination of 100% for the modifications made to the Oily Waste System. | 1996-02-21 | 14000 | 100
1068 | T1 | Houston Lighting & Power Company | SR Berton | 2012 Miller Cut-Off Rd | Deer Park | TX | 77536 | Harris | CN600276653 | RN100825389 | Installation of Bleach Biocide System. The installation included the bleach tank, injection equipment, pump and piping. | A positive use determination of 100% for the installation of the Bleach Biocide System. | 1996-02-21 | 125000 | 100
1069 | T1 | Houston Lighting & Power Company | SR Berton | 2012 Miller Cut-Off Rd | Deer Park | TX | 77536 | Harris | CN600276653 | RN100825389 | Purchase of new oil spill response equipment and maintenance of existing equipment. | A positive use determination of 100% for the new oil spill response equipment and for the maintenance performed on the existing equipment. | 1996-02-04 | 3286 | 100
1070 | T1 | Houston Lighting & Power Company | San Jacinto | 845 Sens Rd | La Porte | TX | 77571 | Harris | CN600276653 | RN100542901 | Constructed new hazardous waste storage areas. | The following property is used 100% for pollution control and is installed to meet or exceed federal or state regulations: hazardous waste storage areas. | 1996-02-04 | 90820 | 100
1071 | T1 | Houston Lighting & Power Company | SR Berton | 2012 Miller Cut-Off Rd | Deer Park | TX | 77536 | Harris | CN600276653 | RN100825389 | Purchase of steel and plastic 55 gallon drums to be used for temporary storage of wastes. | The following property is used 100% for pollution control and is installed to meet or exceed federal or state regulations: steel and plastic 55 gallon drums to be used for temporary storage of wastes. | 1996-02-04 | 23333 | 100
1072 | T1 | Houston Lighting & Power Company | SR Berton | 2012 Miller Cut-Off Rd | Deer Park | TX | 77536 | Harris | CN600276653 | RN100825389 | Asbestos abatement Projects. Costs associated with asbestos abatement include those for HEPA vacuum equipment, negative air pressure enclosures, glove bags, personal protective equipment, decontamination facilities and testing. | A positive use determination of 100% for the asbestos abatement project. | 1996-02-04 | 964611 | 100
1074 | T1 | Houston Lighting & Power Company | San Jacinto | 845 Sens Rd | La Porte | TX | 77571 | Harris | CN600276653 | RN100542901 | Floor Drainage Treatment System: A floor drainage treatment system was installed to treat oily wastewater. The system design is a coalescent plate separator. | A positive use determination of 100% for the Floor Drainage Treatment System. | 1996-02-21 | 164850 | 100
1075 | T1 | Houston Lighting & Power Company | South Houston Central Complex | 4500 South Shaver | Houston | TX | 77034 | Harris | CN600276653 | RN102797164 | Installed a transformer paint booth. | A positive use determination of 100% for the transformer paint booth. | 1996-02-19 | 51000 | 100
1076 | T1 | Houston Lighting & Power Company | Limestone | Route 1, Box 85 | Jewett | TX | 75846 | Limestone | CN600276653 | RN100542927 | Not listed. | Not listed in database. | 1996-02-04 | 23333 | 100
1077 | T1 | Houston Lighting & Power Company | Limestone | Route 1, Box 85 | Jewett | TX | 75846 | Limestone | CN600276653 | RN100542927 | A portion of Unit 1 & 2 bottom ash piping was replaced to prevent pipe failures. | A positive use determination of 50% for the replacement bottom ash piping. | 1996-02-21 | 493465 | 100
1078 | T1 | Houston Lighting & Power Company | Limestone | Route 1, Box 85 | Jewett | TX | 75846 | Limestone | CN600276653 | RN100542927 | Installation of pumps, piping, and valves to pump caustic for pH adjustment at the treatment facility (Outfall 005). | The following property is used 100% for pollution control and is installed to meet or exceed federal or state regulations: pumps, piping, and valves installed to pump caustic for pH adjustment at the treatment facility (Outfall 005). | 1996-02-21 | 48845 | 100
1079 | T1 | Union Carbide Corporation | Union Carbide - Garland Plant | 2326 Lonnecker Drive | Garland | TX | 75041 | Dallas | CN601688781 | RN100615384 | Installation of underground storage tank leak containment vault and leak detection system. | A positive use determination of 100% for the vault and the leak detection system installed as part of the replacement of the underground storage tanks. | 1996-02-21 | 423400 | 100
1080 | T1 | Bayer MaterialScience LLC | Bayer - Houston | 8701 Parkplace Blvd | Houston | TX | 77017 | Harris | CN600124440 | RN100700277 | Installed vent piping, blower, and knockout pot to route xylene vapor to existing incinerator in the Maleic Unit. Installed vent piping and vacuum pump on chloroprene refiner tower and vent piping and pressure control system on chloroprene storage tanks to route VOCs to existing vent absorbers in Polymer Unit. | A positive use determination of 100% for the two projects. | 1996-02-21 | 490000 | 100
1081 | T1 | Phillips Petroleum Co | Phillips Houston Chemical Complex | 1400 Jefferson Rd | Pasadena | TX | 77501 | Harris | CN600259691 | RN102558020 | Installed fugitive emission monitors and associated computer equipment. | A positive use determination of 100% for the fugitive emission monitors (HC-1181) and associated computer equipment. | 1996-02-19 | 124000 | 100
1083 | T1 | Phillips Petroleum Co | Phillips Houston Chemical Complex | 1400 Jefferson Rd | Pasadena | TX | 77501 | Harris | CN600259691 | RN102558020 | Constructed diking around storage area (HC-1153). | The following property is used 100% for pollution control and is installed to meet or exceed federal or state regulations: diking around storage area (HC-1153). | 1996-02-21 | 118500 | 100
1084 | T1 | Phillips Petroleum Co | Phillips Houston Chemical Complex | 1400 Jefferson Rd | Pasadena | TX | 77501 | Harris | CN600259691 | RN102558020 | Installed filter units in PE plants to contain PE fluff particles. (4A0015). | A positive use determination of 100% for the bin vent filters (4A0015) installed in the polyethylene plant. | 1996-02-19 | 69500 | 100
1085 | T1 | Phillips Petroleum Co | Phillips Houston Chemical Complex | 1400 Jefferson Rd | Pasadena | TX | 77501 | Harris | CN600259691 | RN102558020 | Installed piping, valves, mass flow meters and knockout pot in order to combine PE 6 & 7 flare streams and eliminate the PP flare. | A positive use determination of 100% for the Polypropylene Flare Cross Over project (PS-2001 & HC-1156). | 1996-02-19 | 3930291 | 100
1086 | T1 | Phillips Petroleum Co | Phillips Houston Chemical Complex | 1400 Jefferson Rd | Pasadena | TX | 77501 | Harris | CN600259691 | RN102558020 | Project involved drainage ditch repairs and excavation in the North zone of the complex for the control of stormwater. | A positive use determination of 100% for the repairs and excavation made at the North Zone Drainage ditch. | 1996-02-21 | 220600 | 100
1087 | T1 | Phillips Petroleum Co | Phillips Drilling & Specialties Co. | Jeffersonchemical Rd | Conroe | TX | 77305 | Montgomery | Insufficent Information | Insufficent Information | A storm pond sump, process sump pump, sludge tank, emulsion break tank and associated equipment were installed. | A positive use determination of 100% for the stormwater pond sump, process sump pump, sludge tank, emulsion break tank, and associated equipment. | 1996-02-21 | 229909 | 100
1088 | T1 | Phillips Petroleum Co | Phillips Drilling & Specialties Co. | Jeffersonchemical Rd | Conroe | TX | 77305 | Montgomery | Insufficent Information | Insufficent Information | Rupture disks and associated equipment were installed at the PSVs on the process and storage vessels containing organic chemicals. | A positive use determination of 100% for the installation of the 14 rupture disks on the pressure safety valves for various storage and process tanks. | 1996-03-11 | 68875 | 100
1089 | T1 | Mobil Oil Corporation | Mobil Oil | End of Burt Street | Beaumont | TX | 77701 | Jefferson | Insufficient Information | Insufficient Information | This project provided a means for stormwater to bypass the Primary Impounding Basin via a tunnel conduit system so that the impoundment could be taken out of service and closed. The water is then pumped to the Secondary Impoundment Basin. In addition to the PIB bypass tunnel, this project included the closure of the PIB including dewatering, solidifying, filling, sealing, and capping. | A positive use determination of 100% for the PIB bypass tunnel and the closure of the PIB including dewatering, solidifying, filling, sealing and capping. | 1996-02-21 | 120000000 | 100
1090 | T1 | Border Steel Mills Inc | Border Steel El Paso Mill | I 10 @ Vinton Rd | Canutillo | TX | 79835 | El Paso | CN601594484 | RN104687264 | This project involved new motors, starters, and miscellaneous upgrades to baghouse #1. | A positive use determination of 100% for the upgrades to the No. 1 bag house. | 1996-02-19 | 55984 | 100
1091 | T1 | Phelps Dodge Refining Corporation | Phelps Dodge - El Paso Refinery | 7001 N Loop Rd | El Paso | TX | 79998 | El Paso | CN600132179 | RN100226000 | Two projects. 1. This project provided for the purchase and installation of an oil-water separator. 2. Purchase of a G. H. Tennant Model 830 Sweeper to sweep and vacuum metal bearing dust from paved areas of the plant. | A positive use determination of 100% for the Oil/Water Separator and the G. H. Tennant Model 830 Sweeper. | 1996-02-21 | 200051 | 100
1092 | T1 | Phelps Dodge Refining Corporation | Phelps Dodge - El Paso Refinery | 7001 N Loop Rd | El Paso | TX | 79998 | El Paso | CN600132179 | RN100226000 | Four projects. 1. This project provided for the construction of a secondary containment concrete wall around the Clarifier and the used oil tank. 2. This project provided for the construction and installation of a concrete trench for the acid line from the rod mill property line to the copper sulfate plant. 3. This project provided for the construction of secondary containment concrete in the fluid management area near the filter press and just east of the ETS building. Sumps were also constructed. 4. This project provided for the construction of a secondary containment wall and flooring around the HRL mixing tank located north of the rod building. | A positive use determination of 100% for the secondary containment installed at the Clarifier, the Acid Line Trench, the ETS Building and the HRL Mixing Tank. | 1996-02-21 | 155337 | 100
1093 | T1 | Phelps Dodge Refining Corporation | Phelps Dodge - El Paso Refinery | 7001 N Loop Rd | El Paso | TX | 79998 | El Paso | CN600132179 | RN100226000 | This project provided for the construction of a secondary containment concrete wall and installation of a drum crusher. | Not listed in database. | 1996-02-04 | 22467 | 100
1094 | T1 | Asarco Incorporated | El Paso Copper | Paisano @ Executive Dr | El Paso | TX | 79902 | El Paso | CN600127591 | RN100219021 | This project involves the purchase and installation of equipment and material to convert our refrigeration units to Freon 134B. | A positive use determination of 100% for the equipment installed as part of the project to replace R12 and R22 with 134B in the facilities refrigeration units. | 1996-03-13 | 150000 | 100
1095 | T1 | Asarco Incorporated | El Paso Copper | Paisano @ Executive Dr | El Paso | TX | 79902 | El Paso | CN600127591 | RN100219021 | Two projects. 1. This project involves construction of secondary containment for the acid plant pump tanks. 2. This project involves modifications to the existing acid storage tank containment area. Modifications include containment, fiberglass sumps, sump pumps, pipe and coatings. | A positive use determination of 100% for the secondary containment constructed for the acid plant pump tanks and the modifications to the existing acid storage tank containment area. | 1996-02-21 | 275000 | 100
1096 | T1 | Asarco Incorporated | El Paso Copper | Paisano @ Executive Dr | El Paso | TX | 79902 | El Paso | CN600127591 | RN100219021 | Two projects. 1. This project involves installation of SO2 strippers at the scrubber tanks. 2. This project involves the purchase and installation of environmental monitoring equipment relating to the converter building baghouse. | A positive use determination for 100% for the installation of the SO2 strippers, the SO2 Analyzer and the DCS Software. | 1996-03-13 | 55000 | 100
1097 | T1 | Asarco Incorporated | El Paso Copper | Paisano @ Executive Dr | El Paso | TX | 79902 | El Paso | CN600127591 | RN100219021 | This project involves construction of a concrete pad for storage of sludge. | The following property is used 100% for pollution control and is installed to meet or exceed federal or state regulations: concrete pad for storage of sludge. | 1996-02-21 | 60000 | 100
1098 | T1 | Asarco Incorporated | El Paso Copper | Paisano @ Executive Dr | El Paso | TX | 79902 | El Paso | CN600127591 | RN100219021 | Two paving projects at facility. Paving installed to meet environmental requirements. | A positive use determination of 100% for the installation of the environmental paving in the two plant areas. | 1996-03-13 | 360000 | 100
1099 | T1 | McNeil Consumer Products | McNeil Round Rock | 4001 N I 35 | Round Rock | TX | 78664 | Williamson | CN603646258 | RN101696441 | Project involves the replacement of the cooling tower. | A positive use determination of 100% for the project to replace the two cooling towers. | 1996-04-01 | 187800 | 100
1100 | T1 | McNeil Consumer Products | McNeil Round Rock | 4001 N I 35 | Round Rock | TX | 78664 | Williamson | CN603646258 | RN101696441 | Construction of a hazardous waste storage building. | A positive use determination of 100% for the hazardous chemical storage building. | 1996-02-04 | 117000 | 100
1101 | T1 | Mountain Pass Canning Company | Mountain Pass Canning Company | 1200 Main St | Anthony | TX | 88021 | El Paso | CN603682352 | RN100688027 | Four projects. 1. Replacement of old dissolved oxygen meter. 2. Replacement of aeration system in aerobic treatment tank with fine bubble aeration system. 3. Rebuilt the blowers used to operate the aeration system in the aerobic treatment tank. 4. Installed a system to produce a chlorine rich solution by electrolyzing salt. | A positive use determination of 100% for the improvements to the On-Site Wastewater Treatment Plant. Property includes the replacement of a dissolved oxygen meter, a fine bubble aeration system, the overhaul of the blowers and the installation of a system to eliminate the use of chlorine gas. | 1996-02-21 | 199900 | 100
1102 | T1 | Exxon Mobil Corporation | ExxonMobil Refinery - Baytown | 2800 Decker Dr | Baytown | TX | 77522 | Harris | CN600123939 | RN102579307 | Purchase of 754 (55 gal.) drums of EC9500 Oil Spill Dispersant Chemical stored for use in spill response emergencies. | A positive use determination of 100% for the 754 drums of oil spill dispersant chemical. | 1996-02-21 | 639000 | 100
1103 | T1 | Exxon Mobil Corporation | ExxonMobil Chemical - Bayport | 5000 Bayway Dr | Baytown | TX | 77522 | Harris | CN600123939 | RN102574803 | CTU Clay Bed Containment Project. The facilities included in this project are sluice gates and collection trench modifications which will provide holdup for any release. A portable pump will be used to transfer any collected material to the Benzene NESHAP collection system. | A positive use determination of 100% for the sluice gates and the collection trench system modifications. | 1996-02-05 | 20000 | 100
1104 | T1 | Exxon Mobil Corporation | ExxonMobil Chemical - Bayport | 5000 Bayway Dr | Baytown | TX | 77522 | Harris | CN600123939 | RN102574803 | BTBC Aromatics Tankage Efficiency Project. This project constructs two new 100kB benzene tanks and makes the associated piping and associated facilities modifications. Pollution control property includes tank roofs and seals (double bottoms). | A positive use determination of 100% for the new tank roofs and seals and double tank bottoms for the two new benzene storage tanks. | 1996-02-22 | 380000 | 100
1105 | T1 | Exxon Mobil Corporation | ExxonMobil Chemical - Bayport | 5000 Bayway Dr | Baytown | TX | 77522 | Harris | CN600123939 | RN102574803 | Installed internal floating roof on tank 718. | A positive use determination of 100% for the internal floating roof installed on the xylene storage tank #718. | 1996-02-22 | 303000 | 100
1106 | T1 | Exxon Mobil Corporation | ExxonMobil Chemical - Bayport | 5000 Bayway Dr | Baytown | TX | 77522 | Harris | CN600123939 | RN102574803 | BAPP Line 8 Project. The pollution control equipment included in this project is a blowdown and flare system. | A positive use determination of 100% for the blow down and flare system installed on the liquid loop reactors in the Polyproplyene Unit 8. | 1996-02-22 | 1710000 | 100
1107 | T1 | Exxon Mobil Corporation | ExxonMobil Chemical - Bayport | 5000 Bayway Dr | Baytown | TX | 77522 | Harris | CN600123939 | RN102574803 | BAPP Line 8 Project. The pollution control equipment included in this project is a vapor recovery system. | Not listed in database. | 1996-02-22 | 5605000 | 100
1108 | T1 | Exxon Mobil Corporation | ExxonMobil Chemical - Bayport | 5000 Bayway Dr | Baytown | TX | 77522 | Harris | CN600123939 | RN102574803 | BAPP Line 8 Project. The pollution control equipment included in this project is a dust collection system. | A positive use determination of 100% for the baghouses number DC803 and DC833 installed on the extrusion feed bin blenders in the product finishing area for Polypropylene Unit 8. | 1996-02-26 | 3560000 | 100
1109 | T1 | Exxon Mobil Corporation | ExxonMobil Chemical - Bayport | 5000 Bayway Dr | Baytown | TX | 77522 | Harris | CN600123939 | RN102574803 | Tank 70 IFR Project. Installed an internal floating roof on Tank 70 and made repairs to or modifications to the following to accommodate the new roof: Inlet diffuser, gauge well, high level alarm, steam coil, and inspection hatches and handrails. | The following property is used 100% for pollution control and is installed to meet or exceed federal or state regulations: Tank 70 IFR Project. | 1996-02-26 | 240000 | 100
1110 | T1 | Exxon Mobil Corporation | ExxonMobil Chemical - Bayport | 5000 Bayway Dr | Baytown | TX | 77522 | Harris | CN600123939 | RN102574803 | This project modifies existing facilities and provides containment. The facilities included are: curbing and sluice gates at various pump slabs; sluice gate on one tank dike to allow isolation of a tank; piping to route thermal relief valve to closed vent system; piping modifications at Flare Stack 23 seal drum; a new lift station to route sewer water flows to a separator. | A positive use determination of 100% for the curbing and sluice gates installed at various pump slabs; the sluice gate on the tank dike; the piping to rout the thermal relief valve to the closed vent system; the piping modifications at Flare Stack 23 seals drum; and the new lift station. | 1996-02-05 | 335000 | 100
1111 | T1 | Exxon Mobil Corporation | ExxonMobil Chemical - Bayport | 5000 Bayway Dr | Baytown | TX | 77522 | Harris | CN600123939 | RN102574803 | This project provided facilities for the addition of an 18" flare header line from the PBU to the general plant flare system. | A positive use determination of 100% for the 18" flare header line from the polybutene unit to the general plant flare system. | 1996-02-26 | 456000 | 100
1112 | T1 | Exxon Mobil Corporation | ExxonMobil Chemical - Bayport | 5000 Bayway Dr | Baytown | TX | 77522 | Harris | CN600123939 | RN102574803 | This project installs the piping, pipe supports and instrumentation necessary to connect Flare Stack 23 and Flare Stack 24. | A positive use determination of 100% for the 550 feet of 30" carbon steel piping to interconnect existing flares Nos. 9, 23, and 24. | 1996-02-26 | 360000 | 100
1113 | T1 | Exxon Mobil Corporation | ExxonMobil Chemical - Bayport | 5000 Bayway Dr | Baytown | TX | 77522 | Harris | CN600123939 | RN102574803 | This project is to upgrade multiple sample points through out the Baytown Chemical Plant to be closed purge sample ports. | A positive use determination of 50% for the upgrade of multiple sample points throughout the chemical plant to close purge sampling points. | 1996-02-26 | 345000 | 100
1114 | T1 | Exxon Mobil Corporation | ExxonMobil Chemical - Bayport | 5000 Bayway Dr | Baytown | TX | 77522 | Harris | CN600123939 | RN102574803 | BCTP Sewer Upgrade Project, Phase III The sewer upgrade program provides inspection and repair of all industrial sewer mains throughout the BCTP. Specific facilities included are inspection and repair of sewer mains using Insitu form lining and Sanipor treatments to seal underground sewers. | A positive use determination of 100% for the BTCP Sewer Upgrade Project. | 1996-02-21 | 1000000 | 100
1115 | T1 | Exxon Mobil Corporation | ExxonMobil Chemical - Bayport | 5000 Bayway Dr | Baytown | TX | 77522 | Harris | CN600123939 | RN102574803 | LPU Hydrocarbon Containment Project The bulk of the facilities is a piping system which will be installed at grade and will provide drain connections for major pieces of equipment and a connection to Tk 3002, and LPU feed tank. This piping will be dismantled and stored between down times. The drain system will also include a diaphragm pump. | A positive use determination of 100% for the piping and collection system. | 1996-02-05 | 255000 | 100
1116 | T1 | Exxon Mobil Corporation | ExxonMobil Chemical - Bayport | 5000 Bayway Dr | Baytown | TX | 77522 | Harris | CN600123939 | RN102574803 | This project installs a larger flare tip and improved pilot system on Flare Stack #23. A vapor sampling system and velocity measuring connections will also be installed in the flare header. Property includes flare tip, pilot, velocity measuring connections and piping. | A positive use determination of 100% for the flare tip and pilot system, the velocity measuring connections and piping installed on flare FS-23. | 1996-02-28 | 675000 | 100
1117 | T1 | Exxon Mobil Corporation | ExxonMobil Chemical - Bayport | 5000 Bayway Dr | Baytown | TX | 77522 | Harris | CN600123939 | RN102574803 | This project replaces the seals on Tanks 4013, 4014 and 4017 with new mechanical shoe seals and installs covers and wipers on openings on the roofs. | A positive use determination of 100% for the new mechanical seals and roof covers with wipers which were installed on tanks 4013, 4014, and 4017. | 1996-02-28 | 88000 | 100
1118 | T1 | Exxon Mobil Corporation | ExxonMobil Chemical - Bayport | 5000 Bayway Dr | Baytown | TX | 77522 | Harris | CN600123939 | RN102574803 | This project installed a second bottom with leak detection and containment on Tank 65. Facilities include a new steel bottom, oiled sand, crushed stone, and a high density polyethylene liner with sump. | A positive use determination of 100% for the BTBC Tank 65 Double Bottom Project. | 1996-02-21 | 190000 | 100
1119 | T1 | Exxon Mobil Corporation | ExxonMobil Chemical - Bayport | 5000 Bayway Dr | Baytown | TX | 77522 | Harris | CN600123939 | RN102574803 | This project replaces the seals on the external floating roofs on tanks 1123, 1124 and 1125. Installed were three mechanical shoe seals with secondary wipers. | A positive use determination of 100% for the new mechanical seals and roof covers with wipers installed on tanks 1123, 1124 & 1125. | 1996-02-28 | 100000 | 100
1120 | T1 | Exxon Mobil Corporation | ExxonMobil Chemical - Bayport | 5000 Bayway Dr | Baytown | TX | 77522 | Harris | CN600123939 | RN102574803 | This project provides facilities to utilize the existing Benzene Vapor Recovery Unit (VCU) to control vapors during toluene barge and ship loading. The following modifications will occur to provide toluene loading capabilities at Dock 4: Dock 4 manifolds will be modified to replace four existing valves with motor operated valves and connect new valves to the VCU. The EXXPAR loading facilities on Dock 4 will be moved to Dock 8 to make room for the toluene loading. Facilities required for this switch are: New barge mooring point, MOV manifold six-inch loading arm, hose and clearing and displacement piping connections at Berth 8. Pump P-1A (EXXPAR loading pump) motor will be replaced. | A positive use determination of 100% for the modifications to the Dock 4 manifolds. | 1996-02-28 | 775000 | 100
1121 | T1 | Ecogas Corporation | Ft. Bend County Gas Processing Plant | 3300 Klauke Rd | Rosenberg | TX | 77471 | Fort Bend | CN601571334 | RN102668639 | Construction of a methane gas recovery and treatment system. | Returned for failure to respond to a deficiency letter. | 1996-07-25 | 0 | 100
1122 | T1 | Poco Graphite Inc | Poco Graphite Plant | 1000 Miles Rd | Decatur | TX | 76234 | Wise | CN601096266 | RN100807783 | New diesel powered emergency water pumps were installed during the year which required a new diesel fuel tank. A 300 gallon tank was installed with secondary containment. | A positive use determination of 100% for the secondary containment pit installed around the 300 gallon tank. | 1996-02-21 | 2900 | 100
1123 | T1 | Poco Graphite Inc | Poco Graphite Plant | 1000 Miles Rd | Decatur | TX | 76234 | Wise | CN601096266 | RN100807783 | Constructed an oil storage warehouse and regulated waste storage building. The new building is divided into two areas. Each area is provided with secondary containment. Included in the same contract was the relocation of an above ground 500 gallon gasoline tank and the purchase and installation of a new 950 gallon waste oil storage tank. Both of these tanks had secondary containment built for them. | A positive use determination of 100% for the Oil Storage Warehouse and Regulated Waste Storage Building, the new Waste Oil Tanks, and the secondary containment for the Waste Oil and Gasoline tanks. | 1996-02-26 | 64704.8 | 100
1124 | T2 | Mobil Oil Corporation | Mobil Oil | End of Burt Street | Beaumont | TX | 77701 | Jefferson | Insufficient Information | Insufficient Information | Eliminated air venting of kerosene stream by replacing air dryer with salt dryers. | A positive use determination of 100% for the salt dryers which were installed to replace the existing air dryers. | 1996-03-18 | 500000 | 100
1125 | T2 | Citgo Petroleum Company | Citgo - Brownsville Terminal | 11011 South Port Rd | Brownsville | TX | 78520 | Cameron | CN600135461 | RN102538436 | Four projects. 1. to improve the integrity of the floor in Tank No. 1, it was replaced with a double floor. 2. The terminal rectifier used to cathodically protect tank bottoms and underground piping at the facility was aging and undersized. The rectifier was upgraded to a new larger unit. 3. A double sump was installed as a reclaimed product management tool. 4. A waste management unit/RCRA storage building was constructed. | A positive use determination of 100% for the new double floor installed on Tank No. 1, the new larger terminal rectifier, the installation of the double sump, and the Waste Management Unit/RCRA Containment Building. | 1996-03-18 | 210350 | 100
1126 | T2 | Citgo Petroleum Company | Citgo - Houston Terminal | 12325 North Freeway | Houston | TX | 77060 | Harris | CN600135461 | RN100219260 | Five projects. 1. A new vapor combustor was constructed to replace the existing refrigeration vapor recovery system. The combustor will be a John Zink model no GV-ZOTF/TC-5,000-1. 2. Installed a new flame ionization detection (FID) device. 3. Installed a groundwater and soil remediation system which includes a well point system and vacuum pump. 4. Relocated the pour back system to aboveground. The new system incorporated a new 560 gallon above ground reclamation tank, a new pump, and associated ancillary valves and piping. 5. Constructed a waste management unit/RCRA containment building. | A positive use determination of 100% for the John Zink flare; the flame ionization device; the groundwater and soil remediation system; the project to relocate the Pour Back System to aboveground; and the Wastewater Management Unit/RCRA Containment Building. | 1996-03-18 | 667140 | 100
1127 | T2 | Citgo Petroleum Company | Citgo - Waco Terminal | 1600 South Loop Dr. | Waco | TX | 76705 | McLennan | CN600135461 | RN101615292 | Three projects. 1. A new vapor combustor was installed. The combustor is an enclosed flame hydrocarbon vapor combustion unit, John Zink model no. ZCT-2-8-35-2-2/8-X. 2. A new double tank floor and leak detection devices were installed on an existing tank. 3. A waste management unit/RCRA containment building was constructed. | A positive use determination of 100% for the John Zink Vapor Combustor, the new double tank floor and the Waste Management Unit/RCRA Containment Building. | 1996-03-18 | 395000 | 100
1128 | T2 | The Lubrizol Corporation | Lubrizol Deer Park | 41 Tidal Rd | Deer Park | TX | 77536 | Harris | CN600269617 | RN100221589 | Two projects. 1. Installed mechanical seals all positive displacement pumps. 2. Upgraded the agitators at the 121 unit by removing the packing and installing mechanical seals. | A positive use determination of 100% for the installation of mechanical seals in all positive displacement pumps plant wide and the upgrade of the Agitator at the 121 Unit from packing to mechanical seals. | 1996-03-25 | 190990.42 | 100
1129 | T1 | Zeon Chemicals LP | Texas Plant | 11235 Choate Rd | Pasadena | TX | 77507 | Harris | CN600311260 | RN100601566 | Four Projects: 1. Construct truck unloading area with containment diking. 2. Install concrete slab, curbs and dispensing system in lubrication area. 3. Installed concrete containment around process building. 4. Install concrete containment around cooling tower and transformer. | A positive use determination of 100% for the solvent unloading area diking; the lubrication area containment; the concrete containment installed around the process building; and the concrete containment installed around the cooling tower and transformer. | 1996-02-06 | 82411 | 100
1130 | T1 | Zeneca Ag Products | Zeneca Ag Products - Bayport Site | 5757 Underwood Rd | Pasadena | TX | 77507 | Harris | CN600960660 | RN102344355 | Three projects. Projects 1 & 2 Installed underground piping (culverts), including sluice gates and weir system to segregate contaminated process water. 3. Installed a composite sampler to take samples of wastewater pit. | A positive use determination of 100% for the projects to install underground piping (culverts) including sluice gates and weir system and the installation of the composite water sampler. | 1996-02-06 | 116422 | 100
1131 | T1 | Asarco Incorporated | Amarillo Copper Refinery | Tx Hwy 136 | Amarillo | TX | 79108 | Potter | CN602815524 | RN101701654 | Constructed a waste oil containment facility which will provide containment and covering. | The following property is used 100% for pollution control and is installed to meet or exceed federal or state regulations: waste oil containment facility. | 1996-02-06 | 100000 | 100
1132 | T3 | Asarco Incorporated | Amarillo Copper Refinery | Tx Hwy 136 | Amarillo | TX | 79108 | Potter | CN602815524 | RN101701654 | Installed new cell liners in refining tanks in electrolytic tankhouse. | A positive use determination of 44% for the electrolytic cell liners. | 1996-05-24 | 1600000 | 100
1133 | T3 | Ethicon Inc | Ethicon | 3348 Pulliam | San Angelo | TX | 76905 | Tom Green | CN600349096 | RN101649804 | Constructed a new non-CFC sterilization facility. | A positive use determination of 60% of the previously unassessed balance of the Non-CFC Sterilization Facility excluding the scrubbers, environmental monitoring system and abaters which are covered by the Use Determination which was issued on July 10, 1995. This facility was constructed for pollution control purposes. | 1996-04-03 | 31860000 | 100
1134 | T3 | TXU Electric Company | Martin Lake Sees | 8850 FM 2658 N | Henderson | TX | 75653 | Rusk | CN600135511 | RN105127682 | The existing analog control systems for Units 1, 2, and 3 were replaced with distributed control systems (DCS). These projects required the replacement/addition of equipment, such as plant computer, programmable logic controllers, motor operators, data highway networks, operator control stations, cabling, additional input/output points and un-interruptible power supplies. Control of major pollution control equipment, the electrostatic precipitator (ESP) and flue gas desulfurization (scrubbers) systems, were integrated into the DCS. The primary purpose for the DCS installation was to ensure reliable boiler operations; a secondary objective was greater control of the boiler firing process which results in environmental benefits. | A positive use determination of 5.835% for the digital control valves installed for Unit 1, Unit 2 and Unit 3. | 1996-03-07 | 1051103 | 100
1135 | T2 | The Dow Chemical Company | The Dow Chemical Company | 2301 Brazosport Blvd | Freeport | TX | 77541 | Brazoria | CN600356976 | RN102692258 | The specific equipment is: PRD/PSD Relief Systems: Rupture disks are being installed beneath 13 pressure safety valves and 3 pressure relief valves in services with VOCs. Liquid Plant Submerged Fill Piping: Piping to 5 storage tanks is being modified/replaced so that all lines which route streams containing VOCs into the tanks discharge under the liquid level. Specialty Plant Submerged Piping: piping to 10 storage tanks and one drumming station are being modified. D-13A/B Vent System: Piping and equipment necessary to vent these two storage tanks to the plant flare system are being added. Tank Vent Assist Gas System: Equipment necessary to add methane to process vents burned in non-assisted flare. Waste Gas Boiler Thermocouple: A temperature measurement system is being added to a waste gas incinerator fire box exit. Closed Loop Sample Points: Sample valves and piping which allow for a closed loop sampling are being installed at 19 sample points. | A positive use determination of 100% for the seven projects which are listed below: PRD/PSV Relief Systems, Liquid Plant Submerged Fill Piping, Specialty Plant Submerged Fill Piping, D-13A/B Vent System, Tank Vent Assist Gas System, Waste Gas Boiler Thermocouple and Closed Loop Sample Points. | 1996-03-07 | 620000 | 100
1136 | T3 | The Dow Chemical Company | The Dow Chemical Company | 2301 Brazosport Blvd | Freeport | TX | 77541 | Brazoria | CN600356976 | RN102692258 | Emissions were reduced by installing instrumentation and piping to control vents to existing, activated carbon system. | A positive use determination of 71% for the Vent Collection to Final Control Device Process Improvement Project. | 1996-03-07 | 213000 | 100
1137 | T2 | Rohm & Haas Texas Inc | Rohm & Haas Texas | 6600 La Porte Fwy | Deer Park | TX | 77536 | Harris | CN600131395 | RN101247070 | Installation of non-chrome treatment systems for the #1, 2, 3, 5, 7, and HT-2 cooling towers. The systems will be comprised of automated chemical addition for inhibitor, dispersant, bleach, and acid. The blowdown systems will also be modified for conductivity control. | A positive use determination of 100% for the installation of the Non-Chrome treatment systems for the #1, 2, 3, 5, 7, and HT-2 cooling towers. | 1996-02-19 | 1375712 | 100
1138 | T2 | Quantum Chemical Company | Quantum - Crockett | Hwy 287 & FM 2160 | Latexo | TX | 75849 | Houston | Insufficent Information | Insufficent Information | Installed an underground pipe to join the two process wastewater sumps, a new outfall, and a building to house test equipment. Also a concrete slab was installed to later place a holding tank and a filter press. | A positive use determination of 100% for the underground pipe installed to join two process wastewater sumps, a new outfall, a building to house test equipment, and a concrete slab. | 1996-02-21 | 40600 | 100
1139 | T2 | Quantum Chemical Company | Quantum - Chocolate Bayou | 2 M S of FM 2915 On 2004 | Alvin | TX | 77511 | Brazoria | Insufficent Information | Insufficent Information | Project 3220: Provide reduction of hydrocarbon emissions by designing and installing equipment on the surrey tank to modify the tank operations to a higher temperature and reduced pressure to reduce emissions to comply with reduced exemption level. | A positive use determination of 100% for the instruments and piping installed as part of the project to reduce hydrocarbon emission on Line 1 of the Chocolate Bayou Polyethylene Unit. | 1996-03-07 | 895420 | 100
1140 | T2 | Quantum Chemical Company | Quantum - Chocolate Bayou | 2 M S of FM 2915 On 2004 | Alvin | TX | 77511 | Brazoria | Insufficent Information | Insufficent Information | Project 3401: Provide reduction of hydrocarbon emissions by designing and installing equipment on the surrey tank to modify the tank operations to a higher temperature and reduced pressure to reduce emissions to comply with reduced exemption level. | A positive use determination of 100% for the instruments and piping installed as part of the project to reduce hydrocarbon emissions from Line 2. | 1996-03-07 | 962551 | 100
1141 | T2 | Coastal Refining & Marketing | Coastal - Corpus Christi Refinery | Cantwell Ln | Corpus Christi | TX | 78401 | Nueces | CN600388169 | RN102404209 | Install a plant haul road with culvert, gate and approximately 1200 LF of 12 foot wide limestone road. | Withdrawn by applicant | 1996-04-30 | 41400 | 100
1142 | T2 | Celanese Engineering Resins Inc | Celanese Bishop Facility | Hwy 77 South | Bishop | TX | 78343 | Nueces | CN601166929 | RN101625721 | Four projects: 1. Installation of an aboveground sulfuric acid line to replace the existing underground line. 2. Install an above ground waste water treatment plant. 3. Install replacement stripping column in the WFR Unit. 4. Repair the latent heat reboiler for the methanol removal column in the weak formaldehyde unit. | A positive use determination of 100% for the installation of aboveground sulfuric acid piping to replace below ground piping; installation of an aboveground wastewater treatment plant; installation of a replacement stripping column in the WFR Unit; and the repairs made to the latent heat reboiler in the Weak Formaldehyde Unit. | 1996-02-21 | 2098861 | 100
1143 | T2 | Celanese Engineering Resins Inc | Celanese Bishop Facility | Hwy 77 South | Bishop | TX | 78343 | Nueces | CN601166929 | RN101625721 | Two projects. 1. A low pressure nitrogen system was installed in order to eliminate 50 tons/year of SARA chemical vapors, and 1 per year of non-SARA chemicals from the Tank Car unloading area. 2. This project provided a Hexane Recovery system to recycle hexane that was being lost to the APAP unit flare and Boiler 16. | A positive use determination of 100% for the nitrogen supply header and ancillary equipment and the vessels, piping and ancillary equipment installed at the Hexane Recovery system. | 1996-03-07 | 677561 | 100
1144 | T2 | Hoechst Celanese Chemical Group | Celanese Clear Lake | 9502 Bayport Blvd | Pasadena | TX | 77507 | Harris | CN600130850 | RN106969033 | The Eliminate Underground Effluent Disposal Project is designed to install facilities to permit plant underground injection wells to be closed and allow wastewater to be treated off-site. Equipment includes: Flare (FLR0001), Flash Vessel (V-190), Flash Vessel Pumps (P-2166/2167), Sump Pumps (P-2164/2165), Flame Arresters (FA-2200/2201), Effluent Tank W/Floating Roof (V-1309), Floating Roofs In V-809/810, Tank Circulation Pumps (P2347/2348/2349/2361), Analyzer pumps (5), Analyzer house and analyzers, sulfuric acid tank, static mixers and pump strainers. | Not listed in database. | 1996-03-13 | 12400000 | 100
1145 | T2 | Hoechst Celanese Chemical Group | Celanese Bay City Plant | FM 3057 | Bay City | TX | 77404 | Matagorda | CN601117203 | RN100258060 | A new BEM type heat exchanger, HE-1237, associated piping and control valves, were installed to facilitate the regeneration of the activated carbon used in the desulfurization of natural gas used in the methane-steam reforming processes. | A positive use determination of 100% for the new BEM type heat exchanger, HE-1273, and associated piping and control valves. | 1996-03-27 | 97191 | 100
1146 | T2 | Cargill Inc | North Star Steel Texas Inc | Old Hwy 90 | Beaumont | TX | 77704 | Orange | CN600132195 | RN100226059 | Installation of two separate radiation detectors which screen all scrap used as feed stock. | The following property is used 100% for pollution control and is installed to meet or exceed federal or state regulations: two separate radiation detectors . | 1996-02-19 | 79910 | 100
1147 | T2 | E I Du Pont De Nemours & Co Inc | DuPont La Porte | 12501 Strang Rd | La Porte | TX | 77572 | Harris | CN600128284 | RN100225085 | HF Replace #2 Refrigeration Machine: This project will provide complete phase out of CFCs in the HF unit by replacing the #2 refrigeration machine. The machine will be replaced with a rotary screw compressing machine that uses HCFC-22. | A positive use determination of 75% for the project to replace the #2 refrigeration machine with a rotary screw compressing machine. | 1996-03-29 | 1350000 | 100
1148 | T1 | Exxon Mobil Corporation | ExxonMobil - Fullerton Clear fork Unit | 22 Miles NW of Andrews | Andrews | TX | 79714 | Andrews | CN600123939 | Insufficient Information | Installation of facilities for waste disposal handling and injection for new disposal well. Includes oil skim and settling tanks, injection pump, truck unloading facilities, 2500' of injection line, and solids handling facilities. The project also covered the conversion of FCU #10 to a disposal well. This included deepening the well, installing a liner, perforate and acidize the zone to establish injectivity. | A positive use determination of 100% for the installation of the waste disposal handling equipment, the new injection disposal well and the conversion of FCU#10 into a disposal well. | 1996-02-08 | 458000 | 100
1149 | T1 | Exxon Mobil Corporation | ExxonMobil - Cordona Lake | 9 M W of Crane | Crane | TX | 79731 | Crane | CN600123939 | RN102310992 | Cordona Lake SWD System Modification will transport produced saltwater from Exxon's Cordona Lake Unit to the Sandhills field for disposal. Includes installation of a centrifugal transfer pump, two positive displacement injection pumps, tankage, associated metering equipment and 33,000' polyliner in 4" converted steel gas line. | A positive use determination of 100% for the Cordona Lake SWD System Modifications. Property includes installation of a centrifugal transfer pump, two positive displacement injection pumps, tankage, associated metering equipment and 33,000' of polyliner in 4" converted steel gas line. | 1996-02-08 | 442000 | 100
1150 | T1 | Exxon Mobil Corporation | ExxonMobil - Freer Area Swd System | Star Route Box 30 | Freer | TX | 78357 | Duval | CN600123939 | insufficient Information | This project involves the installation of a salt water disposal system. The system includes the installation of 25,000' of 3" polyethylene pipe, tie-in at three tank batteries and testing. | The following property is used 100% for pollution control and is installed to meet or exceed federal or state regulations: salt water disposal system. | 1996-02-08 | 180000 | 100
1151 | T1 | Exxon Mobil Corporation | ExxonMobil - Friendswood Swd Station | 250 Old Choate Rd | Houston | TX | 77034 | Harris | CN600123939 | RN102576188 | Adds a 4th stage to each of the four SWD pumps. | A positive use determination of 100% for the addition of the 4th stage to the salt water disposal pumps. | 1996-02-08 | 150000 | 100
1152 | T1 | Exxon Mobil Corporation | ExxonMobil - Wc Tyrrell Trust 23 | PO Box Hu | Anahuac | TX | 77514 | Chambers | CN600123939 | insufficient Information | Covert well to saltwater disposal including additional block squeeze packers and run injection string. | A positive use determination of 100% for the conversion of the well into a salt water disposal well. | 1996-02-08 | 119000 | 100
1153 | T1 | Exxon Mobil Corporation | ExxonMobil - Trawick Field Office | Rt 5 Box 2450 | Nacogdoches | TX | 75964 | Nacogdoches | CN600123939 | insufficient Information | Install new saltwater disposal facilities. New facilities include emergency spillover tanks, drain system modification and vent blowdown system modification. | A positive use determination of 100% for the new salt water disposal facilities. Property includes emergency spillover tanks, drain system modifications and vent blowdown system. | 1996-02-08 | 240000 | 100
1154 | T1 | Exxon Mobil Corporation | ExxonMobil - Hawkins Gas Plant | PO Box E | Hawkins | TX | 75765 | Wood | CN600123939 | RN100210434 | Purchased and installed a vapor recovery unit. | A positive use determination of 50% for the vapor recovery unit. | 1996-02-08 | 55000 | 100
1155 | T1 | Exxon Mobil Corporation | ExxonMobil Chemical - Baytown | 3525 Decker Dr | Baytown | TX | 77522 | Harris | CN600123939 | RN102212925 | Facilities to separate Red Oil from spent caustic. Facilities include a separator, heat exchanger, and associated piping, pumps, and instrumentation. | A positive use determination of 100% for the separator, heat exchanger and associate piping, pumps and instrumentation. | 1996-02-08 | 1450000 | 100
1156 | T1 | Exxon Mobil Corporation | ExxonMobil Refinery - Baytown | 2800 Decker Dr | Baytown | TX | 77522 | Harris | CN600123939 | RN102579307 | As part of the Initial Control Plan modifications will be made to the existing steam injection nozzles at two GTGs and new steam injection facilities will be added to four GTGs. | A positive use determination of 100% for the modification of two existing gas turbine generators to utilize steam injection nozzles and the use of this technology on four new gas turbine generators. | 1996-03-05 | 3200000 | 100
1157 | T1 | Exxon Mobil Corporation | ExxonMobil Refinery - Baytown | 2800 Decker Dr | Baytown | TX | 77522 | Harris | CN600123939 | RN102579307 | This project will install a marine vapor collection and combustion system at Dock 2. Major facilities include vapor recovery piping and two thermal oxidizers. Other equipment includes a natural gas enrichment system, liquid ring compressors, detonation arrestors, oxygen analyzers, associated instrumentation and process control system. | A positive use determination of 100% for the Marine Vapor Control - Vapor Collection and Combustion System. | 1996-02-26 | 18400000 | 100
1158 | T1 | Houston Solvents & Chemicals Company | Southwest Solvents & Chemicals | 3636 Dan Morton Dr | Dallas | TX | 75236 | Dallas | CN600332159 | RN102333465 | The company is replacing all underground product transfer lines connecting the chemical bulk storage tanks and the truck and rail loading/unloading stations as well as piping to the drumming dock with overhead closed piping. Additionally, the storage tank and piping for each product stored in bulk is having its own dedicated pump installed. The pumps have nitrogen seals. | A positive use determination of 100% for the pumps and associated new piping installed above ground to replace below ground piping. | 1996-03-06 | 1089525 | 100
1159 | T1 | Fina Oil & Chemical Company | Fina - Bayport | 12212 Port Rd | Pasadena | TX | 77507 | Harris | CN603899675 | RN100909373 | Two projects. 1. Install a catalytic incinerator. 2. Complete wastewater handling project which provides for direct disposal to lines going to Gulf Coast Disposal Authority. | A positive use determination of 100% for the catalytic incinerator and the waste water handling project. | 1996-02-08 | 1059353 | 100
1160 | T1 | Finaserve | Fina #2798 | 1421 N Central Expy | Plano | TX | 75075 | Collin | CN603355876 | RN101542512 | Installed spill containment manholes. | A positive use determination of 100% for the new spill containment manholes. | 1996-02-08 | 7000 | 100
1161 | T1 | Fina Oil & Chemical Company | Fina #9419 | 5617 McCart | Fort Worth | TX | 76133 | Tarrant | CN603899675 | RN102436748 | Installed tank monitors. | A positive use determination of 100% for the tank monitors. | 1996-02-08 | 7132 | 100
1162 | T1 | Finaserve | Fina #9414 | 414 N University | Fort Worth | TX | 76107 | Tarrant | CN603355876 | RN102783453 | Installed tank monitors. | A positive use determination of 100% for the tank monitors. | 1996-02-08 | 7927 | 100
1163 | T1 | Fina Oil & Chemical Company | Fina #1320 | 5202 N Dixie Blvd | Odessa | TX | 79760 | Ector | CN603899675 | RN102391497 | Installed a thermal and catalytic oxidizer. | A positive use determination of 100% for the thermal and catalytic oxidizer. | 1996-02-08 | 81575 | 100
1164 | T1 | Fina Oil & Chemical Company | Fina #9403 | 500 N Collins | Arlington | TX | 76010 | Tarrant | CN603899675 | RN100540947 | Installed a thermal oxidizer. | A positive use determination of 100% for the thermal oxidizer. | 1996-02-08 | 73000 | 100
1165 | T1 | Fina Oil & Chemical Company | Fina Southlake Terminal | 2401 Hwy 26 W | Grapevine | TX | 76092 | Tarrant | CN603899675 | RN100214949 | Installed a vapor combustion unit. | A positive use determination of 100% for the vapor combustor. | 1996-02-08 | 415000 | 100
1166 | T1 | Fina Oil & Chemical Company | Fina - Port Arthur | Hwy 366 & 32 St | Port Arthur | TX | 77642 | Jefferson | CN603899675 | RN104691639 | Two projects. 1. Replaced in ground basin with above ground tankage in South Storm Water Basin. 2. Replaced the in ground Aeration Basin with above ground tanks. | A positive use determination of 100% for the above ground tankage system installed to replace the South Storm Water Basin and the above ground tanks installed to replace the in ground Aeration Basin. | 1996-02-08 | 8023938 | 100
1168 | T1 | Fina Oil & Chemical Company | Fina - La Porte | Hwy 134 & Miller Cut-Off | La Porte | TX | 77571 | Harris | CN603899675 | RN100667633 | Completed the following projects: 1. PC Vent Bypass, Mon II Flare Header, Vapor Collection project - collects vapors and directs them to the appropriate abatement device. 2. Mon II Incinerator Instrument Upgrade project - connects the waste heat boiler controls to the Honeywell DCS System and modifies the boiler management system to comply with EPA BIF regulations. 3. Pilot Plant Flare and KO Vessels project - connect all relief valves to enclosed flare system. 4. Pilot Plant Vapor Monitors - purchased monitors for use in detecting leaking pipes, seals, etc. | A positive use determination of 100% for the following projects: 1. PC Vent Bypass, Mon II Flare Header, Vapor Collection project; the Mon II Incinerator Instrument Upgrade project; the Pilot Plant Flare and KO Vessels Project; and the Pilot Plant Vapor Monitors project. | 1996-03-13 | 218850 | 100
1169 | T1 | Fina Oil & Chemical Company | Fina #9420 | 4500 E Lancaster | Fort Worth | TX | 76103 | Tarrant | CN603899675 | RN101378099 | Installed tank monitors. | A positive use determination of 100% for the tank monitors. | 1996-02-08 | 7927 | 100
1170 | T1 | Fina Oil & Chemical Company | Fina #9416 | 6451 Camp Bowie | Fort Worth | TX | 76116 | Tarrant | CN603899675 | No Regulated Entity at this Location. | Installed tank monitors. | A positive use determination of 100% for the tank monitors. | 1996-02-08 | 7132 | 100
1171 | T1 | Fina Oil & Chemical Company | Fina #9408 | 8000 Chapin Rd | Benbrook | TX | 76116 | Tarrant | CN603899675 | RN101444859 | Installed tank monitors. | A positive use determination of 100% for the tank monitors. | 1996-02-08 | 7132 | 100
1172 | T1 | Fina Oil & Chemical Company | Fina #9404 | 501 W Randol Mill | Arlington | TX | 76011 | Tarrant | CN603899675 | RN101557924 | Installed tank monitors. | A positive use determination of 100% for the tank monitors. | 1996-02-08 | 7132 | 100
1173 | T1 | Fina Oil & Chemical Company | Fina #9400 | 2831 W Park Row | Arlington | TX | 76013 | Tarrant | CN603899675 | RN102937810 | Installed tank monitors. | A positive use determination of 100% for the tank monitors. | 1996-02-08 | 7132 | 100
1174 | T1 | Fina Oil & Chemical Company | Fina #9400 | 2831 W Park Row | Arlington | TX | 76013 | Tarrant | CN603899675 | RN102937810 | Installed tank monitors. | A positive use determination of 100% for the tank monitors. | 1996-02-08 | 7927 | 100
1175 | T1 | Finaserve | Fina #9402 | 1731 E Division | Arlington | TX | 76011 | Tarrant | CN603355876 | RN101559649 | Installed a thermal and catalytic oxidizer. | The following property is used 100% for pollution control and is installed to meet or exceed federal or state regulations: thermal and catalytic oxidizer. | 1996-02-08 | 75000 | 100
1176 | T1 | Mobil Mining & Minerals Co | Mobil Mining & Minerals Co | 2001 Jackson Rd | Pasadena | TX | 77501 | Harris | Insufficient Information | Insufficient Information | Approximately 87 acres owned by Mobile Mining & Minerals company located north of First Street easement, south of Houston Ship Channel, East of Davison Road and West of Jefferson Road is being converted into a gypsum waste storage area. Conversion involves the following: A dike was built around the perimeter of the gypsum storage area. The base and inside of the diked storage area was lined. An under drain system was installed. A small toe ditch was constructed to accommodate water draining from the field. The water is moved to a surge pond. A concrete pump structure containing two transfer pumps was constructed. | A positive use determination of 100% for the project to establish the gypsum storage area. Property includes the dike, liner, under drain system, gravel, pipes, ditch, concrete pump structure, pumps and all other necessary equipment. | 1996-03-18 | 5000000 | 100
1177 | T1 | Union Pacific Resources Company | Union Pacific Southwest Ozona Plant | 35 M SW On FM 2083 | Ozona | TX | 76943 | Crockett | CN603902172 | RN103947123 | Flare system and concrete containment areas installed relating to the inlet separator system, the cryogenic separation system, the sales gas compression system, the amine treating system, the condensate system and the product loading unit. Installed an amine vent system. Installed six catalytic convertors on compressor engines. | A positive use determination of 50% for the Amine Vent System. A positive use determination of 100% for the flare system, the concrete containment areas and the six catalytic convertors. | 1996-04-04 | 434034 | 100
1178 | T1 | Union Pacific Resources Company | Union Pacific Southwest Ozona Plant | 35 M SW On FM 2083 | Ozona | TX | 76943 | Crockett | CN603902172 | RN103947123 | Flare system - installed to serve the inlet separator/filter/compression, the amine treating system, the dehydration system, the cryogenic separation system, the residue gas compression system, the condensate system and the product loading unit. Concrete Containment Areas: serving the above listed areas. The amine vent system. Catalytic convertors installed on the four new White Superior engines and compressors. | A positive use determination of 50% for the Amine Vent System. A positive use determination of 100% for the catalytic convertors installed on the four White Superior compressor engines, the flare system and the concrete containment areas. | 1996-04-04 | 618364 | 100
1179 | T1 | Union Pacific Resources Company | Union Pacific East Tx Gas | 5 M E On Hwy 79 | Carthage | TX | 75633 | Panola | CN600301683 | RN102805272 | Installed air fuel ratio controllers on engines 10, 15, 31, 32, and 33. Installed catalytic convertors on engines 11 and 51. Installed a flare system consisting of two flares. Purchased a new gas chromatograph. Purchased a source test van. Constructed a land farm for bio-remediation purposes. Rerouted a cooling tower from the wastewater treatment system to the plant inlet water wash system. Upgraded the existing condensate stabilizer and recycle recovery system. | A positive use determination of 100% for the air/fuel ratio controllers installed on engines 10, 15, 31, 32, and 33; the catalytic convertors installed on engines 11 and 51; the flare system consisting of two flares; the gas chromatograph; the source test van; the bioremediation landfarm; and the project to reroute the cooling towers. A positive use determination of 50% for the condensate stabilizer and recycle recovery system. | 1996-04-04 | 1733692 | 100
1180 | T1 | Guadalupe Valley Electric Coop Inc | Guadalupe Valley Coop Parkway Substation | 153 FM 1518 Ees | Schertz | TX | 78154 | Guadalupe | CN600532071 | Not Regulated by TCEQ | concrete containment moat. | A positive use determination of 100% for the concrete containment moat. | 2005-02-08 | 28748 | 100
1181 | T1 | Guadalupe Valley Electric Coop Inc | Guadalupe Valley Coop Structural | Steel Mill Rd | Seguin | TX | 78155 | Guadalupe | CN600532071 | Not Regulated by TCEQ | concrete containment moat. | A positive use determination of 100% for the concrete containment moat. | 2005-02-08 | 27942 | 100
1182 | T1 | Guadalupe Valley Electric Coop Inc | Guadalupe Valley Coop Schumansville | Zipp Road | New Braunfels | TX | 78130 | Comal | CN600532071 | Not Regulated by TCEQ | concrete containment moat. | A positive use determination of 100% for the concrete containment moat. | 2005-02-08 | 28748 | 100
1183 | T3 | Shell Oil Company | Shell Deer Park - Refinery | 5900 Hwy 225 | Deer Park | TX | 77536 | Harris | CN601405145 | RN100211879 | Lube Crude Optimization Project: This property constitutes pollution control equipment installed as part of the Lube Crude Optimization Project. | A positive use determination of 8% for the Lube Crude Optimization Project. Pollution control property includes: a stormwater sewer system, a sour water system, an off-spec system, a maintenance dropout system, a tandem seal system for the pumps, low NOx burners, a vent gas system, cathodic protection, a furnace stack sampling system and air permit preparation. | 1996-04-22 | 3680000 | 100
1184 | T2 | Shell Oil Company | Shell Deer Park - Refinery | 5900 Hwy 225 | Deer Park | TX | 77536 | Harris | CN601405145 | RN100211879 | DEA Reliability Project: This project upgraded control instrumentation and analyzers in order to reduce upsets that can result in acid gas flaring. | A positive use determination of 100% for the DEA Reliability Project. | 1996-03-07 | 230000 | 100
1185 | T2 | E I Du Pont De Nemours & Co Inc | DuPont Victoria | 2695 Old Bloomington Rd N | Victoria | TX | 77903 | Victoria | CN600128284 | RN102663671 | This process involves the replacement of steam powered vacuum jets on seven process units in the ADN synthesis and refining steps with mechanical vacuum pumps. | A positive use determination of 100% for the mechanical vacuum pumps. | 1996-03-18 | 4039000 | 100
1186 | T3 | Lyondell-Citgo Refining LP | Lyondell-Citgo Refinery | 12000 Lawndale | Houston | TX | 77017 | Harris | CN602600140 | RN100218130 | Sulfur Recovery Complex Project: Constructed a new 250 ton per day sulfur recovery unit (SRU). The new SRU consists of a Claus Unit and a tail gas incinerator. The project also includes construction of an amine unit, two sour water strippers, a cooling tower and modifications to existing equipment located in the Sulfur Recovery Complex. | A positive use determination of 91.21% for the Sulfur Recovery Unit project. Property includes a new 250 ton per day SRU consisting of a Claus unit and a tail gas incinerator and modifications to the existing SRU equipment. | 1996-07-25 | 129162000 | 100
1187 | T2 | Lyondell-Citgo Refining LP | Lyondell-Citgo Refinery | 12000 Lawndale | Houston | TX | 77017 | Harris | CN602600140 | RN100218130 | The Crude/Vacuum unit processes oil from initial storage in the tank farms through Crude distillation process to produce intermediate products which are further processed in refinery. Emissions to the air are reduced by using the Best Available Control Technology. BACT includes the use of the shaft sealing system on pumps & compressors, and low NOx burners, etc. | A positive use determination of 100% for the Best Available Control Technology (BACT) installed to reduce or control emissions at the Crude/Vacuum Unit (537). Equipment includes shaft sealing systems installed on pumps and compressors, low NOx burners, and monitoring and recording equipment. | 1996-04-09 | 820800 | 100
1188 | T2 | Lyondell-Citgo Refining LP | Lyondell-Citgo Refinery | 12000 Lawndale | Houston | TX | 77017 | Harris | CN602600140 | RN100218130 | The Catfeed Hydrotreater unit (Unit 636) provides high pressure treatment to remove containments (sulfur, Nitrogen and metals). It also reduces the potential NOx and SOx emissions from the FCCU regenerator. Emissions to the air reduced by using the Best Available Control Technology. BACT includes the use of the shaft sealing system on pumps & compressors, and low NOx burners, etc. | A positive use determination of 100% for the use of Best Available Control Technology (BACT) at the Gas Oil Hydrotreater Unit (636). Equipment includes low NOx burners, shaft sealing systems for pumps and compressors, and continuous monitoring and recording equipment. | 1996-04-09 | 706800 | 100
1189 | T2 | Lyondell-Citgo Refining LP | Lyondell-Citgo Refinery | 12000 Lawndale | Houston | TX | 77017 | Harris | CN602600140 | RN100218130 | Coking unit convert asphaltic tars to intermediate products. These products include petroleum coke, heavy gas oil, light gas oil, naphtha, mixed C4's, mixed C3's and dry gas. Emissions to the air are reduced by using the Best Available Control Technology. BACT includes the use of the shaft sealing system on pumps and compressors, and low NOx burners. | A positive use determination of 100% for the use of Best Available Control Technology (BACT) at the Coking Unit (737). Equipment includes shaft sealing systems on pumps and compressors, low NOx burners, and monitoring and recording equipment. | 1996-04-09 | 3762000 | 100
1190 | T2 | Lyondell-Citgo Refining LP | Lyondell-Citgo Refinery | 12000 Lawndale | Houston | TX | 77017 | Harris | CN602600140 | RN100218130 | The Hydrotreating Distillation unit (Unit 633) uses hydrogen and catalyst to remove contaminants (sulfur nitrogen). It also hydrogenates the aromatic compounds and olefins to improve API gravity. Emissions to the air are reduced by using the Best Available Control technology. BACT includes the use of shaft sealing system on the pump & compressors and low NOx burners, etc. | A positive use determination of 100% for the Best Available Control Technology (BACT) installed at the Hydrotreater Distillate Unit (633). Equipment includes shaft sealing systems for pumps and compressors, low NOx burners, and monitoring and control equipment. | 1996-04-09 | 564300 | 100
1191 | T2 | Olin Corporation | Olin Beaumont Plant | 1400 Olin Road | Beaumont | TX | 77705 | Jefferson | CN600127609 | RN100218932 | This site has historically used anhydrous ammonia to scrub tail gases, from a sulfuric acid regeneration plant, prior to discharge to the atmosphere. To minimize all risks of anhydrous ammonia, a decision was made to substitute soda ash/caustic soda for anhydrous ammonia. The project involved adding soda ash hopper car unloading facilities and equipment required (pumps, piping, valves, electrical, insulation...) for use in the sulfuric acid regeneration plant. | A positive use determination of 100% for the project to substitute soda ash/caustic soda for anhydrous ammonia. Property includes pumps, piping, valves, electrical, insulation and other necessary equipment. | 1996-03-07 | 152000 | 100
1192 | T2 | Star Enterprise | Star Enterprise - Port Arthur Plant | 2100 Houston Ave | Port Arthur | TX | 77641 | Jefferson | Insufficient Information | Insufficient Information | The wastewater segregation project will separate stormwater from plant wastewater. This project will totally enclose the process wastewater in a vapor tight system, eliminating VOC emissions. The system includes a vapor collection system, instrumentation, piping, supports. | A positive use determination of 100% for the wastewater treatment facility vapor collection project. | 1996-02-13 | 8100000 | 100
1193 | T1 | Asarco Incorporated | Amarillo Copper Refinery | Tx Hwy 136 | Amarillo | TX | 79108 | Potter | CN602815524 | RN101701654 | Concrete containment pads were constructed on the east side of anode casting for the purpose of storing blister copper and reject anodes. | A positive use determination of 100% for the concrete containment pads. | 1996-02-09 | 185000 | 100
1194 | T1 | Asarco Incorporated | Amarillo Copper Refinery | Tx Hwy 136 | Amarillo | TX | 79108 | Potter | CN602815524 | RN101701654 | A synthetic double-lined basin is being constructed on the north side of the plant to collect the stormwater runoff. An automatic valving system is used to control excess runoff. The basin is approximately 300' by 600' with a storage capacity of five million gallons. A pumping, filtering, and piping system is also required to remove silt and sand and transport the water to the boiler plant. | A positive use determination of 100% for the stormwater collection system. | 1996-02-09 | 1104028 | 100
1195 | T1 | Texas Petrochemicals Corporation | Texas Petrochemicals Corporation | 8600 Park Place Blvd | Houston | TX | 77017 | Harris | CN603436122 | RN100219526 | Equipment was purchased to monitor VOC fugitive throughout the plant and provide documentation needed to control VOC emission. | A positive use determination of 100% for the monitoring equipment. | 1996-02-09 | 38874 | 100
1196 | T1 | Texas Petrochemicals Corporation | Texas Petrochemicals Corporation | 8600 Park Place Blvd | Houston | TX | 77017 | Harris | CN603436122 | RN100219526 | A vapor control system was installed at the plant dock facility. | A positive use determination of 100% for the vapor control system installed at the plant dock facility. | 1996-02-09 | 1372529 | 100
1197 | T1 | Texas Petrochemicals Corporation | Texas Petrochemicals Corporation | 8600 Park Place Blvd | Houston | TX | 77017 | Harris | CN603436122 | RN100219526 | VOC water stripping system. | A positive use determination of 100% for the VOC water stripping system. | 1996-02-09 | 2184293 | 100
1198 | T1 | Texas Petrochemicals Corporation | Texas Petrochemicals Corporation | 8600 Park Place Blvd | Houston | TX | 77017 | Harris | CN603436122 | RN100219526 | A new smokeless flare tip was installed on the plant emergency flare system. | A positive use determination of 100% for the newer smokeless flare tip installed on the plant emergency flare system. | 1996-02-09 | 365575 | 100
1199 | T1 | Texas Petrochemicals Corporation | Texas Petrochemicals Corporation | 8600 Park Place Blvd | Houston | TX | 77017 | Harris | CN603436122 | RN100219526 | Internal floating roofs were installed on two MTBE storage tanks (30,000 barrel capacity each) to reduce vapor losses to the atmosphere. | A positive use determination of 100% for the internal floating roofs installed on the two MTBE storage tanks. | 1996-02-09 | 68010 | 100
1200 | T2 | Hoechst Celanese Chemical Group | Celanese Clear Lake | 9502 Bayport Blvd | Pasadena | TX | 77507 | Harris | CN600130850 | RN106969033 | Vapor Collection System: Loading rack project will eliminate the emission of VOCs to the atmosphere during rail car and tank truck loading operations. The proposed system will mechanically seal all connections on the tank truck and rail car. The system will include a mass flow meter, automated valves and alarm lights. These facilities will be installed on 26 rail car and 10 tank truck loading stations. In addition interlocking level probes will be installed. | A positive use determination of 100% for the Vapor Collection System Loading Rack. Property includes micro motion flow meters, control valves, load arms, filters, piping and A/C units. | 1996-03-07 | 4750000 | 100
1201 | T1 | Fina Oil & Chemical Company | Fina - La Porte | Hwy 134 & Miller Cut-Off | La Porte | TX | 77571 | Harris | CN603899675 | RN100667633 | Train 8 Additional Flare Related Items: Carlot Silo Bin Filter, F-283. Pellet Elutriator Bag Filters, F-284 A/B, Masterbatch Blender Vent Filter, F-219, Purge Column Vent Gas Blowers, B-32 A/B, Additive Dust Collector, F-220, In-line Blender (B-154) Vent Filter, F-270, Filter F-270 Discharge Rotary Valve, RF-31, Blender Exhaust Blower, B-41 A/B, B-41 Blower Recycle Cooler, E-202. | A positive use determination of 100% for the Carlot Silo Bin Filter (F-283); Pellet Elutriator Bag Filters (F-284 A/B); Masterbatch Blender Vent Filter (F-219); Purger Column Vent Gas Blowers (B-31 A/B); Additive Dust Collector (F-220); and the Finishing Building Dust Collection System which consists of In-Line Blender (BL-15), Vent Filter (F-270), Filter F-270 Discharge Rotary Valve (RF-31), Blender Exhaust Blowers (B-41 A/B) and B-41 Blower Recycle Cooler (E-202). | 1996-03-13 | 1341400 | 100
1202 | T1 | Zeneca Ag Products | Zeneca Ag Products - Bayport Site | 5757 Underwood Rd | Pasadena | TX | 77507 | Harris | CN600960660 | RN102344355 | Seven Projects: 1. Solvent Tank Vent Knock Out Pot - Installed tank and pump to recover liquid solvent. 2. Solvent Column Flash Piping System - Install flash piping system at distillation column bottoms. 3. Upgrade Blowdown Tank Pump Seals - Replace existing blowdown tank pump seals with double mechanical seal with local seal pot. 4. Vent Line Knock Out Pot Condenser - Install a chilled water condenser on the outlet vent line knock out pot. 5. Install rupture disks to prevent solvent emissions. 6. Upgrade three solvent pump seals to double mechanical cartridge seals with local oil barrier pots. 7. Replace three existing solvent pumps with sealless pumps. | A positive use determination of 100% for the following projects: Solvent Tank Vent Knock Out Pot - tank and pump; Solvent Column Flash Piping System; Upgrade Blowdown Tank Pump Seals; Vent Line Knock Out Pot Condenser; Install Rupture Disks; Upgrade three Solvent Pump Seals to Double Mechanical Cartridge Seals With Local Oil Barrier Pots; and Replace Three Existing Solvent Pumps With Sealless Pumps. | 1996-02-26 | 129072 | 100
1203 | T1 | Mobil Producing Texas & New Mexico Inc | Mobil Producing - Salt Creek Gas Plant | 18 Mi W of Jayton | Jayton | TX | 79528 | Kent | CN600620272 | RN101222602 | To comply with permits, double distance pieces (DDPs) were installed on the cylinders of the new K-3501D reinjection compressor. | A positive use determination of 100% for the double distance pieces which were installed. | 1996-02-26 | 120000 | 100
1204 | T1 | Mobil Producing Texas & New Mexico Inc | Mobil Producing - Salt Creek Gas Plant | 18 Mi W of Jayton | Jayton | TX | 79528 | Kent | CN600620272 | RN101222602 | To meet air permit requirements approximately 260 feet of flare piping, along with necessary valving and instrumentation. | A positive use determination of 100% for the flare piping, valving and instrumentation. | 1996-02-26 | 101030 | 100
1205 | T1 | Kohler Co | Kohler Tank Plant | 2901 Milam Drive | Brownwood | TX | 76801 | Brown | CN600127039 | RN101859627 | Installed two Nutro Machinery Corp. glaze spraying systems which include a water-wash scrubber. Installed a JBI Inc. manual glaze spraying booth which includes a water-wash scrubber. | A positive use determination of 100% for the tank glaze spray booth, the bowl glaze spray booth and the manual spray booth. | 1996-03-06 | 432948 | 100
1206 | T3 | Simpson Pasadena Paper Co | Simpson Pasadena Paper | 901 N Shaver | Pasadena | TX | 77506 | Harris | CN600131551 | RN100224609 | Replaced existing green liquor clarifier with new one. Constructed a new foundation and concrete apron. The new clarifier and piping are constructed of stainless steel rather than carbon steel. | A positive use determination of 66% for the project to replace the green liquor clarifier. | 1996-04-23 | 1471800 | 100
1207 | T2 | Simpson Pasadena Paper Co | Simpson Pasadena Paper | 901 N Shaver | Pasadena | TX | 77506 | Harris | CN600131551 | RN100224609 | Installation of the Brownstock Washing Facility. Pollution control equipment includes demister, scrubber, blow gas condensers, thermal oxidizer, foundation and sumps, presses, washers, screeners, knotters and O2 Delig. | A positive use determination of 100% for the Brownstock Washing Facility. Property includes the demister, scrubber, blow gas condensers, thermal oxidizer, foundations and sumps, presses and washers, screening and knotters and the O2 Delig. | 1996-04-24 | 56401000 | 100
1208 | T2 | IBP Inc | IBP Amarillo | FM 1912 & Hwy 66 E | Amarillo | TX | 79187 | Potter | CN600767016 | RN104928312 | Land purchased for the sole purpose of sludge application. | A positive use determination of 100% for the land purchased for use for sludge application. The legal description of the land is: all of Section 21, Block 2, AB&M Survey, Potter County, Texas. | 1996-03-16 | 189998 | 100
1209 | T1 | Fisher Controls International Inc | Fisher Controls - Mckinney Plant | 310 E University Dr | Mc Kinney | TX | 75069 | Collin | CN604454934 | RN106983661 | This project involved the installation of a powder paint system. The powder coating system includes booths, oven, cooldown, dryer, conveyor, racks, building addition and modifications. Property also includes the washer, chemical controller and SST tanks. | A positive use determination of 100% for the installation of the powder coat paint system, the surface preparation wash tank and the system curing furnace. | 1996-03-04 | 1338580 | 100
1210 | T1 | Boral Bricks Inc | Boral Bricks - Henderson Div. Plant 1 | 1309 Kilgore Dr | Henderson | TX | 75652 | Rusk | CN600125140 | RN100640978 | Installation of an Ohlmann Fluoride Adsorber System on two Kiln's exhaust. | A positive use determination of 100% for the Ohlmann Fluoride Adsorber System. | 1996-02-26 | 1100000 | 100
1211 | T1 | Bayer MaterialScience LLC | Bayer - Baytown | 8500 W Bay Rd | Baytown | TX | 77520 | Harris | CN603578188 | RN100209931 | The main project was the Maleic Anhydride expansion. The recovery system features the use of water as the scrubbing agent. Furthermore, a purification and offgas incinerator system were installed. | A positive use determination of 100% for the maleic anhydride incineration system consisting of pre-heaters, strippers, and thermal oxidizers. | 1996-04-02 | 8400182.17 | 100
1212 | T1 | Cargill Inc | North Star Steel Texas Inc | Old Hwy 90 | Beaumont | TX | 77704 | Orange | CN600132195 | RN100226059 | Installation of siding on the fabric filter baghouse. | A positive use determination of 100% for the sheeting installed on the Baghouse. | 1996-02-26 | 72506 | 100
1213 | T1 | Associated Milk Producers Inc | Associated Milk Producers - El Pas Manf | 255 Montoya Dr | El Paso | TX | 79932 | El Paso | CN600385207 | RN101125086 | Cow Water System: Equipment was installed to collect and reuse water evaporated from milk prior to its introduction into the wastewater collection system. Equipment includes tanks, piping, pumps, valves, cooling equipment, conductivity analyzers, turbidmeters, pH adjustment, and chlorination. | A positive use determination of 100% for the equipment installed to collect and reuse the water evaporated from milk. | 1996-02-21 | 443837.42 | 100
1214 | T1 | Associated Milk Producers Inc | Associated Milk Producers - Winnsboro | 1015 E. Broadway | Winnsboro | TX | 75494 | Wood | CN600385207 | RN102095429 | The site is permitted to dispose of treated wastewater via land application. Valves and controls were added to allow improved wastewater distributions and enhance operations. | A positive use determination for the valves and controls added to provide automation to the treated wastewater irrigation systems. | 1996-02-22 | 67056.48 | 100
1215 | T1 | Associated Milk Producers Inc | Associated Milk Producers - Stephenville | 6 Box 10 Smith Spring Rd | Stephenville | TX | 76401 | Erath | CN600385207 | RN101859171 | The wastewater system was expanded. The expansion included a three million gallon aerated lagoon. The lagoon includes a clay liner, rip rap, mechanical surface aerators and hardware, and motor control center building. A new lift station with pumps, piping and controls was added. Equipment installed for land application of treated wastewater included pumps, piping, three center pivot irrigators, tailwater return structures, tailwater pumps, controls for irrigators and pumps, and starters for all motors. | A positive use determination of 100% for the expansion of the Stephenville Irrigation System; the equipment installed to collect and reuse evaporated water; the wastewater flow monitoring flume; the chart recorder purchased to measure wastewater flow rate; and the new composite sampler. | 1996-02-21 | 885998.44 | 100
1216 | T1 | Coastal Liquids Partners LP | Coastal Liquids Partners - Alameda Fract | 11600 Alameda Road | Houston | TX | 77045 | Harris | Insufficient Information | Insufficient Information | Installed safety equipment on underground storage wells. | A negative determination is given due to equipment being safety and not environmental. | 1996-04-25 | 383053 | 100
1217 | T1 | Warren Petroleum Company | Warren Petroleum Company | 10319 Hwy 146 North | Mont Belvieu | TX | 77580 | Chambers | CN600665392 | RN100222900 | Upgrade of the brine flare stack. | A positive use determination of 100% for the project to upgrade the brine flare. | 1996-02-19 | 465000 | 100
1218 | T1 | Huntsman LLC | Huntsman Chocolate Bayou | FM 2917 | Alvin | TX | 77512 | Brazoria | CN603603093 | RN106492325 | This project provided facilities to segregate the material which was being burned into two new product streams. Equipment includes: heavy oil storage tank, 51III4, light end oil storage tank, 51T46, heavy oil loading pump, 51P72, light end oil loading pump, 51P73, miscellaneous pipe, valves, fittings, loading arm and instruments. | Applicant requested withdrawal | 1996-04-30 | 606915 | 100
1219 | T1 | Lyondell-Citgo Refining LP | Lyondell - Channelview | 2502 Sheldon Rd | Channelview | TX | 77530 | Harris | CN600344402 | RN100633650 | The olefins stormwater management project involved the modification of the existing equipment for use as a Benzene stripper. The project also involved conversion of an existing 100,000 barrel tank. | A positive use determination of 100% for the Olefins stormwater management project. | 1996-02-21 | 3672000 | 100
1220 | T1 | Lyondell-Citgo Refining LP | Lyondell - Channelview | 2502 Sheldon Rd | Channelview | TX | 77530 | Harris | CN600344402 | RN100633650 | The caustic wash water recycle project involved routing the caustic wash water stream from T-35/4503 to Quench Tower T-34/4403. | A positive use determination of 100% for the caustic wash water recycle project. | 1996-02-21 | 1750000 | 100
1222 | T1 | Lyondell-Citgo Refining LP | Lyondell - Channelview | 2502 Sheldon Rd | Channelview | TX | 77530 | Harris | CN600344402 | RN100633650 | To support the Natural Gas Deisopentanization project, a collection system for water and hydrocarbons was installed. | A positive use determination of 100% for the water and hydrocarbon collection system installed as part of the Natural Gas Deisopentanization project. | 1996-02-21 | 450000 | 100
1223 | T1 | Stroh Brewery Company | Stroh Brewery Company | FM 1845 | Longview | TX | 75604 | Gregg | CN601055171 | RN101930261 | Installed algae sweepers, TOC analyzer, aerators for the WTP digestors, two Aqua-Jet aerators, and a disc fabric filter system. | A positive use determination of 100% for the Algae Sweepers, the TOC analyzer, the three aerators for the water treatment plant digesters, and the wastewater treatment plant upgrade. | 1996-02-21 | 731150 | 100
1224 | T1 | BASF Corporation | Freeport | 602 Copper Rd | Freeport | TX | 77541 | Brazoria | CN600124895 | RN102535143 | Installed a Neslab Refrigeration and Circulation system. | A positive use determination of 100% for the Neslab Refrigeration and Circulation System. | 1996-02-19 | 1892 | 100
1225 | T1 | BASF Corporation | Freeport | 602 Copper Rd | Freeport | TX | 77541 | Brazoria | CN600124895 | RN102535143 | A 260 sq. ft. 316 L stainless steel plate and frame heat exchanger. | A positive use determination of 100% for the 260 sq ft 316 L stainless steel plate and frame heat exchanger. | 1996-02-21 | 68856 | 100
1226 | T1 | BASF Corporation | Freeport | 602 Copper Rd | Freeport | TX | 77541 | Brazoria | CN600124895 | RN102535143 | Installation of automatic ignitors on flare. | A positive use determination of 100% for the installation of the automatic flare ignitors. | 1996-02-19 | 24962 | 100
1227 | T1 | BASF Corporation | Freeport | 602 Copper Rd | Freeport | TX | 77541 | Brazoria | CN600124895 | RN102535143 | Installed the following equipment: Deepwell Continuous Monitoring, Multi-Point Continuous Chart Recorder, Monitor and record key parameters on WDW-51 and WDW-99, Battery operated round chart pressure recorders, record deepwell annulus pressure on WDW-51 and WDW-99. | A positive use determination of 100% for the monitoring equipment which was installed. | 1996-02-21 | 18730 | 100
1228 | T1 | Howell Hydrocarbons & Chemical Inc | Howell Hydrocarbons & Chemical | 1201 S Sheldon Rd | Channelview | TX | 77530 | Harris | CN600310346 | RN100600626 | Purchased and installed an atomic absorption spectrometer. | A positive use determination of 100% for the atomic absorption spectrometer. | 1996-03-08 | 17828.86 | 100
1229 | T1 | Howell Hydrocarbons & Chemical Inc | Howell Hydrocarbons & Chemical | 1201 S Sheldon Rd | Channelview | TX | 77530 | Harris | CN600310346 | RN100600626 | Installed a floating roof on tank 648. | A positive use determination of 100% for the internal floating roof installed on tank 648. | 1996-02-19 | 8911 | 100
1230 | T1 | Howell Hydrocarbons & Chemical Inc | Howell Hydrocarbons & Chemical | 1201 S Sheldon Rd | Channelview | TX | 77530 | Harris | CN600310346 | RN100600626 | Installed a dedicated EEE drumming line. | A positive use determination of 100% for the dedicated EEE drumming line. | 1996-04-09 | 8783.43 | 100
1231 | T1 | Howell Hydrocarbons & Chemical Inc | Howell Hydrocarbons & Chemical | 1201 S Sheldon Rd | Channelview | TX | 77530 | Harris | CN600310346 | RN100600626 | Installed bottom pumps so that reside crude oil can be recycled. | A positive use determination of 100% for the High Hood 50 Bottoms Pump installed to recycle reside crude oil. | 1996-04-03 | 7128.2 | 100
1232 | T1 | Howell Hydrocarbons & Chemical Inc | Howell Hydrocarbons & Chemical | 1201 S Sheldon Rd | Channelview | TX | 77530 | Harris | CN600310346 | RN100600626 | Installed a sump pump for chemical area. | A positive use determination of 100% for the sump pump installed in the chemicals area. | 1996-04-03 | 10020.75 | 100
1233 | T1 | Howell Hydrocarbons & Chemical Inc | Howell Hydrocarbons & Chemical | 1201 S Sheldon Rd | Channelview | TX | 77530 | Harris | CN600310346 | RN100600626 | Installed a water line from the laboratory to the cooling tower. | The following property is used 100% for pollution control and is installed to meet or exceed federal or state regulations: water line from the laboratory to the cooling tower. | 1996-03-08 | 9900 | 100
1234 | T1 | Chaparral Steel Midlothian LP | Chaparral Steel Midlothian | 300 Ward Rd | Midlothian | TX | 76065 | Ellis | CN600128656 | RN100216472 | Installed following equipment: Radiation detector, settling pond apron, B' furnace, 4th hole direct evacuation, and modification of MS roof and canopy hood. | A positive use determination of 100% for the radiation detector, the settling pond apron, the 4th Hole Direct Evacuation Furnace, and the modifications to the Metal Shop roof. | 1996-03-01 | 2264255.46 | 100
1235 | T1 | Engineered Carbons Inc | Engineered Carbons Baytown Plant | 9300 Needle Point Rd | Baytown | TX | 77521 | Harris | CN601484306 | RN100209899 | The project involved the replacement of the baghouse for the Unit E5 dryer. | The following property is used 100% for pollution control and is installed to meet or exceed federal or state regulations: replacement of the baghouse for the Unit E5 dryer. | 1996-02-20 | 202922 | 100
1236 | T1 | Engineered Carbons Inc | Engineered Carbons Baytown Plant | 9300 Needle Point Rd | Baytown | TX | 77521 | Harris | CN601484306 | RN100209899 | This portable vacuum system is mobile surface cleaning equipment. | A positive use determination of 100% for the portable vacuum system. | 1996-02-20 | 74059 | 100
1237 | T1 | Engineered Carbons Inc | Engineered Carbons Baytown Plant | 9300 Needle Point Rd | Baytown | TX | 77521 | Harris | CN601484306 | RN100209899 | This project provided for the installation of seven continuous monitors. | A positive use determination of 100% for the installation of the seven continuous particulate monitors. | 1996-02-20 | 86267 | 100
1238 | T1 | Engineered Carbons Inc | Engineered Carbons Baytown Plant | 9300 Needle Point Rd | Baytown | TX | 77521 | Harris | CN601484306 | RN100209899 | This project provided for the complete replacement of the hoods for the two unit E4 dryers. | A positive use determination of 100% for the hoods replaced on the two Unit E4 dryers. | 1996-02-20 | 62008 | 100
1239 | T1 | Engineered Carbons Inc | Engineered Carbons Baytown Plant | 9300 Needle Point Rd | Baytown | TX | 77521 | Harris | CN601484306 | RN100209899 | The waste gas scrubber system is utilized to remove contaminates from process off-gases. The scrubber involves heat exchangers, piping and a recirculation system. The piping modifications involved piping in several areas of the scrubber system. | A positive use determination of 100% for the waste gas scrubber system cooling system, the replacement scrubber pumps, and piping modifications. | 1996-02-20 | 242067 | 100
1240 | T1 | Engineered Carbons Inc | Engineered Carbons Baytown Plant | 9300 Needle Point Rd | Baytown | TX | 77521 | Harris | CN601484306 | RN100209899 | This project involved modification to the waste gas flare. | A positive use determination of 100% for the waste gas flare. | 1996-02-20 | 59362 | 100
1241 | T1 | Engineered Carbons Inc | JM Huber Borger | Hwy 136 & FM 1559 | Borger | TX | 79008 | Hutchinson | CN601484306 | RN100209659 | This polarized light microscope was purchased to analyze particulates collected from ambient air monitoring and nuisance complaints. | A positive use determination of 100% for the polarized light microscope. | 1996-02-20 | 12906 | 100
1242 | T1 | Engineered Carbons Inc | Eco Orange | FM 3247 & FM 736 | Orange | TX | 77630 | Orange | CN600123988 | RN100209659 | This portable vacuum system is mobile surface cleaning equipment. | A positive use determination of 100% for the portable vacuum system. | 1996-02-20 | 74407 | 100
1243 | T1 | Engineered Carbons Inc | Eco Orange | FM 3247 & FM 736 | Orange | TX | 77630 | Orange | CN600123988 | RN100209659 | This project involved the replacement of the baghouse for Line 1, Number 2 Dryer. | A positive use determination of 100% for the replacement of the bag house for the Line 1 Number 2 dryer. | 1996-02-20 | 181850 | 100
1244 | T1 | Engineered Carbons Inc | Eco Orange | FM 3247 & FM 736 | Orange | TX | 77630 | Orange | CN600123988 | RN100209659 | This project provided for the installation of six continuous monitors. | A positive use determination of 100% for the six continuous particulate monitors. | 1996-02-20 | 70077 | 100
1245 | T1 | Engineered Carbons Inc | Eco Orange | FM 3247 & FM 736 | Orange | TX | 77630 | Orange | CN600123988 | RN100209659 | This project provided for major renovations to the #2 dryer. Specifically to the combustion section of this dryer. It includes new brick work and new shells for the hoods. | Applicant requested withdrawal | 1996-04-24 | 204444 | 100
1246 | T1 | Engineered Carbons Inc | Eco Orange | FM 3247 & FM 736 | Orange | TX | 77630 | Orange | CN600123988 | RN100209659 | This project provided for the installation of a combustor on the main process vent stack. The project includes the incinerator, all piping and duct work, controls, instrumentation, etc. | A positive use determination of 100% for the combustor on the main process vent stack. | 1996-02-20 | 1705477 | 100
1247 | T1 | Hoechst Celanese Chemical Group | Celanese Bay City Plant | FM 3057 | Bay City | TX | 77404 | Matagorda | CN601117203 | RN100258060 | Three storage vessels used in the production of normal butanol had their pontoon-type aluminum floating roofs (internal) replaced with pan-type carbon steel floating roofs. | A positive use determination of 100% for the pan-type carbon steel floating roofs installed on tanks V-994, V-995 and V-866. | 1996-02-20 | 379932 | 100
1248 | T1 | Hoechst Celanese Chemical Group | Celanese Bay City Plant | FM 3057 | Bay City | TX | 77404 | Matagorda | CN601117203 | RN100258060 | Replaced use of stingers (1/4" tubing bent into U at top with shut-off valve) for detecting liquid level while loading tank cars and trucks with liquid level detection probes using thermistor technology at probe tip. Probes and audio/visual alarms were installed at 10 spots. | A positive use determination of 100% for the liquid level detection probes and alarms installed at 10 spots on Loading Rack #1, 12 spots on loading rack #2 and 2 spots on the Tank Truck Loading Rack. | 1996-02-21 | 168000 | 100
1249 | T1 | Hoechst Celanese Chemical Group | Celanese Bay City Plant | FM 3057 | Bay City | TX | 77404 | Matagorda | CN601117203 | RN100258060 | An internal floating roof (304 S.S.) was added to V-810. | A positive use determination of 100% for the internal floating roof added to tank V-810. | 1996-02-21 | 197000 | 100
1250 | T1 | FMC Corporation | Peroxygen Chemicals | 12000 Bay Area Blvd | Pasadena | TX | 77507 | Harris | CN600128102 | RN100215417 | Modification of the solvent removal system. A new demister vessel was purchased. The project also includes associated piping, instrumentation and civil work. | A positive use determination of 100% for the Solvent Removal Systems Modifications. | 1996-02-22 | 253000 | 100
1251 | T1 | FMC Corporation | Peroxygen Chemicals | 12000 Bay Area Blvd | Pasadena | TX | 77507 | Harris | CN600128102 | RN100215417 | Modified the carbon bed of the solvent removal system. The upgrades included additional instrumentation, new decanter, new solvent cooler, associated piping, civil work and a pump. | A positive use determination of 100% for the upgrades to the Solvent Removal System. Upgrades included additional instrumentation, new decanter, new solvent collar, associated piping, civil work and pump. | 1996-02-19 | 103491 | 100
1252 | T1 | Woods Body & Fender Shop | Wood's Body & Fender Shop | 901 N South St | Yoakum | TX | 77995 | Lavaca | CN601062599 | RN101042802 | Installed a new paint booth, paint gun washer, and three HVLP guns. | A positive use determination of 100% for the paint booth. A positive use determination of 90% for the gun washer. A positive use determination of 70% for the three HVLP Paint Guns. | 1996-02-21 | 10870 | 100
1253 | T1 | GATX Terminals Corporation | GATX Pasadena Terminal | 530 N Witter St | Pasadena | TX | 77506 | Harris | CN600131882 | RN100224815 | Installed two vapor recovery systems. One at the Ship Dock and one at Barge Dock #2. Each system consists of a safety skid, a lean oil scrubber/absorption unit, and associated piping systems. | A positive use determination of 100% for the Marine Vapor Collection and Scrubber/Absorption System. | 1996-03-27 | 2300000 | 100
1254 | T1 | Amoco Oil Company | Amoco Texas City | 2401 Fifth Ave S | Texas City | TX | 77590 | Galveston | CN600126775 | RN102324829 | Not listed. | Not listed in database. | 1996-02-21 | 2450000 | 100
1255 | T1 | Amoco Chemical Company | Amoco Texas City | 2800 FM 519 E | Texas City | TX | 77592 | Galveston | CN600126775 | RN103102687 | This project installs a xylene vapor recovery system at the marine docks. | The following property is used 100% for pollution control and is installed to meet or exceed federal or state regulations: xylene vapor recovery system at the marine docks. | 1996-03-19 | 3824000 | 100
1256 | T1 | Shell Oil Company | Shell Chemical - Deer Park | 5900 Hwy 225 | Deer Park | TX | 77536 | Harris | CN601405145 | RN100211879 | ECH Vent Recovery Project: This project installed blower and piping to reroute bent streams. | A positive use determination of 100% for the ECH Vent Recovery Project. | 1996-02-21 | 300000 | 100
1257 | T1 | Texas Utilities Mining Company | Tumco Beckville Mine | 20 M S On 257 | Beckville | TX | 75631 | Panola | Insuffucient Information | Insuffucient Information | Conversion of two lignite hauler trucks into water trucks for use in dust suppression. | A positive use determination of 100% for the conversion of the two liquid hauler trucks into water trucks. | 1996-02-21 | 220778 | 100
1258 | T1 | TXU Electric Company | Martin Lake Sees | 8850 FM 2658 N | Henderson | TX | 75653 | Rusk | CN600135511 | RN105127682 | This project involved replacing the existing heating, ventilation and air conditioning (HVAC) system in the Unit 1 Scrubber Control Room with a water cooled HVAC system that will be enclosed in a protective housing. This HVAC system installation is an integral part of the overall scrubber system and will allow the scrubber controls to operate properly. | A positive use determination of 100% for the HVAC systems installed in the Unit 1 Scrubber Control Room. | 1996-02-21 | 71300 | 100
1259 | T1 | TXU Electric Company | Martin Lake Sees | 8850 FM 2658 N | Henderson | TX | 75653 | Rusk | CN600135511 | RN105127682 | A new fueling facility, consisting of an above ground gasoline storage tank was installed. The tank is a double-walled tank with the second wall serving as the secondary containment. Also a curb was installed for containment and control of spills. | A positive use determination of 100% for the project to remove and relocate the gasoline storage tanks. | 1996-03-04 | 24000 | 100
1260 | T1 | TXU Electric Company | Stryker Creek | Rt 5 Box 219-1 | Jacksonville | TX | 75766 | Cherokee | CN602482861 | RN101621449 | The purpose of this project was to close evaporation ponds 1 & 2. Work included testing, sediment removal and disposal, backfilling, and seeding and fertilizing. | A positive use determination of 100% for the project to close evaporation ponds 1 & 2. | 1996-02-19 | 133400 | 100
1261 | T1 | TXU Electric Company | Monticello Sees | 9 M SW of Mt Pleasant | Mount Pleasant | TX | 75455 | Titus | CN601537566 | RN102285921 | This application is for the installation of an oil skimmer in the north fuel area yard. | A positive use determination of 100% for the installation of the oil skimmer in the north fuel area yard sump. | 1996-03-04 | 14500 | 100
1262 | T1 | TXU Electric Company | Substations | Various See App | Henderson County | TX | 75751 | Henderson | CN603313842 | Insufficient Information | This project consists of the installation of a secondary containment system. An earthen berm was built around the oil-field equipment in the substation. Drains were installed. Poly imbiber beads were installed in the drains. | A positive use determination of 100% for the secondary containment system. The system consists of earthen berms and drains. | 1996-03-04 | 84500 | 100
1263 | T1 | TXU Electric Company | Graham | PO Box 248 | Graham | TX | 76450 | Young | CN600135511 | RN102563426 | This project consists of the installation of a secondary containment system. An earthen berm was built around the oil-field equipment in the substation. Drains were installed. Poly imbiber beads were installed in the drains. | A positive use determination of 100% for the secondary containment system. The system consists of earthen berms and drains. | 1996-03-04 | 58400 | 100
1264 | T1 | TXU Electric Company | Gordonville Substation | Hwy 901 | Gainesville | TX | 76240 | Grayson | CN603313842 | Insufficient Information | This project consists of the installation of a secondary containment system. An earthen berm was built around the oil-field equipment in the substation. Drains were installed. Poly imbiber beads were installed in the drains. | A positive use determination of 100% for the secondary containment system. | 1996-02-26 | 24000 | 100
1265 | T1 | TXU Electric Company | Substations | Various See App | Graham | TX | 76450 | Young | CN603313842 | Insufficient Information | This project consists of the installation of a secondary containment system. An earthen berm was built around the oil-field equipment in the substation. Drains were installed. Poly imbiber beads were installed in the drains. | A positive use determination of 100% for the secondary containment system. The system consists of earthen berms and drains. | 1996-02-19 | 120000 | 100
1266 | T1 | TXU Electric Company | Comanche Peak Sees | 4.5 M N On FM 56 | Glen Rose | TX | 76043 | Somervell | CN600581714 | RN102296639 | This project consists of the installation of a secondary containment system. An earthen berm was built around the oil-field equipment in the substation. Drains were installed. Poly imbiber beads were installed in the drains. | A positive use determination of 100% for the secondary containment system. The system consists of earthen berms and drains. | 1996-02-19 | 73600 | 100
1267 | T1 | TXU Electric Company | Copperas Cove Substation | Hwy 190 | Copperas Cove | TX | 76522 | Coryell | CN603313842 | Insufficient Information | This project consists of the installation of a secondary containment system. An earthen berm was built around the oil-field equipment in the substation. Drains were installed. Poly imbiber beads were installed in the drains. | A positive use determination of 100% for the secondary containment system. The system consists of earthen berms and drains. | 1996-02-19 | 29700 | 100
1268 | T1 | TXU Electric Company | Cooper Lake Substation | Cr4840 2 Mi From FM71 | Sulfur Springs | TX | 75482 | Delta | CN603313842 | Insufficient Information | This project consists of the installation of a secondary containment system. An earthen berm was built around the oil-field equipment in the substation. Drains were installed. Poly imbiber beads were installed in the drains. | A positive use determination of 100% for the secondary containment system. The system consists of earthen berms and drains. | 1996-02-19 | 20400 | 100
1269 | T1 | TXU Electric Company | Substations | Various See App | Collin County | TX | 75074 | Collin | CN603313842 | Insufficient Information | This project consists of the installation of a secondary containment system. An earthen berm was built around the oil-field equipment in the substation. Drains were installed. Poly imbiber beads were installed in the drains. | A positive use determination of 100% for the secondary containment system. The system consists of earthen berms and drains. | 1996-02-19 | 116500 | 100
1270 | T1 | TXU Electric Company | Iron Bridge Substation |  | Lake Tawakoni | TX | 75403 | Hunt | CN603313842 | RN105807374 | This project consists of the installation of a secondary containment system. An earthen berm was built around the oil-field equipment in the substation. Drains were installed. Poly imbiber beads were installed in the drains. | A positive use determination of 100% for the secondary containment system. The system consists of earthen berms and drains. | 1996-02-19 | 55400 | 100
1271 | T1 | TXU Electric Company | McKamy Substation | 2120 McKamy Creek Rd | Flower Mound | TX | 75022 | Denton | CN603313842 | Insufficient Information | This project consists of the installation of a secondary containment system. An earthen berm was built around the oil-field equipment in the substation. Drains were installed. Poly imbiber beads were installed in the drains. | A positive use determination of 100% for the secondary containment system. The system consists of earthen berms and drains. | 1996-02-19 | 48000 | 100
1272 | T1 | TXU Electric Company | North Midlothian Substation | Glfco @ Gifford Hill | Midlothian | TX | 76065 | Ellis | CN603313842 | Insufficient Information | This project consists of the installation of a secondary containment system. An earthen berm was built around the oil-field equipment in the substation. Drains were installed. Poly imbiber beads were installed in the drains. | A positive use determination of 100% for the secondary containment system. The system consists of earthen berms and drains. | 1996-02-19 | 27800 | 100
1273 | T1 | TXU Electric Company | North Nacogdoches Substation | Hwy 59 @ Loop 287 | Nacogdoches | TX | 75963 | Nacogdoches | CN603313842 | Insufficient Information | This project consists of the installation of a secondary containment system. An earthen berm was built around the oil-field equipment in the substation. Drains were installed. Poly imbiber beads were installed in the drains. | A positive use determination of 100% for the secondary containment system. The system consists of earthen berms and drains. | 1996-02-19 | 32800 | 100
1274 | T1 | TXU Electric Company | Northcrest Substation | 1706 East Crest St | Northcrest | TX | 76905 | McLennan | CN603313842 | Insufficient Information | This project consists of the installation of a secondary containment system. An earthen berm was built around the oil-field equipment in the substation. Drains were installed. Poly imbiber beads were installed in the drains. | A positive use determination of 100% for the secondary containment system. The system consists of earthen berms and drains. | 1996-02-19 | 20200 | 100
1275 | T1 | TXU Electric Company | Pflugerville Substation | Hwy 79 To FM 685 | Pflugerville | TX | 78660 | Travis | CN603313842 | Insufficient Information | This project consists of the installation of a secondary containment system. An earthen berm was built around the oil-field equipment in the substation. Drains were installed. Poly imbiber beads were installed in the drains. | A positive use determination of 100% for the secondary containment system. The system consists of earthen berms and drains. | 1996-02-19 | 51800 | 100
1276 | T1 | TXU Electric Company | Poyner Substation | Hwy 315 West of Poyner | Poyner | TX | 75782 | Anderson | CN603313842 | Insufficient Information | This project consists of the installation of a secondary containment system. An earthen berm was built around the oil-field equipment in the substation. Drains were installed. Poly imbiber beads were installed in the drains. | A positive use determination of 100% for the secondary containment system. The system consists of earthen berms and drains. | 1996-02-19 | 22800 | 100
1277 | T1 | TXU Electric Company | Royce Switch Substation | 1400 W Hwy 66 | Royce City | TX | 75189 | Rockwall | CN603313842 | Insufficient Information | This project consists of the installation of a secondary containment system. An earthen berm was built around the oil-field equipment in the substation. Drains were installed. Poly imbiber beads were installed in the drains. | A positive use determination of 100% for the secondary containment system. The system consists of earthen berms and drains. | 1996-02-19 | 56000 | 100
1278 | T1 | TXU Electric Company | Sandow SES | PO Box 1111 | Rockdale | TX | 76567 | Milam | CN600128490 | RN102147881 | This project consists of the installation of a secondary containment system. An earthen berm was built around the oil-field equipment in the substation. Drains were installed. Poly imbiber beads were installed in the drains. | A positive use determination of 100% for the secondary containment system. The system consists of earthen berms and drains. | 1996-02-19 | 46700 | 100
1279 | T1 | TXU Electric Company | Substations | Various See App | Tarrant County | TX | 76118 | Tarrant | CN603313842 | Insufficient Information | This project consists of the installation of a secondary containment system. An earthen berm was built around the oil-field equipment in the substation. Drains were installed. Poly imbiber beads were installed in the drains. | A positive use determination of 100% for the secondary containment system. The system consists of earthen berms and drains. | 1996-02-19 | 175800 | 100
1280 | T1 | TXU Electric Company | Big Brown Steam Electric Station | #2 FM Road 2570 | Fairfield | TX | 75840 | Freestone | CN600135511 | RN105100275 | This project consists of the installation of a secondary containment system. An earthen berm was built around the oil-field equipment in the substation. Drains were installed. Poly imbiber beads were installed in the drains. | A positive use determination of 100% for the secondary containment system. The system consists of earthen berms and drains. | 1996-02-19 | 25000 | 100
1281 | T2 | TXU Electric Company | Comanche Peak Sees | 4.5 M N On FM 56 | Glen Rose | TX | 76043 | Somervell | CN600581714 | RN102296639 | Radioactive Waste Management Facilities: Install high density fuel storage racks. Construct low level radioactive waste storage building. | A positive use determination of 100% for the installation of the High Density Fuel Storage Racks and the construction of the Low Level Radioactive Waste Storage Building. | 1996-02-19 | 6910000 | 100
1282 | T1 | TXU Electric Company | Comanche Peak Sees | 4.5 M N On FM 56 | Glen Rose | TX | 76043 | Somervell | CN600581714 | RN102296639 | This project consists of the design and installation of a groundwater diversion system. | A positive use determination of 100% for the groundwater diversion system. | 1996-02-19 | 413000 | 100
1283 | T1 | TXU Electric Company | Comanche Peak Sees | 4.5 M N On FM 56 | Glen Rose | TX | 76043 | Somervell | CN600581714 | RN102296639 | This project consists of the design, construction, installation, startup and demobilization of existing equipment for a Domestic Waste Treatment Facility to replace the three existing extended aeration package-type units. | A positive use determination of 100% for the project to design, construct, install, startup and demobilize existing equipment for a domestic waste treatment facility. | 1996-02-19 | 1300000 | 100
1284 | T1 | Quantum Chemical Company | Quantum - La Porte Complex | 1515 Miller Cut-Off | La Porte | TX | 77571 | Harris | CN601243900 | RN102404811 | Modify the existing AA/QE-/Syngas steam import/export line. Installation of gate valves to permit the installation of a steam flow control station. | A positive use determination of 100% for the modification of the Aa/QE-/Syngas System import/export line. | 1996-03-01 | 43839 | 100
1285 | T1 | Quantum Chemical Company | Quantum - La Porte Complex | 1515 Miller Cut-Off | La Porte | TX | 77571 | Harris | CN601243900 | RN102404811 | Convert wastewater pretreatment mix tank by installing an agitator, pH monitor, continuous reading pH transmitter on the FA7 clarifier overflow and the ammonia stripper cooler. | A positive use determination of 100% for the conversion of the wastewater pre-treatment mix tank and the installation of the pH monitor and continuously reading pH transmitter. | 1996-02-19 | 156868 | 100
1286 | T1 | Quantum Chemical Company | Quantum - La Porte Complex | 1515 Miller Cut-Off | La Porte | TX | 77571 | Harris | CN601243900 | RN102404811 | Replace four existing non-functional thermocouple systems. | A positive use determination of 100% for the replacement of the four thermocouples on the Syngas Unit. | 1996-02-21 | 111215 | 100
1287 | T1 | Quantum Chemical Company | Quantum - La Porte Complex | 1515 Miller Cut-Off | La Porte | TX | 77571 | Harris | CN601243900 | RN102404811 | Improve the capability to monitor dissolved oxygen by installing a new DO sensor in the southeast corner of the north aeration pond and a new sensor in the tank. | A positive use determination of 100% for the dissolved oxygen monitor. | 1996-02-26 | 20691 | 100
1288 | T1 | Quantum Chemical Company | Quantum - La Porte Complex | 1515 Miller Cut-Off | La Porte | TX | 77571 | Harris | CN601243900 | RN102404811 | Installation of a vacuum filter and conveyor system to transport the dry hydroquinone powder to the top of the mix tank and dump it without allowing the dust to escape. | Not listed in database. | 1996-03-06 | 38636 | 100
1289 | T1 | Quantum Chemical Company | Quantum - La Porte Complex | 1515 Miller Cut-Off | La Porte | TX | 77571 | Harris | CN601243900 | RN102404811 | Install a controlled vent flare for the AB3 fresh ethylene feed. | A positive use determination of 100% for the controlled vent installed on the flare for the AB3 fresh ethylene feed. | 1996-02-21 | 21274 | 100
1290 | T1 | Quantum Chemical Company | Quantum - La Porte Complex | 1515 Miller Cut-Off | La Porte | TX | 77571 | Harris | CN601243900 | RN102404811 | Equipment will be installed to provide a positive pressure nitrogen barrier between the surge conveyor and the pneumatic conveying line on the emergency rundown system. | A positive use determination of 100% for the positive nitrogen barrier. | 1996-02-21 | 54985 | 100
1291 | T1 | Quantum Chemical Company | Quantum - La Porte Complex | 1515 Miller Cut-Off | La Porte | TX | 77571 | Harris | CN601243900 | RN102404811 | Installation of a bag filter to replace a cyclone. | A positive use determination of 100% for the Bag Filter installed for the #1 Rundown Silo, PETRO Polyethylene Unit. | 1996-02-21 | 53417 | 100
1292 | T1 | Huntsman LLC | Huntsman Conroe Plant | Jefferson Chemical Rd | Conroe | TX | 77301 | Montgomery | CN600632848 | RN100219740 | TE15/17 scrubber was modified to improve efficiency. Piping, new packing, and instrumentation was added. | A positive use determination of 100% for the modifications performed on TE15/17 scrubber. | 1996-02-21 | 26000 | 100
1293 | T1 | Huntsman LLC | Huntsman Conroe Plant | Jefferson Chemical Rd | Conroe | TX | 77301 | Montgomery | CN600632848 | RN100219740 | TF9 scrubber piping was modified. | A positive use determination of 100% for the modifications made to the TF9 scrubber piping. | 1996-02-21 | 26000 | 100
1294 | T1 | Huntsman LLC | Huntsman Conroe Plant | Jefferson Chemical Rd | Conroe | TX | 77301 | Montgomery | CN600632848 | RN100219740 | Piping header and ancillary equipment were purchased and installed. | A positive use determination of 100% for the Formalin Tank Vent Control Project. | 1996-02-21 | 63000 | 100
1295 | T1 | Huntsman LLC | Huntsman Conroe Plant | Jefferson Chemical Rd | Conroe | TX | 77301 | Montgomery | CN600632848 | RN100219740 | Piping, vacuum assisted header, and ancillary equipment were purchased and installed. | A positive use determination of 100% for the Tank Wagon Vent Control Project. | 1996-02-21 | 131000 | 100
1296 | T1 | Huntsman LLC | Huntsman Conroe Plant | Jefferson Chemical Rd | Conroe | TX | 77301 | Montgomery | CN600632848 | RN100219740 | A new vacuum pump, piping, headers, pumps, and ancillary equipment were purchased and installed to control emissions from evaporator F-G-73. | A positive use determination of 100% for the JAU II Vent Control Project. | 1996-02-21 | 241000 | 100
1297 | T1 | Huntsman LLC | Huntsman Conroe Plant | Jefferson Chemical Rd | Conroe | TX | 77301 | Montgomery | CN600632848 | RN100219740 | Two vacuum pumps, piping, headers, pumps, and ancillary equipment were purchased and installed to control emissions from unloading and loading of products and vents of 13 storage tanks in the SAU area. | A positive use determination of 100% for the SAU Vent Control Project. | 1996-02-21 | 436000 | 100
1298 | T1 | Huntsman LLC | Huntsman Conroe Plant | Jefferson Chemical Rd | Conroe | TX | 77301 | Montgomery | CN600632848 | RN100219740 | Seven vacuum pumps, piping, headers, pumps, a new flare and ancillary equipment were purchased and installed to control all process vents in the G-Kettle and D-kettles area. | A positive use determination of 100% for the Kettles Vent Control Project. | 1996-02-21 | 4137000 | 100
1299 | T1 | Arco Chemical Co | Arco - Channelview Plant | 2502 Sheldon Rd | Channelview | TX | 77530 | Harris | CN603890351 | RN100633650 | This project installed a closed metal sump vessel inside a concrete containment vault. Installation included one 40 gpm vertical sump drum and associated mechanical, electrical and instrument auxiliaries. | A positive use determination of 100% for the metal sump, concrete vault and ancillary piping and pumps which were installed as part of the EB Acid System Process Sump Project. | 1996-04-01 | 1204000 | 100
1300 | T1 | Kelly-Springfield Tire Company The | Kelly-Springfield Tyler Plant | Hwy 31 West | Tyler | TX | 75712 | Smith | CN602588881 | RN102456597 | Various property installed to control land/water pollution. | Withdrawn by applicant | 1996-02-11 | 19340 | 100
1301 | T1 | Kelly-Springfield Tire Company The | Kelly-Springfield Tyler Plant | Hwy 31 West | Tyler | TX | 75712 | Smith | CN602588881 | RN102456597 | Solid waste management related pollution control property. | Withdrawn by applicant | 1996-02-11 | 11554 | 100
1302 | T1 | Kelly-Springfield Tire Company The | Kelly-Springfield Tyler Plant | Hwy 31 West | Tyler | TX | 75712 | Smith | CN602588881 | RN102456597 | Installed chiller purge system. Installed Air/Fuel Ratio Controllers on #3 Boiler. | Withdrawn by applicant | 1996-02-11 | 139171 | 100
1303 | T1 | Akzo Nobel Polymer Chemicals LLC | Akzo Nobel Catalyst | 13000 Bay Park Rd | Pasadena | TX | 77507 | Harris | CN600125496 | RN104262704 | Installed oily-water separation equipment. Installed pumps, sumps, tanks, and conveyances used to segregate contaminated process water and stormwater. Installed sumps, tanks, pumps, piping, instrumentation and controls to contain and treat wastewater. Installed settlers, piping, pumps, instrumentation and controls to reduce solids in the waste stream. Installed piping, pumps, vessels, instrumentation and controls to operate equipment which is used to reduce solids and equalize process streams. Installed an oily-water separator by the emergency generators. Installed piping, pumps, sumps, electrical, instrumentation and controls to upgrade the Biosan waste water system. Constructed a building to be used to house and protect control and monitoring equipment. Installed a culvert pipe. Constructed concrete containment to prevent possible sump overflows from entering the stormwater system. Purchased and put into operation a water quality measurement meter. Installed a large pump and piping at the MPP Process Pit. Replaced original vitreous clay sewer line with polypropylene line and concrete inspection pits with fiberglass. Installed pump system for Perster and Percarbonate pits. | A positive use determination of 100% for the above listed equipment. | 1996-03-26 | 4930586 | 100
1304 | T1 | Akzo Nobel Polymer Chemicals LLC | Akzo Nobel Catalyst | 13000 Bay Park Rd | Pasadena | TX | 77507 | Harris | CN600125496 | RN104262704 | Installed a sewage lift station to collect waste in the new Vespa Plant. Installed P1812 A/B NH3 Spill and Railroad Track Collection systems in order to provide secondary containment at the new Vespa Plant. | A positive use determination of 100% for the sewage lift station and the additional structure and ancillary equipment installed at the New Vespa Plant to provide secondary containment. | 1996-03-25 | 212284 | 100
1305 | T1 | Akzo Nobel Polymer Chemicals LLC | Akzo Nobel Catalyst | 13000 Bay Park Rd | Pasadena | TX | 77507 | Harris | CN600125496 | RN104262704 | Collection hoods installed to collect ammonia emissions from the washing process. | A positive use determination of 100% for the Collection Hoods installed to collect ammonia emissions. | 1996-03-25 | 7278 | 100
1306 | T1 | Akzo Nobel Polymer Chemicals LLC | Akzo Nobel Catalyst | 13000 Bay Park Rd | Pasadena | TX | 77507 | Harris | CN600125496 | RN104262704 | As a part of the Stripper Bottoms Recycle Project: Installed piping and control system to allow the ammonia stripper effluent to be recycled back to the ammonia stripper feed tank. As part of the new Vespa Plant baghouses and associated piping, ductwork, instrumentation and controls were installed; installed scrubbers, tanks, strippers, heat exchangers, piping, ductwork, instrumentation and controls for use as vapor recovery equipment; and scrubber systems were installed on various raw material storage tanks. R&D Ammonia Scrubber: Installed piping, equipment, instrumentation and controls necessary to operate as an Ammonia scrubber for the R&D facility. | A positive use determination of 100% for the Stripper Bottoms Recycle project; the baghouses and associated piping, ductwork, instrumentation and controls; the scrubber systems installed on the raw material storage tanks; and the R&D Ammonia Stripper. A positive use determination of 50% for scrubbers, tanks, strippers, heat exchangers, piping, ductwork, instrumentation and controls installed as the vapor recovery system. | 1996-03-25 | 2241944 | 100
1307 | T1 | E I Du Pont De Nemours & Co Inc | DuPont Victoria | 2695 Old Bloomington Rd N | Victoria | TX | 77903 | Victoria | CN600128284 | RN102663671 | This property consists of a 220,000 gallon tank, 440,000 gallon tank, sumps, and associated pumps, and piping in the C12 Area used to control stormwater and process wastewater. | A positive use determination of 100% for the 220,000 gallon tank, the 440,000 gallon tank, sumps, and associated pumps and piping. | 1996-02-26 | 3250000 | 100
1308 | T1 | E I Du Pont De Nemours & Co Inc | DuPont Victoria | 2695 Old Bloomington Rd N | Victoria | TX | 77903 | Victoria | CN600128284 | RN102663671 | This property is a collection system in the AA Area used to collect air contaminants and route them to a control device. The new system collects the vents and routes them to a control device using compressors and piping. | A positive use determination of 100% for the scrubber vent collection system installed in the AA Area. | 1996-02-21 | 4890000 | 100
1309 | T1 | E I Du Pont De Nemours & Co Inc | DuPont Victoria | 2695 Old Bloomington Rd N | Victoria | TX | 77903 | Victoria | CN600128284 | RN102663671 | This property consists of two in-ground concrete tanks, two above ground metal tanks and associated pumps and collection system in the AA Area used to control stormwater and process wastewater. | A positive use determination of 100% for the two in-ground concrete tanks, the two aboveground metal tanks and associated pumps and collection system. | 1996-02-26 | 4420000 | 100
1310 | T1 | E I Du Pont De Nemours & Co Inc | DuPont Victoria | 2695 Old Bloomington Rd N | Victoria | TX | 77903 | Victoria | CN600128284 | RN102663671 | This property consists of a 275,000 gallon tank, 5 sumps and associated piping, pumps, and collection system in the APH Area used to control stormwater and process wastewater. | A positive use determination of 100% for the 250,000 gallon tank, the five sumps and associated piping, pumps and collection system. | 1996-02-26 | 3260000 | 100
1311 | T1 | E I Du Pont De Nemours & Co Inc | DuPont Victoria | 2695 Old Bloomington Rd N | Victoria | TX | 77903 | Victoria | CN600128284 | RN102663671 | conveyance system consisting of a 2,700 foot long 32 inch diameter pipeline which includes flow measurement and an improved outfall structure. | A positive use determination of 100% for the conveyance system consisting of a 2,700 foot long 32 inch diameter pipeline which includes flow measurement and an improved outfall structure. | 1996-03-13 | 900000 | 100
1312 | T1 | Javelina Company | Javelina Chemical Plant | 5314 Hwy I 37/McBride Ln | Corpus Christi | TX | 78401 | Nueces | CN600617146 | RN102190139 | Install piping between inlet gas headers and the wastewater treatment system to transport liquids collected at the headers. | A positive use determination of 100% for the piping installed between the headers and the wastewater treatment plant. | 1996-02-26 | 10200 | 100
1313 | T1 | Javelina Company | Javelina Chemical Plant | 5314 Hwy I 37/McBride Ln | Corpus Christi | TX | 78401 | Nueces | CN600617146 | RN102190139 | Tie in 13 relief valves to the existing flarehead. | A positive use determination of 100% for the project to tie 13 relief valves to the existing flarehead. | 1996-02-21 | 270000 | 100
1314 | T1 | Javelina Company | Javelina Chemical Plant | 5314 Hwy I 37/McBride Ln | Corpus Christi | TX | 78401 | Nueces | CN600617146 | RN102190139 | Modify the stormwater collection and treatment system as per EPA and TNRCC regulations. | A positive use determination of 100% for the modifications made to the stormwater collection and treatment system. | 1996-04-03 | 85000 | 100
1315 | T1 | Coastal Refining & Marketing | Coastal - Corpus Christi Refinery | Cantwell Ln | Corpus Christi | TX | 78401 | Nueces | CN600388169 | RN102404209 | Groundwater hydrocarbon delineation - This is the preliminary phase of a project to evaluate and produce a plan for groundwater and soil remediation. | A positive use determination of 100% for the groundwater hydrocarbon delineation project. | 1996-02-26 | 298500 | 100
1316 | T1 | Coastal Refining & Marketing | Coastal - Corpus Christi Refinery | Cantwell Ln | Corpus Christi | TX | 78401 | Nueces | CN600388169 | RN102404209 | Installation of a thermal oxidizer. | A positive use determination of 100% for the installation of the thermal oxidizer. | 1996-02-21 | 440600 | 100
1317 | T1 | Coastal Refining & Marketing | Coastal - Corpus Christi Refinery | Cantwell Ln | Corpus Christi | TX | 78401 | Nueces | CN600388169 | RN102404209 | Remove existing seals and install new liquid mounted mechanical shoe seals with secondary wipers on tanks 331, 333, 335 & 371. | A positive use determination of 100% for the project to remove seals and install liquid mounted mechanical shoe seals with secondary wipers on tanks 331, 333, 335, and 371. | 1996-02-21 | 225500 | 100
1318 | T1 | Coastal Refining & Marketing | Coastal - Corpus Christi Refinery | Cantwell Ln | Corpus Christi | TX | 78401 | Nueces | CN600388169 | RN102404209 | Project to removal solids from wastewater before being pumped to tank 119. | A positive use determination of 100% for the piping and equipment installed to remove solids from the wastewater before it is pumped to Tank 119. | 1996-04-03 | 63000 | 100
1319 | T1 | Coastal Refining & Marketing | Coastal - Corpus Christi Refinery | Cantwell Ln | Corpus Christi | TX | 78401 | Nueces | CN600388169 | RN102404209 | Modifications were made to East Plant bundle wash pad. A new bundle wash pad was installed in the West Plant. Installed containment curbing for 30 pumps located in the tank farm. | A positive use determination of 100% for the modifications to the East Plant bundle wash, the installation of the new West Plant bundle wash pad and the containment curbing installed for the 30 pumps. | 1996-04-30 | 389000 | 100
1320 | T1 | Coastal Refining & Marketing | Coastal - Corpus Christi Refinery | Cantwell Ln | Corpus Christi | TX | 78401 | Nueces | CN600388169 | RN102404209 | Provide piping to allow the Xylene unit to be pumped out and freed of hazardous materials when the unit is shutdown for maintenance turnarounds. Also included is piping to allow individual pieces of equipment to be streamed to the flare header. | A positive use determination of 100% for the piping which was installed. | 1996-02-19 | 84381 | 100
1321 | T1 | Coastal Refining & Marketing | Coastal - Corpus Christi Refinery | Cantwell Ln | Corpus Christi | TX | 78401 | Nueces | CN600388169 | RN102404209 | Cover and seal the existing East Plant south side units stormwater collection sewers and install a new stormwater collection system completely separating the stormwater and process water sewers complete with sump and pump and converting existing cooling water basins into drum storage area. | A positive use determination of 100% for the project to cover and seal existing East Plant south side units stormwater collection sewers, install the new stormwater collection system and convert the existing cooling basins into drum storage areas. | 1996-02-26 | 1409000 | 100
1322 | T1 | Coastal Refining & Marketing | Coastal - Corpus Christi Refinery | Cantwell Ln | Corpus Christi | TX | 78401 | Nueces | CN600388169 | RN102404209 | Install steel internal floating roofs complete with primary shoe and secondary seals and oil skimmers on tanks 19 and 205. | A positive use determination of 100% for the installation of steel internal floating roofs complete with primary shoe and secondary seals and oil skimmers on tanks 19 and 205. | 1996-02-21 | 530100 | 100
1323 | T1 | Phibro Energy USA Inc | Texas City Refinery | 1301 Loop 197 S | Texas City | TX | 77590 | Galveston | CN600260558 | RN100238385 | Install a 150,000 barrel tank with associated piping, pumps, valves, and electrical. It will be used to segregate stormwater. | A positive use determination of 100% for the installation of the 150,000 barrel tanks, piping, pumps, valves and electrical. | 1996-02-26 | 1700000 | 100
1324 | T1 | Phibro Energy USA Inc | Texas City Refinery | 1301 Loop 197 S | Texas City | TX | 77590 | Galveston | CN600260558 | RN100238385 | Install CEMS analyzer on Westinghouse 191 Co-Gen Stack. | A positive use determination of 100% for the installation of the CEMs analyzer. | 1996-02-21 | 204000 | 100
1325 | T1 | Phibro Energy USA Inc | Texas City Refinery | 1301 Loop 197 S | Texas City | TX | 77590 | Galveston | CN600260558 | RN100238385 | Install collection tanks, pumps, piping, sumps, instrumentation and other costs associated with improving sewer segregation. | A positive use determination of 100% for the installation of collection tanks, pumps, piping, sumps, instrumentation and other costs associated with the sewer segregation project. | 1996-02-26 | 945000 | 100
1326 | T1 | Phibro Energy USA Inc | Houston Refinery | 9701 Manchester Dr | Houston | TX | 77012 | Harris | CN600260558 | RN100219310 | Install two 100,000 barrel intermediate wastewater storage tanks with external floating roofs. Tanks 503 and 504. | A positive use determination of 100% for the installation of the two wastewater storage tanks (503 and 504). | 1996-02-26 | 4000000 | 100
1327 | T1 | Phibro Energy USA Inc | Texas City Refinery | 1301 Loop 197 S | Texas City | TX | 77590 | Galveston | CN600260558 | RN100238385 | Install internal floating roofs on storage tanks. | A positive use determination of 100% for the installation of the internal floating roofs on the storage tanks. | 1996-02-21 | 950000 | 100
1328 | T1 | Phibro Energy USA Inc | Texas City Refinery | 1301 Loop 197 S | Texas City | TX | 77590 | Galveston | CN600260558 | RN100238385 | Install collection piping, drums, pumps, instrumentation, valves, hoses, and other costs associated with slop oil collection system on the Crude III and Reformer II units. | A positive use determination of 100% for the installation of collection piping, drums, pumps, instrumentation, valves, hoses, and other costs associated with a slop oil collection system on the Crude III and Reformate II units. | 1996-02-21 | 400000 | 100
1329 | T1 | Elk Corporation Of Texas | Elk Corporation Of Texas | 202 Cedar Rd | Ennis | TX | 75120 | Ellis | CN600126858 | RN100213479 | Five projects: 1. Coater exhaust opacity reduction project. 2. Ambient air project. 3. Incinerator installation. 4. Dust collector installation. 5. Silencer/Demister installation. | A positive use determination of 100% for the mist eliminator installed on the coater, the fugitive emissions capture equipment in the shingle plant high bay area except for the six building exhaust fans and the space heaters, the fume incinerator system for the nonwoven plant process lines, and the duct collector that services the slitters and pneumatic conveyor systems. A negative use determination for the silencer installed on the demister on the basis that this project was not performed in order to meet or exceed an adopted environmental rule, law or regulation. | 1996-03-07 | 1762607 | 100
1330 | T1 | Elk Corporation Of Texas | Elk Corporation Of Texas | 202 Cedar Rd | Ennis | TX | 75120 | Ellis | CN600126858 | RN100213479 | Two projects: 1. Binder solid remover used to remove solids from waste material generated during binder application process. 2. Trim process baler used to bale trim generated during fiberglass mat manufacturing process. | Not listed in database. | 1996-03-13 | 145585 | 100
1331 | T1 | Elk Corporation Of Texas | Elk Corporation Of Texas | 202 Cedar Rd | Ennis | TX | 75120 | Ellis | CN600126858 | RN100213479 | Four projects. 1, Clarifier Replacement: Replaced the clarifier in the shingle plant. 2. Wastewater Treatment System: Installed a HEI 300 GPM automatic continuous wastewater system. 3. Wastewater Storage Tank: fiberglass reinforced plastic 20" diameter x 46' 100,000 gallon waste water storage tank. 4. Temporary Wastewater Treatment System: Installed to meet permit requirements before the permanent system is completed. Property includes relocating tanks for surge capacity, fabricating coarse screen filter, installing finer particle remover belt, piping arrangement for flow control and concrete slab. | A positive use determination of 100% for the replacement Clarifier system, the Wastewater Treatment System, the Wastewater Storage Tank, and the Temporary Wastewater Treatment System. | 1996-03-26 | 988213 | 100
1332 | T1 | Safety Kleen Corporation | Safety Kleen Corporation | 1722 Copper Creek Rd | Denton | TX | 76202 | Denton | CN600128128 | RN103896387 | Installation of epoxy coating in the tank farm. The truck and tank loading emission control system. The Duraseal pumps casing. Epoxy tank coating and tank level indicators. The emission control system and the chart recorder. Secondary containment installed at the M&E tank. | A positive use determination of 100% for the installation of the epoxy coating in the tank farm; the truck and tank loading emission control system; the Duraseal pumps casing, epoxy tank coating and tank level indicators; the emission control system and the chart recorder; and the secondary containment installed at the M&E tank. | 1996-03-13 | 413441.27 | 100
1333 | T1 | Ozark-Mahoning Company | Ozark-Mahoning Company | Block H Sec. 16 of D&W Rr | Loop | TX | 79342 | Gaines | Insufficient Information | Insufficient Information | Five projects. 1. Installed product dryer baghouse system. 2. Installed truck loading baghouse system. 3. Installed bin vent filters on the sodium sulfate storage tanks. 4. Installed a magnetic particle separator baghouse system. 5. Paved facility roadways to allow adequate cleaning. | A positive use determination of 100% for the following projects: I. Product dryer baghouse system. II. Truck Loading Baghouse System. III. Bin Vent Filter on sodium sulfate tanks. IV. Magnetic Particle Separator Baghouse System. V. Facility Roadway Paving. | 1996-02-22 | 478788.48 | 100
1334 | T1 | Ozark-Mahoning Company | Ozark-Mahoning Company | Block H Sec. 16 of D&W Rr | Loop | TX | 79342 | Gaines | Insufficient Information | Insufficient Information | Installed a CPI separator upstream of the primary wastewater outfall. | A positive use determination of 100% for the Oil/Water Separator which was installed. | 1996-02-26 | 142806.55 | 100
1335 | T1 | Ozark-Mahoning Company | Ozark-Mahoning Company | Building On Santa Fe Rr | Seagraves | TX | 79359 | Gaines | Insufficient Information | Insufficient Information | Two Projects 1. Installed main baghouse system to control particulates from the truck unloading dump station enclosure and the railcar loading area. 2. Installed bin vent filters on the sodium sulfate storage tanks. | A positive use determination of 100% for the Main Baghouse System installed on the truck unloading dump station enclosure and the rail car area; and the bin filters installed on the sodium sulfate storage tanks. | 1996-02-22 | 64951.86 | 100
1336 | T1 | Ozark-Mahoning Company | Ozark-Mahoning Company | Blk T Sec. 104, Rr/FM2066 | Brownfield | TX | 79316 | Terry | CN600760847 | RN101467736 | Three projects 1. Install bagging/sacking system cyclone. 2. Install main baghouse system to control particulates from the product elevator, the railcar loading operations and the exit stream of the cyclone. 3. Installed bin vent filters on the sulfate storage tanks. | A positive use determination of 100% for the Bagging/Sacking Cyclone System; the main baghouse system installed for control at the product elevator, the railcar loading system and the exit stream from the cyclone; and the bin vent filters installed on the 100 ton sodium sulfate storage tank. | 1996-02-22 | 64335.12 | 100
1337 | T1 | Koch Refining Company | Koch Corpus Christi - West | 2825 Suntide Rd | Corpus Christi | TX | 78409 | Nueces | CN600879712 | RN100235266 | Converted four monitor wells into hydrocarbon recovery wells. The project will be expanded by adding 8 new recovery wells. Steel piping will be installed connecting recovery wells to the slop oil tank. Property includes recovery pumps, controls, and air lines installed at the existing wells, the 8 new wells and associated equipment, electrical wiring from the switch rack to the air compressor, and piping to the slop oil tank. | A positive use determination of 100% for the eight new recovery wells and associated equipment, the modifications to the four existing wells, electrical wiring, and the steel piping. | 1996-02-26 | 225200 | 100
1338 | T1 | Koch Refining Company | Koch Corpus Christi - West | 2825 Suntide Rd | Corpus Christi | TX | 78409 | Nueces | CN600879712 | RN100235266 | This project proposes to install approximately 400 feet of HDP sewer line in the process sewer bypass system under 4th street north of the in-line blender. | A positive use determination of 100% for the HDPE sewer line which was installed. | 1996-02-26 | 400000 | 100
1339 | T1 | Koch Refining Company | Koch Corpus Christi - West | 2825 Suntide Rd | Corpus Christi | TX | 78409 | Nueces | CN600879712 | RN100235266 | Installed a vapor abatement system including a LO-CAT system, the degassing system and associated controls and piping. | A positive use determination of 100% for the installation of the ARI LO-CAT system and associated equipment. | 1996-03-07 | 1100000 | 100
1340 | T1 | Enserch Processing Company | Stuart Dehydration Unit | 8 M N of Hwy 207 | Strawn | TX | 76475 | Palo Pinto | CN602573669 | RN102414919 | Installed a metal containment dike around a 210 barrel tank. | A positive use determination of 100% for the metal containment dike installed at the 210 barrel tank. | 1996-02-26 | 2500 | 100
1341 | T1 | Enserch Processing Company | Stuart Dehydration Unit | 8 M N of Hwy 207 | Strawn | TX | 76475 | Palo Pinto | CN602573669 | RN102414919 | Installed a metal containment dike around a 210 barrel tank. | A positive use determination of 100% for the metal containment dike installed at the 210 barrel tank. | 1996-02-26 | 2500 | 100
1342 | T1 | Enserch Processing Company | Ranger Plant | 6 M W O N FM 101 | Ranger | TX | 76470 | Eastland | CN602573669 | RN100220003 | Installed engine carburetors on compressor engines. | A positive use determination of 100% for the engine carburetors installed on the compressor engines. | 1996-02-21 | 13400 | 100
1343 | T1 | Enserch Processing Company | May Compressor Station | CR 425 1.8 M S of FM 583 | May | TX | 76857 | Brown | CN602573669 | Insufficient Information | Installed a metal containment dike around a 210 barrel tank. | A positive use determination of 100% for the metal containment dike. | 1996-02-26 | 535.83 | 100
1344 | T1 | Enserch Processing Company | Veale Compressor Station | Hwy 717 1 M N of 180 | Caddo | TX | 76429 | Stephens | CN602573669 | RN102422052 | Replaced catalyst element in catalytic convertor. | A positive use determination of 100% for the project to replace the catalyst element in the catalytic convertor. | 1996-02-21 | 8300 | 100
1345 | T1 | Enserch Processing Company | Pueblo Plant | Hs 6 | Cisco | TX | 76437 | Eastland | CN602573669 | RN100218262 | Replaced catalyst on the compressor. Installed a vapor recovery system for the drip tank. Installed BTEX condenser. | A positive use determination of 100% for the catalyst replaced on the compressors and the BETX condenser. A positive use determination of 50% for the Vapor Recovery system for the drip tank. | 1996-02-20 | 28750 | 100
1346 | T1 | Enserch Processing Company | Springtown Gas Processing | 2 M NE On 51 | Springtown | TX | 76082 | Parker | CN602573669 | RN100226414 | Installed a BTEX condenser. | A positive use determination of 100% for the BETX Condenser. | 1996-02-21 | 38000 | 100
1347 | T1 | Enserch Processing Company | Trinidad Plant | 1795 Lone Star Rd | Trinidad | TX | 75163 | Henderson | CN602573669 | Insufficient Information | reconditioning of the amine vent treater. | A positive use determination of 100% for the reconditioning of the amine vent treater. | 1996-03-05 | 18000 | 100
1348 | T1 | Enserch Processing Company | 16A Pigging Facility |  | Moran | TX | 76464 | Shackelford | CN602573669 | Various | Installed a metal containment dike around a 210 barrel tank. | A positive use determination of 100% for the metal containment dike. | 1996-02-26 | 2500 | 100
1349 | T1 | Enserch Processing Company | Ranger Warehouse | 1016 Blackwell Rd | Ranger | TX | 76470 | Eastland | CN602573669 | RN101296622 | Purchased an ECOM A-Plus Emission Analyzer and Calibration Equipment. | A positive use determination of 100% for the ECOM A-Plus Emissions Analyzer and Calibration Equipment. | 1996-02-21 | 9475 | 100
1350 | T1 | Nalco Energy Services LP | Nalco Energy Services | 7701 Hwy 90-A | Sugar Land | TX | 77487 | Fort Bend | CN602898751 | RN102895745 | J-2079 - Connect six storage tanks to process vent emissions control system. J-2024 - Connect M-226 to process vent emission control system. J-2154 - Route loading emissions from EC1110A to the process vent emissions control system. | A positive use determination of 100% for the projects to connect the six storage tanks, process vessel M-226 and the controlled loading facility for EC1110A to the Process Vent Emissions Control System. | 1996-03-18 | 274821 | 100
1351 | T1 | Huck International Inc | Huck International | 8001 Imperial Dr | Waco | TX | 76712 | McLennan | CN600128029 | RN102155975 | Six projects. 1. Several electrostatic precipitators (Tepco Model 5200) were installed. Installation included all necessary ductwork and hooding. 2. Added five fume scrubbers, including blowers, fittings, PVC duct, flex connectors. 3. Six smoke collectors were installed in Small Parts Focus Factory (four Tepco 2600C and two Tepco 5200C). 4. New dust collection system was installed in the Heat Treatment Department. | A positive use determination of 100% for the for the several Tepco Model 5200 Electrostatic Precipitators, the five KCH Hedron Fume Scrubbers, the six Tepco Smoke Collectors and the dust collection system installed in the Heat Treatment Department. | 1996-03-18 | 299900 | 100
1352 | T1 | Solvay Polymers Inc | Solvay Polymers | 1230 Battleground Rd | Deer Park | TX | 77536 | Harris | CN601467491 | RN100229905 | Four catalyst pumps in area 430 were tied into the hexame recovery system. Modifications made to reflux exchanger E-925. | A positive use determination of 50% for the four catalyst pumps installed in Area 430 and the modifications to the reflux exchanger E-925. | 1996-02-21 | 102796 | 100
1353 | T1 | Solvay Polymers Inc | Solvay Polymers | 1230 Battleground Rd | Deer Park | TX | 77536 | Harris | CN601467491 | RN100229905 | The installation of flow meters in area 420. | A positive use determination of 100% for the flow meters installed in Area 420. | 1996-02-21 | 100000 | 100
1354 | T1 | Solvay Polymers Inc | Solvay Polymers | 1230 Battleground Rd | Deer Park | TX | 77536 | Harris | CN601467491 | RN100229905 | A voluntary project consisting of a central waste management facility to handle solid and hazardous waste for both the plastics and peroxide manufacturing plants. | A positive use determination of 100% for the Central Waste Management facility. | 1996-02-19 | 2300000 | 100
1355 | T1 | Solvay Polymers Inc | Solvay Polymers | 1230 Battleground Rd | Deer Park | TX | 77536 | Harris | CN601467491 | RN100229905 | A carbon black powder feed system and exhaust filter along with the addition of cyclone control of three flake tanks in area 40. | A positive use determination of 100% for the carbon black baghouse, cyclone control and Vac-U-Max filter. | 1996-02-24 | 369848 | 100
1356 | T1 | Solvay Polymers Inc | Solvay Polymers | 1230 Battleground Rd | Deer Park | TX | 77536 | Harris | CN601467491 | RN100229905 | Two CEMs were installed on the flares. | A positive use determination of 100% for the two CEMs installed on the flares. | 1996-02-21 | 445012 | 100
1357 | T1 | Solvay Polymers Inc | Solvay Polymers | 1230 Battleground Rd | Deer Park | TX | 77536 | Harris | CN601467491 | RN100229905 | Barrier seals on compressors and reactor slide valves installed in conjunction with the retrofitting of purge capture devices at sample ports. Pump barrier seals and associate piping was included. | A positive use determination of 100% for the barrier seals installed on the compressors, the reactor slide valves, the sample point tie-ins, and the pump barriers seals and associated piping. | 1996-02-21 | 1703628 | 100
1358 | T1 | Solvay Polymers Inc | Solvay Polymers | 1230 Battleground Rd | Deer Park | TX | 77536 | Harris | CN601467491 | RN100229905 | Area 430 Wash Tank was modified to decrease pressure surges and prevent the PSV lifting in upset conditions. PSVs were also modified in Area 430 to increase pressure. | A positive use determination of 100% for the modifications made to the Area 430 Wash Tank and the Area 430 PSVs. | 1996-02-21 | 137795 | 100
1359 | T1 | Solvay Polymers Inc | Solvay Polymers | 1230 Battleground Rd | Deer Park | TX | 77536 | Harris | CN601467491 | RN100229905 | Two knockout pots were installed in the Alkyls. | A positive use determination of 100% for the two KO Pots, piping, and instrumentation which was installed in the Alkyls unit. | 1996-02-21 | 498370 | 100
1360 | T1 | Solvay Interox Inc | Solvay Interox Inc | 1230 Battleground Rd | Deer Park | TX | 77536 | Harris | CN601467491 | RN100229905 | project to install piping and paving in Area 260 tank farm and the connecting of the sample drains to the waste collection system. | A positive use determination of 100% for the project to install piping and paving in Area 260 tank farm and the connecting of the sample drains to the waste collection system. | 1996-02-19 | 114238 | 100
1361 | T1 | Aquila Gas Pipeline | Aquila Gas Pipeline - Grimes County |  | Grimes County | TX | 77830 | Grimes | CN600125579 | RN102706512 | Installed a flare to control emissions. | A positive use determination of 100% for the flare which was installed. | 1996-02-22 | 14769 | 100
1362 | T1 | Aquila Gas Pipeline | Aquila Gas Pipeline - Parrish Station |  | Burleson County | TX | 77836 | Burleson | CN600125579 | Insufficient Information | Installed a flare to control emissions. | A positive use determination of 100% for the installation of the flare. | 1996-02-22 | 29000 | 100
1363 | T1 | Aquila Gas Pipeline | Aquila Gas Pipeline - Parrish Station |  | Burleson County | TX | 77836 | Burleson | CN600125579 | Insufficient Information | Installed containment basins. | A positive use determination of 100% for the containment basin which was installed. | 1996-02-26 | 27300 | 100
1364 | T1 | Aquila Gas Pipeline | Aquila Gas Pipeline - Woltz Compressor |  | Lee County | TX | 78942 | Lee | CN600125579 | RN101648541 | Installed containment basins. | A positive use determination of 100% for the spill containment basin. | 1996-02-19 | 17000 | 100
1365 | T1 | Aquila Gas Pipeline | Aquila Gas Pipeline - Parrish Station |  | Burleson County | TX | 77836 | Burleson | CN600125579 | Insufficient Information | Installed containment basins. | A positive use determination of 100% for the spill containment basin. | 1996-02-19 | 18000 | 100
1366 | T1 | Aquila Gas Pipeline | Aquila Gas Pipeline - Yegua Creek |  | Dime Box | TX | 77853 | Burleson | CN600125579 | RN100215029 | Installed containment basins. | A positive use determination of 100% for the spill containment basin. | 1996-02-19 | 24500 | 100
1367 | T1 | Aquila Gas Pipeline | Aquila Gas Pipeline - Parrish Station |  | Burleson County | TX | 77836 | Lee | CN600125579 | Insufficient Information | Installed containment basins. | A positive use determination of 100% for the containment basin. | 1996-02-26 | 13800 | 100
1368 | T1 | Aquila Gas Pipeline | Aquila Gas Pipeline - Parrish Station |  | Burleson County | TX | 77836 | Burleson | CN600125579 | Insufficient Information | Installed containment basins. | A positive use determination of 100% for the containment basin. | 1996-02-26 | 15000 | 100
1369 | T1 | Aquila Gas Pipeline | Aquila Gas Pipeline - Knobbs Creek |  | Lee County | TX | 78942 | Lee | CN600125579 | RN102704533 | Installed containment basins. | A positive use determination of 100% for the spill containment basin. | 1996-02-19 | 8000 | 100
1370 | T1 | Aquila Gas Pipeline | Aquila Gas Pipeline - Woltz Compressor |  | Lee County | TX | 78942 | Lee | CN600125579 | Insufficient Information | Installed a vapor combustor flare. | A positive use determination of 100% for the installation of the flare. | 1996-02-22 | 30400 | 100
1371 | T1 | Aquila Gas Pipeline | Aquila Gas Pipeline - Yegua Creek |  | Dime Box | TX | 77853 | Burleson | CN600125579 | RN100215029 | Installed a catalytic convertor on unit #1931. | A positive use determination for 100% for the catalytic convertor - Unit #1931. | 1996-02-22 | 25000 | 100
1372 | T1 | Aquila Gas Pipeline | Aquila Gas Pipeline - Bexco |  | Washington County | TX | 77834 | Washington | CN600407795 | RN102704525 | Installed a catalytic convertor on units #11830 and #82-600. | A positive use determination for 100% for the catalytic convertors - Unit #1830 and #82-600. | 1996-02-22 | 51000 | 100
1373 | T1 | Aquila Gas Pipeline | Aquila Gas Pipeline - Knobbs Creek |  | Lee County | TX | 78942 | Lee | CN600125579 | RN102704533 | Installed a catalytic convertor on unit #2134. | A positive use determination for 100% for the catalytic convertors - Unit #2134. | 1996-02-22 | 25000 | 100
1374 | T1 | Aquila Gas Pipeline | Aquila Gas Pipeline - Wilcox Station |  | Burleson County | TX | 77836 | Burleson | CN600407795 | RN100828623 | Installed a catalytic convertor on unit #1006. | A positive use determination for 100% for the catalytic convertors - Unit #1006. | 1996-02-22 | 28000 | 100
1375 | T1 | Aquila Gas Pipeline | Aquila Gas Pipeline - Parrish Station |  | Burleson County | TX | 77836 | Lee | CN600125579 | Insufficient Information | Installed a catalytic convertor on units #2092, 2135, 2136 & 2093. | A positive use determination for 100% for the catalytic convertors - Unit #2092, 2135, 2136 and 2093. | 1996-02-22 | 100000 | 100
1376 | T1 | Rohm & Haas Texas Inc | Rohm & Haas Texas | 6600 La Porte Fwy | Deer Park | TX | 77536 | Harris | CN600131395 | RN101247070 | Replace the belt press feed system at the west wastewater treatment plant. The two existing floculator sludge sump pumps are inadequate and will be replaced. The existing feed system utilizes a sludge hold tank where flocculent is no longer added to the tank. This system will be dismantled. | A positive use determination of 100% for the West Wastewater Treatment Plant Belt Press Feed System. | 1996-02-26 | 200000 | 100
1377 | T1 | Rohm & Haas Texas Inc | Rohm & Haas Texas | 6600 La Porte Fwy | Deer Park | TX | 77536 | Harris | CN600131395 | RN101247070 | Upgrade the five B-3 GMMA tanks. | A positive use determination of 100% for the project to upgrade the five B-3 GMMa tanks. This determination does not include the costs related to the replacement of the two tanks which are used to store process materials. | 1996-04-02 | 931000 | 100
1378 | T1 | Rohm & Haas Texas Inc | Rohm & Haas Texas | 6600 La Porte Fwy | Deer Park | TX | 77536 | Harris | CN600131395 | RN101247070 | Install fume hood for HCN related work in PCL Lab. | A positive use determination of 100% for the installation of the fume hood. | 1996-03-06 | 63200 | 100
1379 | T1 | Rohm & Haas Texas Inc | Rohm & Haas Texas | 6600 La Porte Fwy | Deer Park | TX | 77536 | Harris | CN600131395 | RN101247070 | Modify/Upgrade the B-3 flare flame arrestor system. Includes installing a pump and piping. | A positive use determination of 100% for the pumps and piping installed as part of the modifications to the B-3 Flare Flame Arrestor System. | 1996-02-26 | 105000 | 100
1380 | T1 | Rohm & Haas Texas Inc | Rohm & Haas Texas | 6600 La Porte Fwy | Deer Park | TX | 77536 | Harris | CN600131395 | RN101247070 | Install a redundant high level shut-off device. | The following property is used 100% for pollution control and is installed to meet or exceed federal or state regulations: redundant high level shut-off device. | 1996-03-06 | 50000 | 100
1381 | T1 | Rohm & Haas Texas Inc | Rohm & Haas Texas | 6600 La Porte Fwy | Deer Park | TX | 77536 | Harris | CN600131395 | RN101247070 | Convert the refrigerant in the HT 4500 ton turbine drive refrigeration machine from R-12 to R-134A. Convert the B-3 turbine drive refrigerant machine to R-134A. Convert B-3 electric driven refrigeration machine from R-12 to R-134A. | A positive use determination of 100% for the projects to convert the four systems from one refrigerant to another less harmful refrigerant. | 1996-03-06 | 1142355 | 100
1382 | T1 | Rohm & Haas Texas Inc | Rohm & Haas Texas | 6600 La Porte Fwy | Deer Park | TX | 77536 | Harris | CN600131395 | RN101247070 | Installing a tank truck and deck tank loading facility for loading products 81-R and TOA. Railroad tack spill collector pans will be installed at the loading rack. | A positive use determination of 100% for the rail road track spill collection pans installed at the existing tank car loading rack. | 1996-03-06 | 9680 | 100
1383 | T1 | Rohm & Haas Texas Inc | Rohm & Haas Texas | 6600 La Porte Fwy | Deer Park | TX | 77536 | Harris | CN600131395 | RN101247070 | This project will install an on-line ammonia analyzer system and composite sampler, housed in a new analyzer building. | A positive use determination of 100% for the project to install the on-line ammonia analyzer and composite sampler. Property includes the equipment and the new analyzer building. | 1996-03-06 | 128498 | 100
1384 | T1 | Rohm & Haas Texas Inc | Rohm & Haas Texas | 6600 La Porte Fwy | Deer Park | TX | 77536 | Harris | CN600131395 | RN101247070 | Installation of an inhibitor #5 tank storage and unloading facility. Includes tank diking as containment. | A positive use determination of 100% for the spill containment which was installed as part of the Concentrated Inhibitor #5 Tank project. | 1996-03-06 | 16578 | 100
1385 | T1 | Rohm & Haas Texas Inc | Rohm & Haas Texas | 13300 Bay Area Blvd | La Porte | TX | 77571 | Harris | CN600131395 | RN102776002 | Environmental expenditures relating to the new Biocides Plant include installation of scrubbers, diking, wastewater pits and a waste unloading area. | A positive use determination of 100% for the scrubbers, diking, wastewater pits, and the waste unloading area. | 1996-02-19 | 2000000 | 100
1386 | T1 | Rohm & Haas Texas Inc | Rohm & Haas Texas | 1900 Tidal Rd | Deer Park | TX | 77536 | Harris | CN600131395 | RN100223205 | Included in the project to construct a new stand alone emulsions plant are a flare and a spot vent system. | The following property is used 100% for pollution control and is installed to meet or exceed federal or state regulations: flare and a spot vent system. | 1996-02-26 | 335000 | 100
1387 | T1 | Rohm & Haas Texas Inc | Rohm & Haas Texas | 6600 La Porte Fwy | Deer Park | TX | 77536 | Harris | CN600131395 | RN101247070 | Environmental expenditures include a thermal oxidizer, flare, SVG system, diking, and piping for waste treatment. | A positive use determination of 100% for the thermal oxidizer, the flare, the diking and the piping installed for waste treatment. | 1996-02-26 | 5095000 | 100
1388 | T1 | Rohm & Haas Texas Inc | Rohm & Haas Texas | 6600 La Porte Fwy | Deer Park | TX | 77536 | Harris | CN600131395 | RN101247070 | Covert the aerobic digestion basin to an auxiliary aeration basin. Includes a new 14,000 gallon interstage clarifier overflow tank. | The following property is used 100% for pollution control and is installed to meet or exceed federal or state regulations: project to covert the aerobic digestion basin to an auxiliary aeration basin including a new 14,000 gallon interstage clarifier overflow tank. | 1996-02-26 | 1800000 | 100
1389 | T1 | Rohm & Haas Texas Inc | Rohm & Haas Texas | 6600 La Porte Fwy | Deer Park | TX | 77536 | Harris | CN600131395 | RN101247070 | Installation of a jumper line will be added at the HR-3 from the B-3 acid residue line to the Davy juice line. | Not listed in database. | 1996-04-01 | 5522 | 100
1390 | T1 | Rohm & Haas Texas Inc | Rohm & Haas Texas | 6600 La Porte Fwy | Deer Park | TX | 77536 | Harris | CN600131395 | RN101247070 | This project involves modifications of outfall 001 of the wastewater treatment plant includes expanding the sump, three new pumps, and instrumentation, ship channel dredging and installation of an 18" diffuser pipeline into the channel. | A positive use determination of 100% for the Outfall 001 Diffuser Project. | 1996-02-26 | 975000 | 100
1391 | T1 | Rohm & Haas Texas Inc | Rohm & Haas Texas | 6600 La Porte Fwy | Deer Park | TX | 77536 | Harris | CN600131395 | RN101247070 | Install area drainage around two railroad tracks which have been extended. | A positive use determination of 100% for the Railroad Track Extension Area Drainage Project. | 1996-02-26 | 20970 | 100
1392 | T1 | Rohm & Haas Texas Inc | Rohm & Haas Texas | 6600 La Porte Fwy | Deer Park | TX | 77536 | Harris | CN600131395 | RN101247070 | Cyanide Waste Reduction Project: This project includes a permanent storage tank, redundant injection pump, truck unloading station, minor instrumentation, installation of new instrumentation for stripper bottom pH measurement, and a new stripper feed stream ammonia analyzer. | A positive use determination of 100% for the Ferrous Sulfate Injection project. Property includes a permanent storage tank, redundant injection pump, truck unloading station, minor instrumentation, installation of new instrumentation for stripper bottom pH measurement, and a new stripper feed stream ammonia analyzer. | 1996-03-16 | 147621 | 100
1393 | T1 | Rohm & Haas Texas Inc | Rohm & Haas Texas | 6600 La Porte Fwy | Deer Park | TX | 77536 | Harris | CN600131395 | RN101247070 | Install new heat exchangers and related equipment to reject the acetylene units heat reaction to the No. 2 cooling tower. | A positive use determination of 100% for the two heat exchangers and related equipment. | 1996-02-26 | 2011000 | 100
1394 | T1 | Rohm & Haas Texas Inc | Rohm & Haas Texas | 6600 La Porte Fwy | Deer Park | TX | 77536 | Harris | CN600131395 | RN101247070 | Install 10 new ITP emissionless samplers throughout the N-Area. | A positive use determination of 100% for the 10 ITP emission-less samplers which were installed in the N-Area. | 1996-02-26 | 228000 | 100
1395 | T1 | Rohm & Haas Texas Inc | Rohm & Haas Texas | 6600 La Porte Fwy | Deer Park | TX | 77536 | Harris | CN600131395 | RN101247070 | Provide vent piping from tanks and vessels 96002, 96003, 12137 and 12113 to the prime flare. | A positive use determination of 100% for the vent piping installed from tanks and vessels 96002, 96003, 12137, and 12113 to the Primine Flare. | 1996-02-26 | 94000 | 100
1396 | T1 | Rohm & Haas Texas Inc | Rohm & Haas Texas | 6600 La Porte Fwy | Deer Park | TX | 77536 | Harris | CN600131395 | RN101247070 | Installing 2 sump pumps in east water treatment plant basin #2. | A positive use determination of 100% for the two sump pumps installed in the East Water Treatment Plant Basin #2. | 1996-02-26 | 130000 | 100
1397 | T1 | Rohm & Haas Texas Inc | Rohm & Haas Texas | 6600 La Porte Fwy | Deer Park | TX | 77536 | Harris | CN600131395 | RN101247070 | Installation of 2 recovery trenches and one injection trench along with necessary pumps, piping, instrumentation and storage tanks. | A positive use determination of 100% for the two recovery trenches, the one injection trench, pumps, piping, instrumentation and storage tanks installed as part of the GRAS Recovery System. | 1996-02-26 | 1935000 | 100
1398 | T1 | Rohm & Haas Texas Inc | Rohm & Haas Texas | 6600 La Porte Fwy | Deer Park | TX | 77536 | Harris | CN600131395 | RN101247070 | Upgrade 11 storage tanks by paving the area with concrete and providing secondary containment and leak detectors. | A positive use determination of 100% for the 1994 costs for the upgrade to the eleven storage tanks. | 1996-02-19 | 42762 | 100
1401 | T1 | Rohm & Haas Texas Inc | Rohm & Haas Texas | 6600 La Porte Fwy | Deer Park | TX | 77536 | Harris | CN600131395 | RN101247070 | Installed a containment facility for hazardous materials spilled from railcars. | A positive use determination of 100% for the 1994 costs for the installation of the containment facility for the Hazardous Waste Storage Railcars. | 1996-02-19 | 3527 | 100
1402 | T1 | Rohm & Haas Texas Inc | Rohm & Haas Texas | 6600 La Porte Fwy | Deer Park | TX | 77536 | Harris | CN600131395 | RN101247070 | Improve drainage along avenue C west from 10th street to F-2 Process Rd. Containment will be installed for loading area. Areas will have drip pans and drain collection systems. | A positive use determination of 100% for the project to improve drainage along Ave. C from 10 St to F2 Process Road; installation of containment for loading areas BBA, IBMA, and Distilled MMA; and drip pans and drain collection systems installed in the Acryloid Loading Areas. | 1996-02-26 | 53141 | 100
1403 | T1 | Rohm & Haas Texas Inc | Rohm & Haas Texas | 6600 La Porte Fwy | Deer Park | TX | 77536 | Harris | CN600131395 | RN101247070 | Replacement of the existing loading area suction vent gas fan with a larger fan. | A positive use determination of 100% for the modifications to the SVG system at the tank car and tank truck loading operation. | 1996-04-01 | 55486 | 100
1404 | T1 | Rohm & Haas Texas Inc | Rohm & Haas Texas | 6600 La Porte Fwy | Deer Park | TX | 77536 | Harris | CN600131395 | RN101247070 | Replace the underground chemical sewer system at the HR-1 process. | A positive use determination of 100% for the replacement of the underground chemical sewer at HR-1 Process Area. | 1996-02-26 | 5274 | 100
1405 | T1 | Rohm & Haas Texas Inc | Rohm & Haas Texas | 6600 La Porte Fwy | Deer Park | TX | 77536 | Harris | CN600131395 | RN101247070 | Install a flare and knock out drum along with necessary instrumentation to reduce P-North MMA distillation emissions. | A positive use determination of 100% for the flare, knockout drum, and necessary instrumentation installed at the P-North MMA. | 1996-02-26 | 463000 | 100
1406 | T1 | Rohm & Haas Texas Inc | Rohm & Haas Texas | 6600 La Porte Fwy | Deer Park | TX | 77536 | Harris | CN600131395 | RN101247070 | Repack 32 existing 'ATI' filter elements and make general repairs to the existing stainless steel vessel. | A positive use determination of 100% for the project to repack 32 existing ATI filter elements and repairs made to the existing stainless steel vessel. | 1996-03-04 | 316087 | 100
1407 | T1 | Rohm & Haas Texas Inc | Rohm & Haas Texas | 6600 La Porte Fwy | Deer Park | TX | 77536 | Harris | CN600131395 | RN101247070 | Replace the underground chemical sewer system at the HR-Process. | A positive use determination of 100% for the replacement of the underground chemical sewer system at the HR Process Area. | 1996-02-26 | 1684000 | 100
1408 | T1 | Rohm & Haas Texas Inc | Rohm & Haas Texas | 6600 La Porte Fwy | Deer Park | TX | 77536 | Harris | CN600131395 | RN101247070 | Installation of containment facility for repairing the plant diesel locomotives. A railroad track spill collection pan system will be installed. The system will drain to a sump. | A positive use determination of 100% for the Railroad Track Soil Collection Pan System. | 1996-02-26 | 179037 | 100
1409 | T1 | Rohm & Haas Texas Inc | Rohm & Haas Texas | 6600 La Porte Fwy | Deer Park | TX | 77536 | Harris | CN600131395 | RN101247070 | Install a spill containment system for new loading rack. | A positive use determination of 100% for the spill containment which was installed. | 1996-02-19 | 47965 | 100
1410 | T1 | Rohm & Haas Texas Inc | Rohm & Haas Texas | 6600 La Porte Fwy | Deer Park | TX | 77536 | Harris | CN600131395 | RN101247070 | NOx emission control system installed on L-Area Gas Turbine. | A positive use determination of 100% for the NOx emission controls installed as part of the LGT control system replacement. | 1996-03-04 | 172863 | 100
1411 | T1 | Rohm & Haas Texas Inc | Rohm & Haas Texas | 6600 La Porte Fwy | Deer Park | TX | 77536 | Harris | CN600131395 | RN101247070 | Redirect stormwater flow along the east property line from Tuckers Bayou to outfall OO2. A 60" corrugated metal underground pipe will be installed from the east drainage ditch westward 700' to an existing ditch. The east ditch will be backfilled and graded to flow from near Tucker's Bayou 900' south to the new pipe. | A positive use determination of 100% for the stormwater project which installed 700' of 60" corrugated metal pipe underground and backfilled and graded the East Ditch. | 1996-02-26 | 18760 | 100
1412 | T1 | Rohm & Haas Texas Inc | Rohm & Haas Texas | 6600 La Porte Fwy | Deer Park | TX | 77536 | Harris | CN600131395 | RN101247070 | Replacement of the underground chemical sewer system at the HR-2 process. | A positive use determination of 100% for the replacement of the chemical sewer system at the HR-2 Process Area. | 1996-02-26 | 1174044 | 100
1413 | T1 | Rohm & Haas Texas Inc | Rohm & Haas Texas | 6600 La Porte Fwy | Deer Park | TX | 77536 | Harris | CN600131395 | RN101247070 | Install automated metering for loading. Includes 16 flow meters. | A positive use determination of 100% for the 16 flow meters. | 1996-02-19 | 6765 | 100
1414 | T1 | Rohm & Haas Texas Inc | Rohm & Haas Texas | 6600 La Porte Fwy | Deer Park | TX | 77536 | Harris | CN600131395 | RN101247070 | Modifications are required to load the new fleet of 105-J railcars. Modifications include piping modifications to the vapor recovery system, changes required for connection of the redundant high level shutdown, and spill prevention equipment. | A positive use determination of 100% for the modifications to the vapor recovery system, the high level shut down alarm and the spill prevention equipment. | 1996-02-26 | 160000 | 100
1415 | T1 | Rohm & Haas Texas Inc | Rohm & Haas Texas | 6600 La Porte Fwy | Deer Park | TX | 77536 | Harris | CN600131395 | RN101247070 | Pollution control property associated with the installation of the 55MM LB/YR N-Butyl Methacrylate Facility. Projects include: Connecting the four vacuum pumps to the flare. Installation of second block valves on drains, bleeds, etc. The Bleed Stripper Bottoms Tank System. The concrete floors installed under the drain tank and FE Distillate Tank. The installation of the sewer sumps tank and pump. | A positive use determination of 100% for the following projects: 1. Connecting the four vacuum pumps to the flare; 2. Installation of second block valves on drains, bleeds, etc.; 3. The Bleed Stripper Bottoms Tank System; 4. The concrete floors installed under the drain tank and FE Distillate Tank; 5. The installation of the sewer sumps tank and pump. | 1996-03-02 | 502000 | 100
1416 | T1 | Rohm & Haas Texas Inc | Rohm & Haas Texas | 6600 La Porte Fwy | Deer Park | TX | 77536 | Harris | CN600131395 | RN101247070 | Install concrete paving and improved drainage along Ave. C from 10th St to 11 St. Equip Acryloid Tank Car loading spots with drip pans and drain collection systems. | A positive use determination of 100% for the Ave C Unload/Load Containment and the drainage improvement. | 1996-02-19 | 1603610 | 100
1417 | T1 | Rohm & Haas Texas Inc | Rohm & Haas Texas | 6600 La Porte Fwy | Deer Park | TX | 77536 | Harris | CN600131395 | RN101247070 | This project is comprised of two phases. The projects are caustic addition to the distillation column plant trial which entails modifying piping to feed caustic to the column. The other is the ammonia recycle gas buffered seal installation on the compressor. | A positive use determination of 100% for the caustic addition to the ammonia distillation system and the installation of the ammonia recycle gas buffered seal on the compressor. | 1996-03-04 | 70000 | 100
1418 | T1 | Rohm & Haas Texas Inc | Rohm & Haas Texas | 6600 La Porte Fwy | Deer Park | TX | 77536 | Harris | CN600131395 | RN101247070 | Installation of a 300 MM lb/yr butyl acrylate facility. Pollution control property includes a SVG system and piping that runs from the waste pump to the east waste treatment plant. | A positive use determination of 100% for the SVG system and piping installed to capture vapors from the tank car and tank truck loading spots and transport the vapors to the HT Flare for destruction. | 1996-03-13 | 2000000 | 100
1419 | T1 | Celanese Engineering Resins Inc | Celanese Bishop Facility | Hwy 77 South | Bishop | TX | 78343 | Nueces | CN601166929 | RN101625721 | Three projects. 1. An air support dome was constructed over landfill cell #4. 2. Provided a sand filtration system to the wastewater treatment plant. 3. Equipped Boiler 16 with new instrumentation, a data gathering system, automatic waste feed cut-off and finer mesh filtration. | A positive use determination of 100% for the air support dome constructed over landfill Cell #4; the sand filtration system; and the new instrumentation and data gathering system installed on Boiler 16. | 1996-02-19 | 2601335 | 100
1420 | T1 | Rollins Environmental Services | Rollins Environmental Services | 2027 Battleground Rd | Deer Park | TX | 77536 | Harris | CN601303829 | RN102184173 | Four Projects 1. Decontamination Area for PCB Warehouse - Constructed an enclosed area equipped with pressure washer, containment, water collection and transfer pumps. 2. Replaced and relocated one 2,000 gallon underground gasoline storage tank and one 10,000 gallon diesel fuel storage tank. Project included the removal of the existing tanks and testing of soils. 3. Repack Personnel Decon Station - constructed a decontamination area for Mix Building Personnel. Pollution control property includes a sump pump for moving contaminated water. 4. Installed containment for the T-29 pad unloading area and Loddby Direct Burn Scale area. | A positive use determination of 100% for the Decontamination Area for the PCB Warehouse; the T-29 Pad Containment; the Repack Personnel Decontamination Station; and the Gasoline and Diesel Storage Tank Project. This positive determination for Tanks #GT 13 and #DT 12 involves only the additional costs associated with the second tank wall. | 1996-04-17 | 711323 | 100
1421 | T1 | Texas Genco II LP | Cedar Bayou | 7705 Old West Bay Rd | Baytown | TX | 77520 | Chambers | CN603919200 | RN100825371 | A new surface coating was applied to the inside of the potable water pressure tank. | A positive use determination of 100% for the new surface coating applied to the potable water pressure tank. | 1996-03-04 | 4562 | 100
1422 | T1 | Radian International LLC | Radian Electronics Division | 15508 Bratton Ln | Austin | TX | 78728 | Travis | CN603271701 | RN106602717 | Upgrade of existing wastewater treatment system. Property incudes filter press, mixer, chemical pcp, evaporator, grates, containment devices, filters, ion exchanger chambers, and building extension. | A positive use determination of 100% for the upgrade to the wastewater treatment system. | 1996-03-04 | 50800 | 100
1423 | T1 | Hampshire Chemical | Hampshire - Deer Park | 739 Battleground Rd | Deer Park | TX | 77536 | Harris | CN600130066 | RN100219070 | Four projects: Oxalic Dump Station for Neutralization Tank 4 - property includes Civil/Structural for Daxad Bldg, Bag Dump Station for Neut. 4, and Oxalix Acid Screw Conveyor; Install Chilled Water To Ammonia Clean-Up Scrubber - property includes scrubber piping; Glycine Mill Structure & Discharge Collection System Modifications - property includes Mill machine dust collector piping; Glycine Hardening Reduction Phase II - Property includes Baghouse/Blower structural steel, Glycine Flash Dryer baghouse and vacuum producer and the dust collector airlock. | A positive use determination of 100% for the civil/structural for the Daxad building, the bag dump station for Neutralizer 4, the Oxalic Acid screw conveyor, the mill machine dust collection piping, the ammonia clean-up scrubber piping, the baghouse/blower structural steel, the Glycine Flash Dryer baghouse and vacuum producer, and the dust collector airlock. | 1996-03-18 | 263428 | 100
1424 | T1 | E I Du Pont De Nemours & Co Inc | DuPont La Porte | 12501 Strang Rd | La Porte | TX | 77572 | Harris | CN600128284 | RN100225085 | Installed a vapor combustion unit at the barge dock. Enhanced and modified the vapor balancing system to tie the VAM Tank Farm, MeAc Tank, MeOH Storage Tank and MMGAL VAM Tank together. Modifications included all new piping for vapor header, replacement of flame arrestors with detonation arrestors and installation of nitrogen pad on each tank. Installed a recycle tank system at million gallon Acetic Acid Tank. | A positive use determination of 100% for the vapor combustion unit installed at the barge dock; the piping, flame arrestors and nitrogen pad installed to enhance and modify the vapor balancing system; and the installation of the recycle tank system. | 1996-03-04 | 2084000 | 100
1425 | T1 | E I Du Pont De Nemours & Co Inc | DuPont La Porte | 12501 Strang Rd | La Porte | TX | 77572 | Harris | CN600128284 | RN100225085 | This project installed a 96' x 61' cover (Arch Technology) above the deep well settling basin. | A positive use determination of 100% for the project to install a cover on the deep well settling basin. Property includes: the flare, piping, installation, excavation and metal cover. | 1996-02-26 | 390000 | 100
1426 | T1 | Elf Atochem North America Inc | Elf Atochem North America Inc | 201 W Dodge St | Bryan | TX | 77801 | Brazos | CN600124044 | RN101664084 | Purchased and installed two non invasive doppler flow meters. Purchased one portable flowmeter. Purchased Intouch 5.1 data logging and control software. Purchased and installed an Andco Unit which is four iron electros electro-chemical cells and support equipment. Purchased a SpectrAA-200HT AA Spectrometer. Purchased a Foxboro TVA-1000 Dual PID/FID Analyzer. Purchased a data system for the Dionex Ion Chromatograph. The system includes a computer, monitor, printer, universal interface, Peaknet Software and external backup system. | A positive use determination of 100% for the two flow meters, the portable flow meter, the Intouch 5.1 software equipment, the Andco Unit, the SpectAA-200HT AA Spectrometer, the Foxboro TVA-1000 Dual Analyzer, and the Data Systems for the Dionex Ion Chromatograph. | 1996-03-04 | 416488 | 100
1427 | T3 | The Dow Chemical Company | The Dow Chemical Company | 2301 Brazosport Blvd | Freeport | TX | 77541 | Brazoria | CN600356976 | RN102692258 | A byproduct line was converted to finished product service, resulting in eliminating barge loading vents. emissions were reduced by 119.9 T/Y. | A positive use determination of 96% for the Piping For Finished Product and Piping For Byproduct projects. | 1996-03-07 | 177600 | 100
1428 | T3 | The Dow Chemical Company | The Dow Chemical Company | 2301 Brazosport Blvd | Freeport | TX | 77541 | Brazoria | CN600356976 | RN102692258 | The EDC/NPA plant is adding the Pressure Swing Adsorption unit to allow it to handle maintenance outages at chlorine liquidfication that cause low purity feed and higher waste emissions. The property associated with the process is carbon absorption beds, vacuum pumps, recovery tank, condenser, feed pump, and associated instrumentation. | A positive use determination of 50% for the pressure swing adsorption unit. Property includes the carbon adsorption beds, vacuum pumps, recovery tank, condenser, feed pump, and associated instrumentation. | 1996-03-25 | 1400000 | 100
1429 | T3 | The Dow Chemical Company | The Dow Chemical Company | 2301 Brazosport Blvd | Freeport | TX | 77541 | Brazoria | CN600356976 | RN102692258 | C2 Utilization Project: The modifications to the process will be constructed as a closed system of pipes, tanks, reactors, distillation columns and associated equipment. | A positive use determination of 79% for the C2 Utilization Project. | 1996-03-18 | 11912884 | 100
1430 | T3 | The Dow Chemical Company | The Dow Chemical Company | 2301 Brazosport Blvd | Freeport | TX | 77541 | Brazoria | CN600356976 | RN102692258 | A new reactor system is being installed. The following pollution control equipment is being installed as a result: 1. Flare system connections: A liquid/gas knockout pot, associated instrumentation, and piping are being installed. 2. Double mechanical seals: new pumps being installed will have double mechanical seals. Each seal is equipped either with a seal pot or a recirculating coolant system consisting of a recirculating pump, heat exchanger, filter, with associated instrumentation and piping. 3. Fugitive emission monitors: three VOC monitors were installed. | A positive use determination of 100% for the liquid/gas knockout pot and associated instrumentation and piping required to connect relief valves to an existing flare; the double mechanical seals installed on new VOC pumps; and the three fugitive emission monitors. | 1996-03-19 | 240036 | 100
1431 | T3 | The Dow Chemical Company | The Dow Chemical Company | 2301 Brazosport Blvd | Freeport | TX | 77541 | Brazoria | CN600356976 | RN102692258 | A new reactor system is being installed. The following pollution control equipment is being installed as a result: 1. Flare system connections: A liquid/gas knockout pot, associated instrumentation, and piping are being installed. 2. Double mechanical seals: new pumps being installed will have double mechanical seals. Each seal is equipped either with a seal pot or a recirculating coolant system consisting of a recirculating pump, heat exchanger, filter, with associated instrumentation and piping. 3. Fugitive emission monitors: four VOC monitors were installed. | A positive use determination of 100% for the liquid/gas knockout pot and associated instrumentation and piping required to connect relief valves to an existing flare; the double mechanical seals installed on new VOC pumps; and the four fugitive emission monitors. | 1996-03-19 | 253000 | 100
1432 | T3 | The Dow Chemical Company | The Dow Chemical Company | 2301 Brazosport Blvd | Freeport | TX | 77541 | Brazoria | CN600356976 | RN102692258 | At the R100 and R200 units, equipment was added to allow the burning and destruction of RCRA materials in an existing unit. At the R100 unit an existing scrubber was repacked with high efficiency packing, a new HCI/CI2 scrubber was added and new equipment to reduce particulate emissions and opacity was added. At the R200 unit two existing scrubbers were repacked with high efficiency packing, a new improved liquid distributor was added to the final scrubber. | A positive use determination of 68.9% of the projects completed at the R100 and R200 units. | 1996-03-13 | 4547400 | 100
1433 | T3 | The Dow Chemical Company | The Dow Chemical Company | 2301 Brazosport Blvd | Freeport | TX | 77541 | Brazoria | CN600356976 | RN102692258 | The property installed was mechanical refrigeration equipment designed to chill process streams. The 620 ton Freon (R-24) unit replaced a Freon (R-12) unit. | A negative use determination. The equipment listed in this application, mechanical refrigeration equipment, is process equipment and not pollution control equipment. | 1996-01-16 | 2500000 | 100
1434 | T3 | The Dow Chemical Company | The Dow Chemical Company | 2301 Brazosport Blvd | Freeport | TX | 77541 | Brazoria | CN600356976 | RN102692258 | Installation of three reactor catalyst systems for the B-2300 TELONE II manufacturing plant. These reactors convert an undesirable chlorinated hydrocarbon to the finished product, TELONE II. Previously this undesirable chlorinated hydrocarbon was incinerated in a thermal treatment device. | A positive use determination of 79% for the three reactor catalyst systems. | 1996-03-18 | 1888100 | 100
1435 | T3 | The Dow Chemical Company | The Dow Chemical Company | 2301 Brazosport Blvd | Freeport | TX | 77541 | Brazoria | CN600356976 | RN102692258 | The Light Hydrocarbon 7 Plant historically had a high emission rate to the flare. This project was undertaken to reduce these emissions. These emissions are primarily caused by off specification product production and unscheduled trips of the plant which leads to a high rate of flaring for a hydrocarbon plant. The project included instrumentation, control equipment, innercoolers, knockout drums, and electrical equipment. | A positive use determination of 52.9% for the project to reduce emissions. Property includes instrumentation, controls equipment, innercoolers, knockout drums and electrical equipment. | 1996-04-30 | 9843103 | 100
1436 | T1 | The Dow Chemical Company | The Dow Chemical Company | 2301 Brazosport Blvd | Freeport | TX | 77541 | Brazoria | CN600356976 | RN102692258 | Storage for RCRA hazardous wastes was installed in the Chlor-Pyridine Plant. A lined dike area was installed for secondary containment. A new storage tank was installed. | A positive use determination of 100% for the new waste storage tank and the lined dike area installed in the Chlor-Pyridine Products plant. | 1996-02-19 | 370000 | 100
1437 | T1 | The Dow Chemical Company | The Dow Chemical Company | 2301 Brazosport Blvd | Freeport | TX | 77541 | Brazoria | CN600356976 | RN102692258 | Existing tanks were retrofitted with new pumps and piping to provide interim stormwater storage and segregation from process water. Curbing was added to minimize amount of water collected. | A positive use determination of 100% for the new pumps, piping and curbing installed for stormwater control. | 1996-03-02 | 300000 | 100
1438 | T1 | The Dow Chemical Company | The Dow Chemical Company | 2301 Brazosport Blvd | Freeport | TX | 77541 | Brazoria | CN600356976 | RN102692258 | Installed a thermal oxidation unit. Installed a stormwater collection and pumping system to collect stormwater for sampling and treatment. | A positive use determination of 100% for the installation of the thermal oxidation unit and the installation of the stormwater collection and pumping system. | 1996-03-04 | 475000 | 100
1439 | T1 | The Dow Chemical Company | The Dow Chemical Company | 2301 Brazosport Blvd | Freeport | TX | 77541 | Brazoria | CN600356976 | RN102692258 | New equipment and stack was added to reduce particulate emissions and opacity at the existing thermal oxidizer B-24. Equipment included a vessel containing pads for particulate suppression removal, spray nozzles, run down tank and recirculation pumps, fan blower and new stack. Additionally a soft water package was installed. | A positive use determination of 100% for the new equipment and stack added to the Thermal Oxidizer B-824. | 1996-03-04 | 2703000 | 100
1440 | T1 | The Dow Chemical Company | The Dow Chemical Company | 2301 Brazosport Blvd | Freeport | TX | 77541 | Brazoria | CN600356976 | RN102692258 | The Phenol Loading Vapor Recovery System consist of the following: a. A rail car loading vent collection piping system providing suction to a blower. These vapors are fed to a countercurrent packed water scrubber tower. b. A tank truck loading vent collection piping system providing suction to a vacuum educator. These vapors are fed to a countercurrent packed water scrubber tower. c. The two scrubber towers water effluent are then pumped to a phenolis water storage tank. | A positive use determination of 50% for the Phenol Loading Vapor Recovery Equipment. | 1996-03-04 | 350000 | 100
1441 | T1 | E-Z Serve Convenience Stores Inc | E-Z Serve | Various See App | Carson County | TX | 79068 | Carson | CN600612634 | insufficient Information | Installed overfill/overspill protection and spill containment manholes at two facilities. | A positive use determination of 100% for the overfill/overspill protection and the spill containment manholes which were installed. | 1996-02-19 | 3828 | 100
1442 | T1 | E-Z Serve Convenience Stores Inc | E-Z Serve | Various See App | Armstrong County | TX | 79019 | Armstrong | CN600612634 | insufficient Information | Installed impressed current cathodic protection, spill containment manhole, overfill/overspill protection and raised spill containment. | A positive use determination of 100% for the overfill/overspill protection, the spill containment manholes, the impressed current cathodic protection and the raised spill containment which were installed. | 1996-02-19 | 6387 | 100
1443 | T1 | E-Z Serve Convenience Stores Inc | E-Z Serve 121 | Hwy 181 | Beeville | TX | 78104 | Bee | CN600612634 | insufficient Information | Installed overfill/overspill protection. | The following property is used 100% for pollution control and is installed to meet or exceed federal or state regulations: Installed overfill/overspill protection. | 1996-02-19 | 2301 | 100
1444 | T1 | E-Z Serve Convenience Stores Inc | E-Z Serve 233 | 6447 Camp Bullis Rd | San Antonio | TX | 78283 | Bexar | CN600612634 | RN102357258 | Installed overfill/overspill protection. | The following property is used 100% for pollution control and is installed to meet or exceed federal or state regulations: Installed overfill/overspill protection. | 1996-02-19 | 3057 | 100
1445 | T1 | E-Z Serve Convenience Stores Inc | E-Z Serve | Various See App | Childress County | TX | 79201 | Childress | CN600612634 | insufficient Information | Installed leak detectors, spill containment manholes, overfill/overspill protection, and impressed current cathodic protection. | A positive use determination of 100% for the overfill/overspill protection, the spill containment manholes, the impressed current cathodic protection, and the leak detectors which were installed. | 1996-02-19 | 15558 | 100
1446 | T2 | Elf Atochem North America Inc | Elf Atochem North America Inc | 2810 Gulf States Rd | Beaumont | TX | 77701 | Jefferson | CN600124044 | RN100216373 | Four projects 1. Firewater System Upgrade: The project consisted of the installation of: two 2500 gpm pumps, new firewater storage tank, two fuel tanks with containment, pump house and piping to connect to existing network. 2. Drum Storage Area Grade Berm For Stormwater Control - Constructed a 10 foot by 300 foot berm at the waste drum storage area. 3. Improvements to Stormwater Drainage & Spill Containment - Conveyances installed to direct stormwater from rail yard methanol unloading spot through new sump to plants drainage ditch. In addition a spill containment pan was installed to contain potential spills from the bottom valve. 4. Wastewater Treatment Plant Upgrade - The project will replace existing equipment and day tanks including neutralization, aeration, clarification, filtration, and disinfection equipment. | A positive use determination of 100% for the drum storage area berm for stormwater control; the improvements to stormwater drainage and spill containment; and the wastewater treatment plant upgrade. A negative determination for the for the water system upgrade. Based on the information provided by the applicant this property is not considered to be pollution control property. | 1996-04-25 | 2288680 | 100
1447 | T2 | Elf Atochem North America Inc | Elf Atochem North America Inc | 2810 Gulf States Rd | Beaumont | TX | 77701 | Jefferson | CN600124044 | RN100216373 | Three projects: 1. Relief Valve Upgrade - Project to replace many of the plant's relief valves. 2. Incinerator Analyzers And Sampling - The site replaced the incinerator's existing stack mounted field instrument with an extractive analyzer system. The new system is located in a climate controlled dedicated analyzer house. 3. Flare Stack Monitoring Equipment - The site installed a new gas chromographic analyzer system at the existing flare stack. Analyzer instrumentation and flare controls were also added to the flare header. | A positive use determination of 100% for the project to replace the existing relief valves and add new relief valves; the replacement of the existing incinerator stack mount field instrument with an extractive analyzer system; and the installation of the gas chromatographic analyzer system at the existing flare stack. | 1996-03-07 | 5210000 | 100
1448 | T1 | E-Z Serve Convenience Stores Inc | Taylor Food Mart | 2401 New Boston Rd | Texarkana | TX | 75501 | Bowie | CN600612634 | RN102355963 | Installed overfill/overspill protection. | The following property is used 100% for pollution control and is installed to meet or exceed federal or state regulations: Installed overfill/overspill protection. | 1996-02-19 | 2108 | 100
1449 | T1 | E-Z Serve Convenience Stores Inc | E-Z Serve | Various See App | Dallam County | TX | 79022 | Dallam | CN600612634 | insufficient Information | Installed overfill/overspill protection, impressed current cathodic protection and spill containment manholes. | A positive use determination of 100% for the overfill/overspill protection, the spill containment manholes, and the impressed current cathodic protection which were installed. | 1996-02-19 | 26112 | 100
1450 | T1 | E-Z Serve Convenience Stores Inc | Taylor Food Mart | Hwy 287 & Taylor | Clarendon | TX | 79226 | Donley | CN600612634 | RN102280815 | Installed concrete pad at diesel, overfill/overspill protection, impressed current cathodic protection and spill containment manholes. | A positive use determination of 100% for the overfill/overspill protection, the spill containment manholes, the impressed current cathodic protection, and the concrete pad installed at the diesel pump. | 1996-02-19 | 13316 | 100
1451 | T1 | E-Z Serve Convenience Stores Inc | E-Z Serve | Hwy 359 & FM 339 | Benavides | TX | 78341 | Duval | CN600612634 | RN102357423 | Installed overfill/overspill protection, and spill containment manholes. | A positive use determination of 100% for the overfill/overspill protection and the spill containment manholes which were installed. | 1996-02-19 | 2321 | 100
1452 | T1 | E-Z Serve Convenience Stores Inc | Taylor Food Mart | 1104 W 8Th | Cisco | TX | 76437 | Eastland | CN600612634 | RN101865293 | Installed impressed current cathodic protection, overfill/overspill protection, and spill containment manholes. | A positive use determination of 100% for the overfill/overspill protection, the spill containment manholes and the impressed current cathodic protection which were installed. | 1996-02-19 | 7959 | 100
1453 | T1 | E-Z Serve Convenience Stores Inc | Taylor Food Mart | 1201 Zaragosa Rd | El Paso | TX | 79907 | El Paso | CN600612634 | insufficient Information | Installed overfill/overspill protection, and spill containment manholes. | A positive use determination of 100% for the overfill/overspill protection and the spill containment manholes which were installed. | 1996-02-19 | 3601 | 100
1454 | T1 | E-Z Serve Convenience Stores Inc | Taylor Food Mart | 1499 South Loop | Stephenville | TX | 76401 | Erath | CN600612634 | RN102406881 | Installed overfill/overspill protection and impressed current cathodic protection. | A positive use determination of 100% for the overfill/overspill protection and the impressed current cathodic protection which were installed. | 1996-02-19 | 6964 | 100
1455 | T1 | E-Z Serve Convenience Stores Inc | Taylor Food Mart |  | Gray County | TX | 79066 | Gray | CN600612634 | Insufficient Information | Installed overfill/overspill protection, spill containment manhole, overfill drop tubes and impressed current cathodic protection. | A positive use determination of 100% for the overfill/overspill protection, the spill containment manholes, and the overfill drop tubes which were installed. | 1996-02-19 | 20826 | 100
1456 | T1 | E-Z Serve Convenience Stores Inc | Taylor Food Mart 28 | Hwy 287 & Noel | Memphis | TX | 79245 | Hall | CN600612634 | insufficient Information | Installed overfill/overspill protection, spill containment manhole, and impressed current cathodic protection. | A positive use determination of 100% for the overfill/overspill protection, spill containment manholes and the impressed current cathodic protection which were installed. | 1996-02-19 | 10229 | 100
1457 | T1 | E-Z Serve Convenience Stores Inc | Taylor Food Mart 11 | 17 Collard | Spearman | TX | 79081 | Hansford | CN600612634 | RN102358215 | Installed overfill/overspill protection and spill containment manholes. | A positive use determination of 100% for the overfill/overspill protection and the spill containment manholes which were installed. | 1996-02-19 | 2441 | 100
1458 | T1 | E-Z Serve Convenience Stores Inc | Taylor Food Mart 18 | 1109 W 11Th | Quanah | TX | 79252 | Hardeman | CN600612634 | RN101293660 | Installed overfill/overspill protection and spill containment manholes. | A positive use determination of 100% for the overfill/overspill protection and the spill containment manholes which were installed. | 1996-02-19 | 2441 | 100
1459 | T1 | E-Z Serve Convenience Stores Inc | Taylor Food Mart |  | Randall County | TX | 79114 | Randall | CN600612634 | Insufficient Information | Installed impressed current cathodic protection, overfill/overspill protection and spill containment manholes. | A positive use determination of 100% for the overfill/overspill protection, the spill containment manholes, and the impressed current cathodic protection which were installed. | 1996-02-19 | 15623 | 100
1460 | T1 | E-Z Serve Convenience Stores Inc | Taylor Food Mart |  | Tarrant County | TX | 76118 | Tarrant | CN600612634 | Insufficient Information | Installed Vapor-Mate vapor recovery system, Stage II vapor recovery, impressed current cathodic protection, overfill/overspill protection and spill containment manholes. | A positive use determination of 100% for the overfill/overspill protection, the spill containment manholes, and the impressed current cathodic protection which were installed and a positive use determination of 50% for the various types of vapor recovery systems which were installed. | 1996-02-19 | 50288 | 100
1461 | T1 | E-Z Serve Convenience Stores Inc | Taylor Food Mart 68 | 414 S First | Brownfield | TX | 79316 | Terry | CN600612634 | RN102031671 | Installed overfill/overspill protection and spill containment manholes. | A positive use determination of 100% for the overfill/overspill protection and the spill containment manholes which were installed. | 1996-02-19 | 2558 | 100
1462 | T1 | E-Z Serve Convenience Stores Inc | E-Z Serve | Various See App | Uvalde County | TX | 78801 | Uvalde | CN600612634 | insufficient Information | Installed overfill/overspill protection and spill containment manholes. | A positive use determination of 100% for the overfill/overspill protection and the spill containment manholes which were installed. | 1996-02-19 | 3945 | 100
1463 | T1 | E-Z Serve Convenience Stores Inc | E-Z Serve 209 | 106 Margarita | Del Rio | TX | 78840 | Val Verde | CN600612634 | insufficient Information | Installed leak detectors. | A positive use determination of 100% for the leak detectors which were installed. | 1996-02-19 | 2247 | 100
1464 | T1 | E-Z Serve Convenience Stores Inc | Taylor Food Mart 351 | 1501 E North St | Victoria | TX | 77902 | Victoria | CN600612634 | RN102275773 | Installed overfill/overspill protection and impressed current cathodic protection. | A positive use determination of 100% for the overfill/overspill protection and the impressed current cathodic protection which were installed. | 1996-02-19 | 11700 | 100
1465 | T1 | E-Z Serve Convenience Stores Inc | Taylor Food Mart 351 | 1501 E North St | Victoria | TX | 77902 | Victoria | CN600612634 | RN102275773 | Installed overfill/overspill protection and impressed current cathodic protection. | A positive use determination of 100% for the overfill/overspill protection and the impressed current cathodic protection which were installed. | 1996-02-19 | 6700 | 100
1466 | T1 | E-Z Serve Convenience Stores Inc | Taylor Food Mart 151 | 1022 W Main | Olney | TX | 76374 | Young | CN600612634 | RN101881175 | Installed overfill/overspill protection and impressed current cathodic protection. | A positive use determination of 100% for the overfill/overspill protection and the impressed current cathodic protection which were installed. | 1996-02-19 | 7241 | 100
1467 | T1 | E-Z Serve Convenience Stores Inc | E-Z Serve 309 | 214 W Elm | Hillsboro | TX | 76645 | Hill | CN600612634 | RN102357886 | Installed overfill/overspill protection and spill containment manhole. | A positive use determination of 100% for the overfill/overspill protection and the spill containment manholes which were installed. | 1996-02-19 | 2441 | 100
1468 | T1 | E-Z Serve Convenience Stores Inc | Taylor Food Mart |  | Hutchinson County | TX | 79008 | Hutchinson | CN600612634 | Insufficient Information | Installed overfill drop tubes, impressed current cathodic protection, overfill/overspill protection and spill containment manhole. | A positive use determination of 100% for the overfill/overspill protection, the spill containment manholes, the impressed current cathodic protection, and the overfill drop tubes which were installed. | 1996-02-19 | 14223 | 100
1469 | T1 | E-Z Serve Convenience Stores Inc | E-Z Serve | Various See App | Jim Wells County | TX | 78333 | Jim Wells | CN600612634 | insufficient Information | Installed overfill/overspill protection and spill containment manhole. | A positive use determination of 100% for the overfill/overspill protections and the spill containment manholes which were installed. | 1996-02-19 | 5357 | 100
1470 | T1 | E-Z Serve Convenience Stores Inc | E-Z Serve | Various See App | Johnson County | TX | 76031 | Johnson | CN600612634 | insufficient Information | Installed impressed current cathodic protection, overfill/overspill protection and spill containment manhole. | A positive use determination of 100% for the overfill/overspill protection, the spill containment manholes, and the impressed current cathodic protection which were installed. | 1996-02-19 | 11266 | 100
1471 | T1 | E-Z Serve Convenience Stores Inc | E-Z Serve | Various See App | Kendall County | TX | 78006 | Kendall | CN600612634 | insufficient Information | Installed overfill/overspill protection. | The following property is used 100% for pollution control and is installed to meet or exceed federal or state regulations: Installed overfill/overspill protection. | 1996-02-19 | 6272 | 100
1472 | T1 | E-Z Serve Convenience Stores Inc | E-Z Serve 220 | Hwy 27 Box 1177 | Ingram | TX | 78025 | Kerr | CN600612634 | insufficient Information | Installed overfill/overspill protection and spill containment manholes. | A positive use determination of 100% for the overfill/overspill protection and the spill containment manholes which were installed. | 1996-02-19 | 2441 | 100
1473 | T1 | E-Z Serve Convenience Stores Inc | E-Z Serve | Various See App | Kleburg County | TX | 78364 | Kleburg | CN600612634 | insufficient Information | Installed leak detectors, overfill/overspill protection and spill containment manholes. | A positive use determination of 100% for the overfill/overspill protection, the spill containment manholes, and the leak detectors which were installed. | 1996-02-19 | 9474 | 100
1474 | T1 | E-Z Serve Convenience Stores Inc | Taylor Food Mart 44 | 702 Ave Q | Lubbock | TX | 79401 | Lubbock | CN600612634 | insufficient Information | Installed overfill/overspill protection and spill containment manholes. | A positive use determination of 100% for the overfill/overspill protection and the spill containment manholes which were installed. | 1996-02-19 | 2539 | 100
1475 | T1 | E-Z Serve Convenience Stores Inc | Taylor Food Mart |  | Moore County | TX | 79029 | Moore | CN600612634 | Insufficient Information | Installed impressed current cathodic protection, overfill/overspill protection and spill containment manholes. | A positive use determination of 100% for the overfill/overspill protection, the spill containment manholes, and the impressed current cathodic protection which were installed. | 1996-02-19 | 14501 | 100
1476 | T1 | E-Z Serve Convenience Stores Inc | E-Z Serve | Various See App | Nueces County | TX | 78401 | Nueces | CN600612634 | insufficient Information | Installed leak detectors and overfill/overspill protection. | A positive use determination of 100% for the overfill/overspill protection and the leak detectors which were installed. | 1996-02-19 | 7650 | 100
1477 | T1 | E-Z Serve Convenience Stores Inc | Taylor Food Mart |  | Potter County | TX | 79114 | Potter | CN600612634 | Insufficient Information | Installed overfill/overspill protection, spill containment manholes, and impressed current cathodic protection. | A positive use determination of 100% for the impressed current cathodic protection, the overfill/overspill protection and the spill containment manholes installed. | 1996-03-18 | 19519 | 100
1478 | T1 | Willamette Industries Inc | Willamette Industries - Dallas Bag Plant | 1302 W N Carrier Pkwy | Grand Prairie | TX | 75050 | Dallas | CN600354401 | RN102786860 | Installed filter press. | A positive use determination of 100% for the installation of the filter press. | 1996-03-04 | 6500 | 100
1479 | T1 | Air Products And Chemicals Inc | Pasadena Chemical Plant | 1423 Hwy 225 | Pasadena | TX | 77506 | Harris | CN601658347 | RN100221324 | The system/equipment consists of five water scrubbers. These scrubbers consist of piping, flow controls, temperature instrumentation and controls, interface with main process computer control system, scrubbers/spray nozzles and pumps. | A positive use determination of 100% for the installation of the five water scrubbers. | 1996-03-04 | 185000 | 100
1480 | T1 | Air Products And Chemicals Inc | Pasadena Chemical Plant | 1423 Hwy 225 | Pasadena | TX | 77506 | Harris | CN601658347 | RN100221324 | Upgrade to TDA Pad Wastewater System. Improvements include pumps, secondary containment in the trench/sump, new sump level controls and new switching controls. | A positive use determination of 100% for the upgrade to the TDA Pad Wastewater System. | 1996-03-15 | 200000 | 100
1481 | T1 | Air Products And Chemicals Inc | Pasadena Chemical Plant | 1423 Hwy 225 | Pasadena | TX | 77506 | Harris | CN601658347 | RN100221324 | TDA Catalyst Filtration System The system is composed of several filter housings with numerous metal filter elements in each housing. | A positive use determination of 100% for the TDA Catalyst Filtration System. | 1996-02-19 | 300000 | 100
1482 | T1 | Hughes Christensen Company | Hughes Christensen | 9110 Grogans Mill Rd | The Woodlands | TX | 77380 | Montgomery | CN600323752 | RN100614593 | Installed following equipment: Mist collector for assembly washer, coolant and mist cntl-grdner GDR, Tocco recirculating water system, three Torit dust collectors, furnace cooling system and grinding area enclosure. | A positive use determination of 100% for the mist collector for the Assy Washer, the coolant and mist Cntl-Grdner, the Tocco Recirculating Water system, the three Torit dust collectors, the furnace cooling system and the Grinding area enclosure dust reclaimer. | 1996-03-04 | 197850.75 | 100
1483 | T1 | Texas Genco II LP | Cedar Bayou | 7705 Old West Bay Rd | Baytown | TX | 77520 | Chambers | CN603919200 | RN100825371 | Asbestos Abatement Project - Property includes HEPA vacuum equipment, negative air pressure enclosures, glove bags, personnel protective equipment, decontamination facilities and testing. | A positive use determination of 100% for the asbestos abatement project. | 1996-02-19 | 136030 | 100
1484 | T1 | Prewash & Pressing Svc Inc | Prewash & Pressing Service Inc | 3517 Frutas St | El Paso | TX | 79905 | El Paso | CN603323247 | RN100810217 | Construction of new water treatment concrete tanks. Equipment includes filter press, separator, clarifier, ozonization, ultrafiltration. | A positive use determination of 100% for the installation of new equipment at the wastewater treatment facility. | 1996-03-04 | 1138463 | 100
1485 | T1 | Motorola | Motorola - Ed Bluestein | 3501 Ed Bluestein Bl | Austin | TX | 78721 | Travis | CN600271365 | RN100843747 | Installed seven acid fume scrubbers, installed a rotary concentrator/oxidizer, and installed an exhaust collection system for the APRDL/MOS13 complex. Installed several continuous emissions monitoring systems. Included in the equipment is a FTIR spectrophotometer and two FID total hydrocarbon monitors. | A positive use determination of 100% for the seven acid fume scrubbers, the rotary concentrator/oxidizer, the exhaust collection system, and the several continuous emission monitoring systems. | 1996-03-04 | 10550842 | 100
1486 | T1 | Motorola | Motorola - Ed Bluestein | 3501 Ed Bluestein Bl | Austin | TX | 78721 | Travis | CN600271365 | RN100843747 | A series of stormwater basins were installed in conjunction with the construction of the new Central Plant 3 complex. A new 6400 gallon caustic tank was installed at the site's Industrial Wastewater Neutralization Facility. An industrial wastewater drain system was installed in conjunction with the construction of the APRDL/MOS13 complex. | A positive use determination of 100% for the stormwater basins installed in conjunction with the construction of the Central Plant 3 complex; the installation of the new 6400 caustic delivery tank and associated equipment; and the industrial wastewater drain system. | 1996-03-04 | 2637150 | 100
1487 | T1 | Motorola | Motorola - Ed Bluestein | 3501 Ed Bluestein Bl | Austin | TX | 78721 | Travis | CN600271365 | RN100843747 | A waste collection and secondary containment system was installed in conjunction with the construction of the APRDL/MOS13 complex. The system includes seven tanks. A secondary containment system for electrical transformers was installed at the new APRDL/MOS13 complex. A rinse pad was installed. Several secondary containment and leak detection systems were installed for the new APRDL/MOS13 complex. | A positive use determination of 100% for the waste collection and secondary containment system installed as part of APRDL/MOS13 Complex; the secondary containment system for the electrical transformers; the rinse pad installed to treat solid wastes; and the several secondary containment and leak detection systems installed as part of the APRDL/MOS13 Complex. | 1996-02-19 | 6765718 | 100
1488 | T3 | Lyondell-Citgo Refining LP | Lyondell-Citgo Refinery | 12000 Lawndale | Houston | TX | 77017 | Harris | CN602600140 | RN100218130 | Utilities and Offsites: The utilities and offsites work includes interconnecting the units and the sour water treatment system and the amine system. | A positive use determination of 91.21% for the Utilities and Offisites project related to the Sulfur Recovery Unit project. | 1996-07-25 | 15846000 | 100
1489 | T1 | Lyondell-Citgo Refining LP | Lyondell-Citgo Refinery | 12000 Lawndale | Houston | TX | 77017 | Harris | CN602600140 | RN100218130 | Installed a sealed sewer system and stormwater segregation system. | A positive use determination of 100% for the sealed sewer system and the stormwater segregation system. | 1996-04-09 | 701100 | 100
1490 | T1 | Lyondell-Citgo Refining LP | Lyondell-Citgo Refinery | 12000 Lawndale | Houston | TX | 77017 | Harris | CN602600140 | RN100218130 | Installed BACT to control/reduce emissions from the crude/vacuum unit 537. | A positive use determination of 100% for the Best Available Control Technology (BACT) installed to control or reduce emissions at the Crude/Vacuum Unit (537). Equipment includes the enclosed relief valves and systems installed in order to reduce maintenance and turnaround emissions. | 1996-04-09 | 1003200 | 100
1491 | T1 | Lyondell-Citgo Refining LP | Lyondell-Citgo Refinery | 12000 Lawndale | Houston | TX | 77017 | Harris | CN602600140 | RN100218130 | The Catfeed/Hydrotreater (Unit 636) provides high pressure treatment to remove contaminants. | The following property is used 100% for pollution control and is installed to meet or exceed federal or state regulations: | 1996-04-09 | 866400 | 100
1492 | T1 | Lyondell-Citgo Refining LP | Lyondell-Citgo Refinery | 12000 Lawndale | Houston | TX | 77017 | Harris | CN602600140 | RN100218130 | The Catfeed/Hydrotreater (Unit 636) provides high pressure treatment to remove contaminants. | A positive use determination of 100% for the use of Best Available Control Technology (BACT) at the Catfeed Hydrotreater Unit (636). Equipment includes the enclosed relief valves and system installed in order to reduce maintenance and turnaround emissions. | 1996-04-09 | 843600 | 100
1493 | T1 | Lyondell-Citgo Refining LP | Lyondell-Citgo Refinery | 12000 Lawndale | Houston | TX | 77017 | Harris | CN602600140 | RN100218130 | Sealed sewer systems and stormwater segregation in the Coking Unit. | The following property is used 100% for pollution control and is installed to meet or exceed federal or state regulations: | 1996-04-09 | 15048000 | 100
1494 | T1 | Lyondell-Citgo Refining LP | Lyondell-Citgo Refinery | 12000 Lawndale | Houston | TX | 77017 | Harris | CN602600140 | RN100218130 | Best Available Control Technology (BACT) at the Delayed Coker Unit (737). Equipment includes enclosed relief valves, systems installed to reduce maintenance and turnaround emissions, and predictive emission monitoring equipment. | A positive use determination of 100% for the use of Best Available Control Technology (BACT) at the Delayed Coker Unit (737). Equipment includes enclosed relief valves, systems installed to reduce maintenance and turnaround emissions, and predictive emission monitoring equipment. | 1996-04-09 | 5016000 | 100
1495 | T1 | Lyondell-Citgo Refining LP | Lyondell-Citgo Refinery | 12000 Lawndale | Houston | TX | 77017 | Harris | CN602600140 | RN100218130 | Use of sealed sewer systems and stormwater segregation by the Hydrotreating Distillation Unit (633). | A positive use determination of 100% for the sealed sewer and stormwater segregation system. | 1996-04-09 | 287280 | 100
1496 | T1 | Lyondell-Citgo Refining LP | Lyondell-Citgo Refinery | 12000 Lawndale | Houston | TX | 77017 | Harris | CN602600140 | RN100218130 | BACT including enclosed relief valves and systems are used by the Hydrotreating Distillation Unit (633). | A positive use determination of 100% for the use of Best Available Control Technology (BACT) at the Hydrotreater Distillate Unit (633). Equipment includes enclosed relief valves and systems installed in order to reduce maintenance and turnaround emissions. | 1996-04-09 | 1054500 | 100
1498 | T1 | Lyondell-Citgo Refining LP | Lyondell-Citgo Refinery | 12000 Lawndale | Houston | TX | 77017 | Harris | CN602600140 | RN100218130 | This project included engineering, procurement, and installation of lines to upgrade a section of the underground stormwater sewer located on the east side of the refinery. Scope of work includes upgrading 900 foot long section of underground stormwater pipe with special in-situ sewer lining and installation of two inspection manholes. Scope also includes visual inspection and cleaning of this section of the sewer. In addition this project includes the cost to properly dispose of the excavated soil during the construction of the lining, temporary pumps and lines will be installed. | A positive use determination of 100% for the project to upgrade a 900 foot long section of the underground stormwater sewer and associated costs. | 1996-03-04 | 1750000 | 100
1499 | T1 | Lyondell-Citgo Refining LP | Lyondell-Citgo Refinery | 12000 Lawndale | Houston | TX | 77017 | Harris | CN602600140 | RN100218130 | This project includes installing new flowmeters and composite samplers for the Houston Street Flare. A continuous analyzer and shelter for Total Sulfur for each flare, with provisions for a 'spot check' sample will also be installed. Each of the device outputs will be connected to the control room system. | A positive use determination of 100% for the new flow meters, composite samplers, and ancillary equipment installed for the Houston Street Flare. | 1996-03-01 | 915000 | 100
1500 | T1 | Lyondell-Citgo Refining LP | Lyondell-Citgo Refinery | 12000 Lawndale | Houston | TX | 77017 | Harris | CN602600140 | RN100218130 | This project replaced the current PLC control system with enhanced and integrated controls in the TDC 3000 format. | A positive use determination of 100% for the TDC 3000 distributed control system. | 1996-04-09 | 481000 | 100
1501 | T1 | Lyondell-Citgo Refining LP | Lyondell-Citgo Refinery | 12000 Lawndale | Houston | TX | 77017 | Harris | CN602600140 | RN100218130 | The 533 Complex Compliance Monitoring Project provides continuous electronic monitoring of the process units in the lubricants area. For each control room, electronic field transmitters, signal concentrators, a local PC with software and interfaces for the Refinery Information System will be provided. | A positive use determination of 100% for the equipment installed in each control room for use for continuous emission monitoring. | 1996-03-16 | 986000 | 100
1502 | T1 | Lyondell-Citgo Refining LP | Lyondell-Citgo Refinery | 12000 Lawndale | Houston | TX | 77017 | Harris | CN602600140 | RN100218130 | This project was for the installation of facilities to tie the discharge of five relief valves into the new expansion flare header. | A positive use determination of 100% for the project to install facilities to tie the discharge of five relief valves into the new expansion flare header and the installation of the new flare header. | 1996-03-02 | 4436000 | 100
1503 | T1 | Lyondell-Citgo Refining LP | Lyondell-Citgo Refinery | 12000 Lawndale | Houston | TX | 77017 | Harris | CN602600140 | RN100218130 | This project was funded to control the refinery's end-of pipe oily water system and the east and west storm watershed areas to address several environmental issues. This project includes engineering, procurement and construction of oily and water grease handling facilities in several areas of the plant. Equipment added will include an 80,000 bbl floating roof tank, three new Gulf Coast Water District Authority pumps and ancillary equipment and lines. | A positive use determination of 100% for the tank, three pumps with ancillary equipment, lines and other equipment installed as part of the project to construct oily and water grease handling facilities in the Canning & Lubes, No. 6 Fuel Pumping and East Guard Basin areas. | 1996-03-01 | 16000000 | 100
1504 | T1 | Lyondell-Citgo Refining LP | Lyondell-Citgo Refinery | 12000 Lawndale | Houston | TX | 77017 | Harris | CN602600140 | RN100218130 | The utilities and offsites work supports in not only interconnecting the units, it also provides environmental controls. The utilities work includes sour water treatment system and amine system. Prevention of hydrocarbon releases are reduced by using the sealed sewer systems and stormwater segregation. | The following property is used 100% for pollution control and is installed to meet or exceed federal or state regulations: | 1996-04-09 | 1254000 | 100
1505 | T1 | Houston Lighting & Power Company | South Texas Project | 8 M W On FM 521 | Wadsworth | TX | 77483 | Matagorda | CN600276653 | RN102395654 | The site installed a new activated sludge sewage treatment plant. Equipment installed included the wastewater treatment facility and associated pumps, blowers and piping. Installation also included disinfection equipment consisting of a sodium hypochlorite storage tank, pumps and secondary containment. | A positive use determination of 100% for the activated sludge sewage treatment plant. Property includes the wastewater treatment facility and associated pumps, blowers and piping, and disinfection equipment. | 1996-03-02 | 576300 | 100
1506 | T1 | Houston Lighting & Power Company | South Texas Project | 8 M W On FM 521 | Wadsworth | TX | 77483 | Matagorda | CN600276653 | RN102395654 | The site installed a new potable water pumping station. Equipment installed included groundwater storage tanks, a sodium hypochlorite storage tank with secondary containment and associated piping and pumping equipment. | A positive use determination of 100% for the new potable water pumping station. | 1996-03-02 | 410932 | 100
1507 | T1 | Houston Lighting & Power Company | South Texas Project | 8 M W On FM 521 | Wadsworth | TX | 77483 | Matagorda | CN600276653 | RN102395654 | The site installed a sump pump and associated piping in the secondary containment sump of the site's High Total Dissolved Solids Tanks. | A positive use determination of 100% for the sump pump and associated piping installed in the secondary containment sump. | 1996-03-02 | 86782 | 100
1508 | T1 | Amoco Chemical Company | Amoco Texas City | 2800 FM 519 E | Texas City | TX | 77592 | Galveston | CN600126775 | RN103102687 | As part of the project to construct a paraxylene unit a segregated sewer system is being installed. Process wastewater will be collected, segregated in an enclosed sewer system and conveyed to a storage drum. The project includes an above grade collection header for wastewater and above ground vents to the flare header. | A positive use determination of 100% for the segregated sewer system. Property includes the enclosed sewer system, the above grade collection header and the above grade drum. | 1996-03-01 | 5000000 | 100
1509 | T1 | Amoco Oil Company | Amoco Texas City | 2401 Fifth Ave S | Texas City | TX | 77590 | Galveston | CN600126775 | RN102324829 | This project will install an incineration facility. Incineration by thermal oxidation process calls for 8 dockside safety spools and a common vapor line feeding three thermal oxidizers. Each train will employ a variable speed blower. | A positive use determination of 100% for the Marine Dockside Vapor Recovery System consisting of eight dockside safety spools, a common vapor line, and three thermal oxidizers. | 1996-03-01 | 15320000 | 100
1510 | T1 | Shell Oil Company | Shell Deer Park - Refinery | 5900 Hwy 225 | Deer Park | TX | 77536 | Harris | CN601405145 | RN100211879 | Landfill Project: This project installed a cap to close existing Landfill Cell #3 and installed a new Landfill Cell #2. | A positive use determination of 100% for the project to cap Landfill Cell #3 and install new Landfill Cell #2. | 1996-02-19 | 5100000 | 100
1511 | T1 | Shell Oil Company | Shell Chemical - Deer Park | 5900 Hwy 225 | Deer Park | TX | 77536 | Harris | CN601405145 | RN100211879 | Installed an internal floating roof on tank D-343. | A positive use determination of 100% for the installation of the internal floating roof on tank D-343. | 1996-02-19 | 195000 | 100
1513 | T1 | Lyondell-Citgo Refining LP | Lyondell-Citgo Refinery | 12000 Lawndale | Houston | TX | 77017 | Harris | CN602600140 | RN100218130 | The project scope of work included the following: Installed TDC 3000 for Blender DCS controls. Installed Honeywell Blend Ratio Control Technology and Blend Properties Control Technology. Installed 5 Near Infrared Perkin Elmer analyzers, 4 Applied Gas Chromatographs, 2 ABB Reid Vapor Pressure analyzers and 1 ASOMA Sulfur analyzer. Provided WK COMPLY software for governmental reporting compliance. Added a control room to east side of laboratory. Installed a cold room for storage of RFG gasoline samples on the west side of the laboratory. Installed new MTBE Tank, Tk 920, and made piping changes to provide a dedicated MTBE dock line. | A positive use determination of 100% for the five Near Infrared Perkins Analyzers, the four Applied Gas Chromatographs, the two ABB Reid Vapor Pressure analyzers and the one ASOMA Sulfur analyzer; the WK COMPLY software; and the cold room installed on the west side of the laboratory. A negative use determination for the TDC 3000 which was installed; the Honeywell Blend Ratio Control Technology and Blend Properties Control Technology; the control room added to the east side of the laboratory; and the MTBE Tank (Tk 920) and piping which were installed to provide a dedicated MTBE dock line. Negative determination this is production equipment and not pollution control equipment. | 1996-05-13 | 16300000 | 100
1514 | T1 | Shell Oil Company | Shell Chemical - Deer Park | 5900 Hwy 225 | Deer Park | TX | 77536 | Harris | CN601405145 | RN100211879 | Ammonia Vent Scrubber: This project installed a scrubber to remove contaminants from four gas streams and reduce flaring. | A positive use determination of 100% for the ammonia vent scrubber. | 1996-03-06 | 1500000 | 100
1515 | T1 | Shell Oil Company | Shell Chemical - Deer Park | 5900 Hwy 225 | Deer Park | TX | 77536 | Harris | CN601405145 | RN100211879 | OP-II Unit Vent Recovery Project: This project installed piping to reroute vent streams back to process lines. | A positive use determination of 50% for the OP-II Vent Recovery System. | 1996-03-01 | 87500 | 100
1516 | T1 | Shell Oil Company | Shell Chemical - Deer Park | 5900 Hwy 225 | Deer Park | TX | 77536 | Harris | CN601405145 | RN100211879 | OL-III Unit Vent Recovery Project: This project installed piping to reroute vent streams back to process lines. | A positive use determination of 50% for the OL-III Unit Vent Recovery Project. | 1996-03-01 | 50000 | 100
1517 | T1 | Houston Lighting & Power Company | South Texas Project | 8 M W On FM 521 | Wadsworth | TX | 77483 | Matagorda | CN600276653 | RN102395654 | This site completed installation of equipment to upgrade the Oily Waste Treatment System. Equipment installed includes depth filters, pumps and a tank with secondary containment. | A positive use determination of 100% for the upgrade to the Oily Waste Treatment System. Equipment includes depth filters, pumps, and a tank. | 1996-02-19 | 27785 | 100
1518 | T1 | Chevron Phillips Chemical Co LP | Chevron Phillips Orange | 5309 FM 1006 | Orange | TX | 77630 | Orange | CN600303614 | RN100215615 | Three projects: 1. The property is a double seal internal floating roof that is installed in a 39,000 gallon Hexane Tank. 2. This property is a 6,000 gallon API Oil/Water Separator installed to compliment a previously installed wastewater system. 3. The property is a flexible coating system installed on two hazardous waste containment dikes. | A positive use determination of 100% for the double seal internal floating roof installed in the 39,000 gallon Hexane Tank, the 6,000 gallon API Oil/Water Separator, and the flexible coating system installed on the two hazardous waste containment dikes. | 1996-03-07 | 639300 | 100
1519 | T1 | Exxon Mobil Corporation | ExxonMobil - Hearn Products Terminal | Hwy 6 | Hearne | TX | 77859 | Robertson | CN600123939 | RN104674601 | Installation of a John Zink Vapor Recovery Unit, a John Jordan Company continuous emission monitor, and a 1,000 gallon condensate knock out tank. | A positive use determination of 50% for the Vapor Recovery Unit which was installed at the Hearne Marketing Terminal. | 1996-03-01 | 287500 | 100
1520 | T1 | Oxy Vinyls LP | Occidental Deer Park Works | 1000 Tidal Rd | Deer Park | TX | 77536 | Harris | CN600129126 | RN100225879 | Installation of Emergency Vent Scrubber and Kohler Diesel Driven Generator. | A positive use determination of 100% for the Deer Park Mercury Cell Plant Emergency Vent Scrubber and the backup diesel generator which were installed. | 1996-03-01 | 3459000 | 100
1521 | T1 | Mobil Chemical Co | Mobil Polyethylene Plant | Hwy 90 W | Beaumont | TX | 77707 | Jefferson | Insufficient Information | Insufficient Information | The project included the installation of pumps, piping, filters, separators screens, and associated electrical and instrumentation devices. The project also included the concrete lining of ditches. | A positive use determination of 100% for the installation of the pumps, piping, filter separator screens, associated equipment and concrete. | 1996-03-02 | 2356400 | 100
1522 | T1 | Triple A Oil Co Inc | Colony Texaco | 4920 Main St | The Colony | TX | 75056 | Denton | CN600505481 | RN103086443 | Installation of Stage II Vapor Recovery equipment. | The following property is used 100% for pollution control and is installed to meet or exceed federal or state regulations: installation of Stage II Vapor Recovery equipment. | 1996-03-01 | 46645 | 100
1523 | T1 | Triple A Oil Co Inc | Seagoville Texaco | 2806 North Hwy 175 | Seagoville | TX | 75159 | Dallas | CN600455950 | RN102905635 | Installation of Stage II Vapor Recovery equipment. | The following property is used 100% for pollution control and is installed to meet or exceed federal or state regulations: installation of Stage II Vapor Recovery equipment. | 1996-03-01 | 24618 | 100
1524 | T1 | Triple A Oil Co Inc | Plano Texaco | 2500 Ave K | Plano | TX | 75074 | Collin | CN600505481 | Insufficient Information | Installation of Stage II Vapor Recovery equipment. | The following property is used 100% for pollution control and is installed to meet or exceed federal or state regulations: installation of Stage II Vapor Recovery equipment. | 1996-03-01 | 19750 | 100
1525 | T1 | Triple A Oil Co Inc | Wilmer Texaco | I-45 @ Beltline Rd | Wilmer | TX | 75172 | Dallas | CN600505481 | RN104858204 | Installation of Stage II Vapor Recovery equipment. | The following property is used 100% for pollution control and is installed to meet or exceed federal or state regulations: installation of Stage II Vapor Recovery equipment. | 1996-03-01 | 50633 | 100
1526 | T1 | Triple A Oil Co Inc | Buddy's Texaco | 2360 Valwood Pkwy | Farmers Branch | TX | 75234 | Dallas | CN600455950 | RN102653300 | Installation of Stage II Vapor Recovery equipment. | The following property is used 100% for pollution control and is installed to meet or exceed federal or state regulations: installation of Stage II Vapor Recovery equipment. | 1996-03-01 | 43124 | 100
1527 | T1 | Triple A Oil Co Inc | Irving Blvd. Texaco | 2899 Irving Blvd | Dallas | TX | 75207 | Dallas | CN600505481 | RN102464229 | Installation of Stage II Vapor Recovery equipment. | The following property is used 100% for pollution control and is installed to meet or exceed federal or state regulations: installation of Stage II Vapor Recovery equipment. | 1996-03-02 | 45019 | 100
1528 | T1 | Triple A Oil Co Inc | Abrams Forest Fina | 9390 Forest Ln | Dallas | TX | 75243 | Dallas | CN600455950 | RN102470416 | Installation of Stage II Vapor Recovery equipment. | The following property is used 100% for pollution control and is installed to meet or exceed federal or state regulations: installation of Stage II Vapor Recovery equipment. | 1996-03-01 | 31450 | 100
1529 | T1 | La Gloria Oil & Gas Company | Tyler Refinery | 1125 McMurry Dr | Tyler | TX | 75702 | Smith | CN602831232 | RN100222512 | Install third fire water pump and associated piping. | A positive use determination of 100% for the installation of the third fire water pump. | 1996-03-08 | 85000 | 100
1530 | T1 | La Gloria Oil & Gas Company | Tyler Refinery | 1125 McMurry Dr | Tyler | TX | 75702 | Smith | CN602831232 | RN100222512 | Project to provide better containment to Sulfuric Acid Storage Facility. Property includes foundations and spill containment area. | A positive use determination of 100% for the repair or replacement of the equipment in the sulfuric acid solution containment area. | 1996-03-02 | 98000 | 100
1531 | T1 | La Gloria Oil & Gas Company | Tyler Refinery | 1125 McMurry Dr | Tyler | TX | 75702 | Smith | CN602831232 | RN100222512 | the cleanup of the sulfuric acid spill, the remediation of the soil and the decontamination equipment. | A positive use determination of 100% for the cleanup of the sulfuric acid spill, the remediation of the soil and the decontamination equipment. | 1996-03-02 | 260542 | 100
1532 | T1 | La Gloria Oil & Gas Company | Tyler Refinery | 1125 McMurry Dr | Tyler | TX | 75702 | Smith | CN602831232 | RN100222512 | Paving and drainage in Cat Unit and Caustic Areas. Installation of concrete, retaining wall and drainage sump in API Separator Area. | A positive use determination of 100% for the paving and drainage installed around the Cat Unit and the Caustic Areas and the paving in the API Separator Area. | 1996-03-02 | 680000 | 100
1533 | T1 | La Gloria Oil & Gas Company | Tyler Refinery | 1125 McMurry Dr | Tyler | TX | 75702 | Smith | CN602831232 | RN100222512 | Project to provide cathodic protection to 4" and 6" refinery gas supply piping. | A positive use determination of 100% for the cathodic protection installed for the 4" and 6" natural gas supply lines. | 1996-03-02 | 9058 | 100
1534 | T1 | La Gloria Oil & Gas Company | Tyler Refinery | 1125 McMurry Dr | Tyler | TX | 75702 | Smith | CN602831232 | RN100222512 | Removal and disposal of asbestos. | A positive use determination of 100% for the asbestos abatement project. | 1996-02-19 | 150000 | 100
1535 | T1 | La Gloria Oil & Gas Company | Tyler Refinery | 1125 McMurry Dr | Tyler | TX | 75702 | Smith | CN602831232 | RN100222512 | Replace roof on Tank 2 and add internal floating roof to tanks 2, 3, & 4. | A positive use determination of 100% for the replacement of the roofs and installation of internal floating roofs on tanks 2, 3, and 4. | 1996-03-02 | 102000 | 100
1536 | T1 | Crown Central Petroleum Corp | Crown Central - Pasadena Refinery | 111 Red Bluff Rd | Pasadena | TX | 77506 | Harris | CN600273999 | RN100716661 | Fluoride Removal/ASO Neutralizer Expansion Project. Fluoride Removal/Recovery Project. | A positive use determination of 100% for the Fluoride Removal/ASO Neutralizer Expansion Project and the Fluoride Removal/Recovery System. | 1996-03-02 | 1224000 | 100
1537 | T1 | Crown Central Petroleum Corp | Crown Central - Pasadena Refinery | 111 Red Bluff Rd | Pasadena | TX | 77506 | Harris | CN600273999 | RN100716661 | Purchase HF & HC detectors for Alky 1 and 2. Purchase Hydrocarbon Detectors for MTBE unit. | A positive use determination of 100% for the installation of the HF & HC detectors in Alky 1 & 2 and the Hydrocarbon detectors for the MTBE unit. | 1996-03-02 | 35525 | 100
1538 | T1 | Mission Valley Textiles Inc | Mission Valley Textiles | 555 Porter St | New Braunfels | TX | 78130 | Comal | CN600794929 | RN101057313 | Installation of a building and ozone generators to remove color from wastewater. | A positive use determination of 100% for the building and ozone generators installed to remove color from wastewater. | 1996-03-02 | 572000 | 100
1539 | T1 | Ingram Ready-mix Inc | Ingram Ready-mix Fredericksburg Plant | 308 Tivydale Road | Fredericksburg | TX | 78624 | Gillespie | CN600240188 | RN100250547 | This equipment is a Dust Collection System that continuously captures emissions generated at the time materials are charged into a ready-mix mixer truck. The emissions are captured by an enclosed system of filter bags. | A positive use determination of 100% for the 60-700A baghouse and the two 1740 baghouses. | 1996-03-01 | 31800 | 100
1540 | T1 | Simpson Pasadena Paper Co | Simpson Pasadena Paper | 901 N Shaver | Pasadena | TX | 77506 | Harris | CN600131551 | RN100224609 | The No. 6 and No. 7 Electrostatic Precipitators were completely rebuilt. | A positive use determination of 100% for the rebuilding of the No. 6 and No. 7 Electrostatic Precipitators. | 1996-03-02 | 3531104 | 100
1541 | T1 | Simpson Pasadena Paper Co | Simpson Pasadena Paper | 901 N Shaver | Pasadena | TX | 77506 | Harris | CN600131551 | RN100224609 | The Mill replaced the obsolete controls for the Thermal Oxidation Plant incinerator burner management system. | A positive use determination of 100% for the replacement of the controls for the Thermal Oxidation Plant incinerator burner management system. | 1996-03-02 | 124430 | 100
1542 | T1 | Lyondell-Citgo Refining LP | Lyondell - Victoria | Old Bloomington Rd | Victoria | TX | 77902 | Victoria | Insufficient Information | Insufficient Information | Wastewater from existing and new sump pumps will be collected in two new Wastewater Storage Tanks. Two new pumps will be installed. New Sumps and sump pumps will be installed on both 24" water sealed sewer lines. Two new 8" lines will connect the new sump pumps to the new storage tanks. Paving and curbing with a gravity sump to a new sump by the Flare will be installed in three process areas. Two new sump pumps will be installed. A new 4" line will connect the new pumps to the existing 4" sump water header. | A positive use determination of 100% for the Plant Stormwater Segregation Project. | 1996-03-02 | 120000 | 100
1543 | T1 | Lyondell-Citgo Refining LP | Lyondell - Matagorda | 13 M S On Hwy 60 | Bay City | TX | 77414 | Matagorda | CN600124705 | RN100216159 | VOC Reduction Project: Equipment required to achieve purge includes: 1. Installation of a high pressure N2 header. 2. Installation of a blower and controls on Lines 1 & 2. 3. Installation of controls and piping on Line 3. 4. Insulation of A and B PTS. 5. Installation of a large header, with associated controls. 6. Modification of Line 1 and 2 Carrier Gas Systems in Drying Area (300 Area). 7. Modification of Carrier Gas Systems. Installation of chilled water flow control valves. Separate from this project is the installation of a BTU analyzer on the flare header along with associated controls. | The following property is used 100% for pollution control and is installed to meet or exceed federal or state regulations: VOC Reduction Project including installation of a high pressure N2 header; installation of a blower and controls on Lines 1 & 2; installation of controls and piping on Line 3; insulation of A and B PTS; installation of a large header, with associated controls; modification of Line 1 and 2 Carrier Gas Systems in Drying Area (300 Area); modification of Carrier Gas Systems; installation of chilled water flow control valves, and separate from this project is the installation of a BTU analyzer on the flare header along with associated controls. | 1996-03-05 | 641000 | 100
1544 | T1 | Lyondell-Citgo Refining LP | Lyondell - Matagorda | 13 M S On Hwy 60 | Bay City | TX | 77414 | Matagorda | CN600124705 | RN100216159 | This project entails the installation of containment trenches in the 700 area of the plant where acid and caustic trucks are unloaded. The trenches are designed to collect and route surface drainage to the plant treatment system. | A positive use determination of 100% for the containment trenches installed in the 700 Area. | 1996-03-02 | 40000 | 100
1545 | T1 | Elf Atochem North America Inc | Elf Atochem North America Inc | 2231 Haden Rd | Houston | TX | 77015 | Harris | CN600124044 | RN100209444 | Two Projects - 1. A pipeline was installed from drumming building directly to the hazardous waste tanks. 2. CS2 Tank Farm Containment - Soil was removed and disposed of. A concrete slab with an impermeable liner was installed. | A positive use determination of 100% for the piping installed from the drumming building to the waste tanks and the containment installed surrounding Tank T-73. | 1996-02-19 | 310608 | 100
1546 | T1 | Elf Atochem North America Inc | Elf Atochem North America Inc | 2231 Haden Rd | Houston | TX | 77015 | Harris | CN600124044 | RN100209444 | Four projects: 1. Stormwater Management - stormwater management controls were installed for the control of potential pollution sources in the stormwater discharge zone. 2. Soil Erosion Control - west end of plant site was graded. 3. Wastewater pH Alarm - installed pH indicator, alarm, and shutdown device for backwash sump and filter feed pumps. 4. Hydropneumatic Tank - Installation of vessel, compressor, piping, instrumentation and electrical, foundation, support, and tie-in from potable water tank. | A positive use determination of 100% for the following projects: 1. Stormwater Management Project; 2. Soil Erosion Control; 3. Wastewater pH Alarm; 4. Hydropneumatic Tank. | 1996-03-02 | 1142686 | 100
1547 | T1 | Elf Atochem North America Inc | Elf Atochem North America Inc | 2231 Haden Rd | Houston | TX | 77015 | Harris | CN600124044 | RN100209444 | Six projects: 1. Flare Header Upgrade - Install a larger header. Add new relief devices on several tanks and dryers. 2 Purchase a Photoionization Detector. 3. Tie Tank T-106 Vent to Hot Oil Heater. 4. Route N. Vacuum Compressor safety valve to flare and add rupture disc. 5. Replace screwed pipe connections on 80 and 92 units with welded connections. 6. Replaced screwed piping in the H2S Tower Control Valve Manifold with welded connections. | A positive use determination of 100% for the following projects: 1. Flare Header Upgrade, 2. Purchase of Photoionization Detectors, 3. Vent on Tank T-106 to Hot Oil Heater, 4. Route N. Vacuum Compressor safety valve to flare and add rupture disk, 5. Screwed Piping Replacement in 80 and 92 Units, 6. Screwed Piping Replacement in H2S Tower Control Valve Manifold. | 1996-03-02 | 2261628 | 100
1548 | T1 | Elf Atochem North America Inc | Elf Atochem North America Inc | 18000 Crosby Eastgate Rd | Crosby | TX | 77532 | Harris | CN600124044 | RN100210301 | The site disposes of process related wastewater by injection. A tank system was installed to segregate the waste stream before it is injected. The project includes the tank, piping, and electronic controls. | A positive use determination of 100% for the project to install a tank system to segregate the wastewater stream before injection. Property includes the tank, piping and electronic controls. | 1996-03-02 | 117225 | 100
1549 | T1 | Elf Atochem North America Inc | Elf Atochem North America Inc | 18000 Crosby Eastgate Rd | Crosby | TX | 77532 | Harris | CN600124044 | RN100210301 | The site disposes of process related wastewater by injection. A second well has been drilled and completed. | The following property is used 100% for pollution control and is installed to meet or exceed federal or state regulations: wastewater injection well. | 1996-04-03 | 1990065 | 100
1550 | T1 | Elf Atochem North America Inc | Elf Atochem North America Inc | 18000 Crosby Eastgate Rd | Crosby | TX | 77532 | Harris | CN600124044 | RN100210301 | The site manages raw materials, products, wastes and spent acid in tanks and containers. The tank systems and container storage areas require secondary containment. | A positive use determination of 100% for the installation of the liner/coating in the eight secondary containment areas. | 1996-02-19 | 113041 | 100
1551 | T1 | Elf Atochem North America Inc | Elf Atochem North America Inc | 18000 Crosby Eastgate Rd | Crosby | TX | 77532 | Harris | CN600124044 | RN100210301 | The site completed construction of a new manufacturing unit. The project included construction of secondary containment structures for raw material, loading/unloading areas, products and spent acid. Storage tanks for waste and spent acid with ancillary equipment and monitoring devices. The project also included vent gas handling and scrubber systems with dust handling systems. The project includes wastewater handling pumps, agitators, piping, sump, monitoring equipment. The project included a stand-by diesel generator. | A positive use determination of 100% for the pollution control property installed as part of the new manufacturing unit. Property includes secondary containment, waste storage tanks and ancillary equipment installed for waste management purposes; the vent gas handling system, scrubber systems, dust handling systems and associated equipment installed to handle air emissions; the pumps agitators, piping, sumps and monitoring equipment installed as part of the wastewater handling system; and the stand-by diesel generator. | 1996-04-03 | 4096768 | 100
1552 | T1 | Dynagen Inc | Dynagen | 2000 East Pool Rd | Odessa | TX | 79766 | Ector | CN600876932 | RN101871507 | Dryer exhaust will be routed to the regernative thermal oxidizer via 80" stainless steel duct. Property includes thermal oxidizer and ancillary equipment. | A positive use determination of 100% for the Thermal Oxidizer and associated equipment. | 1996-03-02 | 3086275 | 100
1553 | T1 | Dynagen Inc | Dynagen | 2000 East Pool Rd | Odessa | TX | 79766 | Ector | CN600876932 | RN101871507 | Concrete, grout, sealant and prefabricated trenches. | A positive use determination of 100% for the concrete, grout, sealant and prefabricated trenches which were installed. | 1996-02-19 | 247601 | 100
1554 | T1 | Dynagen Inc | Dynagen | 2000 East Pool Rd | Odessa | TX | 79766 | Ector | CN600876932 | RN101871507 | 18 Single mechanical seal pumps in light hydrocarbon service have been replaced with pumps equipped with a double mechanical seal arrangement with pressurized barrier fluid. | A positive use determination of 100% for the 18 Double Seal Pumps and associated equipment. | 1996-03-02 | 259597 | 100
1555 | T1 | IBP Inc | IBP Amarillo | FM 1912 & Hwy 66 E | Amarillo | TX | 79187 | Potter | CN600767016 | RN104928312 | Install inedible rendering scrubber blower. | A positive use determination of 100% for the installation of the Inedible Rendering Scrubber Blower. | 1996-03-02 | 7141 | 100
1556 | T1 | Goodyear Tire & Rubber Company | Goodyear Chemical Plant | I 10 @ Smith Rd | Beaumont | TX | 77720 | Jefferson | CN600616049 | RN102561925 | Installed dewatering feeder, numerous pipes, skimmers and such. | A positive use determination of 100% for the Mechanical Dewatering System and the two tanks (F601H and F604J) which were installed. | 1996-03-02 | 1462439 | 100
1557 | T1 | Dee Howard Company The | Dee Howard Company The | 9610 John Saunders | San Antonio | TX | 78246 | Bexar | CN604411025 | RN102423217 | Project to convert hanger #5 into a paint/depaint facility. | A positive use determination of 100% for the conversion of the existing hanger #5 into a paint/depaint facility. | 1996-03-02 | 5000000 | 100
1558 | T1 | West Texas Utilities | Oklaunion Power Plant | 12567 FM 3430 | Vernon | TX | 76385 | Wilbarger | CN601669492 | RN101062255 | Demister - used in flue gas desulfurization system. Scrubber Density Meters - added to flue gas desulfurization system. FGD Erosion Shields - added to absorber internal piping. Precipitator Control System added to fly ash precipitator. Installation of continuous emission monitors. | A positive use determination of 100% for the replacement demisters; installation of scrubber density meters; the installation of the FGD erosion shields; the installation of the precipitator control system; and the installation of continuous emission monitors. | 1996-03-02 | 748859 | 100
1559 | T1 | West Texas Utilities | San Angelo | 6465 Knickerbocker | San Angelo | TX | 76904 | Tom Green | CN601669492 | RN101531226 | Installation of Columbia Scientific CEMS consisting of TECO NOx analyzers, UIS gas flow and temperature monitors, Milton Roy CO2 analyzer, Columbia Scientific Controller and Odessa Engineering data acquisition and software on all stacks. Includes building enclosures. | A positive use determination of 100% for the installation of continuous emission monitors. | 1996-03-02 | 184051 | 100
1560 | T1 | West Texas Utilities | Rio Pecos Power Plant | Rt 1 Box 255 | Girvin | TX | 79740 | Crockett | CN601669492 | RN102688835 | Installation of Columbia Scientific CEMS consisting of TECO NOx analyzers, UIS gas flow and temperature monitors, Milton Roy CO2 analyzer, Columbia Scientific Controller and Odessa Engineering data acquisition and software on all stacks. Includes building enclosures. | A positive use determination of 100% for the installation of continuous emission monitors. | 1996-03-02 | 247510 | 100
1561 | T1 | West Texas Utilities | Oak Creek Power Station | Box 299 | Blackwell | TX | 79506 | Coke | CN601669492 | RN102688439 | Installation of Columbia Scientific CEMS consisting of TECO NOx analyzers, UIS gas flow and temperature monitors, Milton Roy CO2 analyzer, Columbia Scientific Controller and Odessa Engineering data acquisition and software on all stacks. Includes building enclosures. | A positive use determination of 100% for the installation of continuous emission monitors. | 1996-03-02 | 168903 | 100
1562 | T1 | West Texas Utilities | Haskell | Rr2 | Haskell | TX | 79521 | Haskell | CN601669492 | RN100215300 | Installation of Columbia Scientific CEMS consisting of TECO NOx analyzers, UIS gas flow and temperature monitors, Milton Roy CO2 analyzer, Columbia Scientific Controller and Odessa Engineering data acquisition and software on all stacks. Includes building enclosures. | A positive use determination of 100% for the installation of continuous emission monitors. | 1996-03-02 | 349783 | 100
1563 | T1 | West Texas Utilities | Fort Phantom | 9450 East Lake Rd | Abilene | TX | 79601 | Jones | CN601669492 | RN100215557 | Installation of Columbia Scientific CEMS consisting of TECO NOx analyzers, UIS gas flow and temperature monitors, Milton Roy CO2 analyzer, Columbia Scientific Controller and Odessa Engineering data acquisition and software on all stacks. Includes building enclosures. | A positive use determination of 100% for the installation of continuous emission monitors. | 1996-03-02 | 329369 | 100
1564 | T1 | Folger Coffee Company | Folger Coffee Company | 300 West FM 1417 | Sherman | TX | 75092 | Grayson | CN600129043 | RN100217223 | Installation of a Johnson-Mathey catalytic afterburner. The unit consists of a natural gas premix burner, 6 catalyst bed wheels 36 inches in diameter, temperature control systems, and discharge fan. The unit is installed in an insulated housing with stainless steel shell. #2 Boiler Flue Gas Recirculation - Installed a flue gas recirculation pipe line from the boiler stack to the inlet of the boiler draft fan. #1 Boiler Low NOx Burners - Two 26 inch throat COEN QLN Lo-NOx burner. | A positive use determination of 100% for the Johnson-Mathey Catalytic afterburner installed on the roaster, the #2 boiler flue gas recirculation system and the installation of the two Lo-Nox burners. | 1996-03-02 | 315004 | 100
1565 | T1 | Folger Coffee Company | Folger Coffee Company | 300 West FM 1417 | Sherman | TX | 75092 | Grayson | CN600129043 | RN100217223 | Construction of a prefabricated steel building for use as a 90 day storage facility. | A positive use determination of 100% for the installation of the prefabricated steel building for use as a 90 day storage facility. | 1996-02-19 | 22328 | 100
1566 | T1 | Phillips Petroleum Co | Phillips Petroleum | Various See App | Ector County | TX | 79761 | Ector | Insufficent Information | Insufficent Information | POC's and leak detectors installed at wells in 1995 to prevent discharge. | A positive use determination of 100% for the POC's and leak detectors installed at the various wells. | 1996-02-19 | 67870 | 100
1567 | T1 | Phillips Petroleum Co | Phillips Petroleum | Various See App | Ector County | TX | 79761 | Ector | Insufficent Information | Insufficent Information | POC's and leak detectors installed at wells in 1995 to prevent discharge. | A positive use determination of 100% for the POC's and leak detectors installed at the various wells. | 1996-02-19 | 12982 | 100
1568 | T1 | Phillips Petroleum Co | Phillips Petroleum | Various See App | Borden County | TX | 79738 | Borden | Insufficent Information | Insufficent Information | POC's and leak detectors installed at wells in 1995 to prevent discharge. | A positive use determination of 100% for the POC's and leak detectors installed at the various wells. | 1996-02-19 | 13438 | 100
1569 | T1 | GPM Gas Company LLC | GPM Gas Imperial Plant | 1/2 M E of Hwy 1053 | Crane County | TX | 79731 | Crane | CN601587348 | RN102054830 | Replacement of three engines with two lean burn engines. | A positive use determination of 20% for the two new gas fired compressor engines. | 1996-03-02 | 200000 | 100
1570 | T1 | Elf Atochem North America Inc | Elf Atochem North America Inc | 2810 Gulf States Rd | Beaumont | TX | 77701 | Jefferson | CN600124044 | RN100216373 | Installed secondary containment for FKO drum and transfer pump. | A positive use determination of 100% for the secondary containment for the FKO drum, the transfer pump, the three new gas detectors and the liquid level alarm. | 1996-02-19 | 144000 | 100
1571 | T2 | TXI Operations LP | Bridgeport Stone Plant | Hwy 101 | Bridgeport | TX | 76426 | Wise | CN600125157 | RN102412178 | Installed a new crusher and conveyor system. | A positive use determination of 100% for the Conveyor System. This positive use determination does not include any costs associated with the two crushers. | 1996-04-11 | 4600000 | 100
1572 | T1 | Geon Company The | Geon Company - La Porte | 2400 Miller Cutoff Rd | La Porte | TX | 77571 | Harris | CN600129126 | RN100224674 | Ten Projects: 1. Waste Water Treatment System Expansion. 2. EDC Area Process Decommission Tank. 3. Oxy Process Decommission Sewer. 4. Contaminated Water Storage Tank 'A' Dike Containment. 5. VCN Cracking Area Decommissioning. 6. Oxy Hot Gas Filter. 7. Enclose Rainwater Sumps 8. Oxy Tank Farm Decommission Sewer 9. Wet Filter Drainage Concrete. 10. Environmental Spill Response. | A positive use determination of 100% for the following projects: 1. Wastewater Treatment Expansion Project, 2. EDC Area Process Decommissioning Tank, 3. Oxy Process Decommissioning Sewer, 4. Contaminated Water Storage Tank A Dike Containment, 6. VCM Cracking Area Decommissioning Tank, 7. Oxy Hot Gas Filter, 8. Enclose Rainwater Sumps, 9. Oxy Tank Farm Decommissioning Sewer, 10. Wet Filter Drainage Concrete, 11. Environmental Spill Response Equipment. | 1996-03-02 | 10270966 | 100
1573 | T1 | Geon Company The | Geon Company - La Porte | 2400 Miller Cutoff Rd | La Porte | TX | 77571 | Harris | CN600129126 | RN100224674 | Installed a Decoking cyclone. Additional installations include vent header and new stacks on A & B incinerators and portable O2 level toxic gas analyzers. Also installed an O2 analyzer and furnace leak detection analyzer for the E furnace. | A positive use determination of 100% for the replacement of the decoking cyclone, the purchase of the O2 toxic gas analyzers, the installation of the vent header to the incinerator scrubber and the incinerator stack replacement. | 1996-03-02 | 648783 | 100
1574 | T1 | Chemtrusion Inc | Chemtrusion | 7115 Clinton Dr | Houston | TX | 77020 | Harris | CN600264592 | RN100553668 | Installed a dust collector. | A positive use determination of 100% for the installation of the dust collector. | 1996-03-02 | 50000 | 100
1575 | T1 | Zeneca Ag Products | Zeneca Ag Products - Bayport Site | 5757 Underwood Rd | Pasadena | TX | 77507 | Harris | CN600960660 | RN102344355 | Installed a concrete foundation/slab and a containment dike wall around the Stripped Process Water Stock Tank. | A positive use determination of 100% for the project to install the concrete foundation and containment dike wall around the Stripped Process Water Stock Tank, T927. | 1996-02-19 | 74148 | 100
1576 | T1 | Baytank Inc | Baytank (Houston) | 12211 Port Rd | Seabrook | TX | 77586 | Harris | CN603555897 | RN100218411 | Engineering, control room, flare skid and control panel. Thermal Oxidizer, blower foundation piping. Seal pots, piping, instruments. Pumps. Boiler Replacement. | A positive use determination of 100% for the Marine Vapor Control System, installation of the LPG incinerator, the Bays 1-5 Vapor system upgrade, the secondary containment installed at Bunker Tanks BU-1 and BU-3, the retaining wall, dike, liner, press, spheres, flare, vapor piping, pumps and instruments installed as part of the Acetaldehyde Storage Facility, the ANSI product pumps, the boiler replacement, the wastewater line installed as part of the RH2SW, Phase I, and the completion of Bay 14. | 1996-03-02 | 2035400 | 100
1577 | T1 | Baytank Inc | Baytank (Houston) | 12211 Port Rd | Seabrook | TX | 77586 | Harris | CN603555897 | RN100218411 | HDPE liner and Witness Wells. Retaining wall, dike, liner, press, spheres, flare, vapor piping, pumps and instruments. Wastewater pipeline and secondary containment. Retaining wall, liner, instruments, vapor piping, secondary tank bottom. | A positive use determination of 100% for the HDPE liner & witness wells installed on Bunker Tanks BU-1 and BU-3; the retaining wall, dike, liner, press, spheres, flare, vapor piping, pumps and instruments installed at the Acetaldehyde Storage Facility; the wastewater pipeline and secondary containment installed as part of RH2S Phase I; and the retaining wall, liner, instruments, vapor piping and secondary tank bottom installed as part of the Bay 14 Completion. | 1996-02-19 | 2287840 | 100
1578 | T1 | Texana Tank Car Manufacturing | Texana Tank Car & Manf. | 1.5 M W Nash Rt 82 | Nash | TX | 75569 | Bowie | CN601073877 | RN100688993 | Installed a JBI paint booth. Bag house for sand blast unit. | A positive use determination of 100% for the installation of the rail car spray booth and the sandblasting unit baghouse. | 1996-03-06 | 521786 | 100
1579 | T1 | Southwestern Public Service Company | Moore County Generation | PO Box 1261 | Amarillo | TX | 79170 | Moore | CN601481336 | RN100224955 | Installed continuous emission monitoring equipment. | A positive use determination of 100% for the installation of continuous emission monitoring equipment. | 1996-03-02 | 288320 | 100
1580 | T1 | Carotex Inc | Carotex Inc | 112 Yatch Club Rd | Port Arthur | TX | 77642 | Jefferson | Insufficient Information | Insufficient Information | Installation of thermal oxidizer. | A positive use determination of 100% for the installation of the thermal oxidizer. | 1996-03-02 | 495356 | 100
1581 | T1 | San Pedro North Pediatric Dentistry Inc | San Pedro North Pediatric Dentistry, Inc. | 17119 San Pedro Ave. | San Antonio | TX | 78232 | Bexar | CN601438708 | RN102836715 | Installation of a sedimentation filtration water quality basin system. | The following property is used 100% for pollution control and is installed to meet or exceed federal or state regulations: installation of a sedimentation filtration water quality basin system. | 1996-02-21 | 70400 | 100
1582 | T1 | Gardiner Communications Corporation | Gardiner Communications | 3605 Security Street | Garland | TX | 75042 | Dallas | CN600606784 | RN100964121 | Installed the following property: air diaphragm pump, 4 CU FT filter press, automatic waste treatment center. | A positive use determination of 100% for the Air Diaphragm Pump, the 4 CU FT Filter Press and the Automatic Wastewater Treatment Center. | 1996-02-21 | 142706 | 100
1583 | T1 | Bowthorpe International Inc | Thermalloy Inc | 2021 W Valley View Ln | Dallas | TX | 75234 | Dallas | CN600616510 | RN101058261 | Installed the following equipment: Nickel Scavenging System, Wastewater Treatment System. | A positive use determination of 100% for the Nickel Scavenging System and the Wastewater Treatment System. | 1996-02-21 | 175370 | 100
1584 | T1 | Willamette Industries Inc | Willamette - Dew Corrugated Plant | 1200 W N Carrier Pkwy | Grand Prairie | TX | 75050 | Dallas | CN600354401 | RN102786860 | Not listed. | Not listed in database. | 1996-02-21 | 7142 | 100
1585 | T1 | Norit Americas Inc | Norit Americas Marshall Plant | 2301 SE Stallings Dr | Marshall | TX | 75671 | Harrison | CN600840888 | insufficient Information | Installed the following equipment: Kiln piping blowers; scrubbers, pumps, headers and piping; Co2 monitoring device on bins; dust collection system on Dryer #4; Abrasive resistance line on wash system; 4 inch self priming pumps; #4 & #5 Mill DC Fans; four Bin Vents; #4 & #5 Mill Dust Collectors; #5 F-K Quad Cyclone Classifier with receiver bin; fabrication of Kiln #5. | A positive use determination of 100% for the kiln piping and blowers; the installation of the scrubber, pumps, headers, and piping; the installation of the CO2 monitoring device on the bins; the dryer #4 dust collection system; installation of the discharge wash system; installation of the 4 inch self priming pump; installation of the #4 and #5 Mill DC Fans; installation of the four bin vents; installation of the four #4 and #5 Mill dust collectors; installation of the #5 F-K Quad Cycle Classifier with receiver bin; and the replacement of the #5 kiln. | 1996-03-02 | 365852 | 100
1586 | T1 | Ball-Foster Glass Container Co LLC | Ball-Foster Glass Container Co., L.L.C. | 2400 I 35 | Waxahachie | TX | 75165 | Ellis | CN600296065 | RN100585918 | Installed a dust collection system. | A positive use determination of 100% for the dust collector system. | 1996-03-02 | 129655 | 100
1587 | T1 | Crown Central Petroleum Corp | Crown Central - Pasadena Refinery | 111 Red Bluff Rd | Pasadena | TX | 77506 | Harris | CN600273999 | RN100716661 | Two Projects: 1. Splitter/Dock Vapor Recovery System. 2. Installed floating roofs and repaired tanks T-341, T-340, T-353. | A positive use determination of 100% for the vapor recovery system and the internal floating roofs on the double steel bottoms installed on tanks T-341, T-340 and T-340. | 1996-04-09 | 1150000 | 100
1588 | T1 | Central Power And Light | Cp - E.S. Joslin Power Station | PO Box 717 | Point Comfort | TX | 77978 | Calhoun | CN601737471 | RN103900544 | 1. Installed continuous emission monitors on all stacks. Equipment includes all data acquisition and computer as well as building enclosures. Columbia Scientific CEMS consisting of TECO NOx analyzers, USI gas flow and temperature monitors, Milton Roy CO2 analyzer, Columbia Scientific Controller and Odessa Engineering data acquisition and software. 2. Completed sewage treatment system. | A positive use determination of 100% for the installation of the continuous emissions monitors and the installation of the sewage treatment system. | 1996-03-02 | 481800 | 100
1589 | T1 | Sempra Energy | Coleto Creek Power LP | FM 2987 | Fannin | TX | 77960 | Goliad | CN602809006 | RN100226919 | 1. Installed continuous emission monitors on all stacks. Equipment includes all data acquisition and computers as well as building enclosures. Columbia Scientific CEMS consisting of TECO NOx analyzers, USI gas flow and temperature monitors, Milton Roy CO2 analyzer, Columbia Scientific Controller and Odessa Engineering data acquisition and software. 2. Installed a dust processor consisting of ductwork from baghouses, a dust processor with mixing chamber, discharge chute to bunker and controls. 3. Coal Yard Dust Suppression - System consisting of storage tank, pumps, spray nozzles, controls and piping. 4. Ash System - two collection vessels, two transport air compressors, a storage silo and associated piping. | A positive use determination of 100% for the installation of the continuous emissions monitors, the coal dust processor system, the coal yard dust suppression system, and the installation of the ash conveyance system. | 1996-03-02 | 5815590 | 100
1590 | T1 | Sempra Energy | La Palma Wle LP | 3/4 Mile La Palma Rd | San Benito | TX | 78586 | Cameron | CN601537764 | RN102560687 | 1. Installed continuous emission monitors on all stacks. Equipment includes all data acquisition and computers as well as building enclosures. Columbia Scientific CEMS consisting of TECO NOx analyzers, USI gas flow and temperature monitors, Milton Roy CO2 analyzer, Columbia Scientific Controller and Odessa Engineering data acquisition and software. | The following property is used 100% for pollution control and is installed to meet or exceed federal or state regulations: installation of continuous emission monitors on all stacks including data acquisition and computers as well as building enclosures; and Columbia Scientific CEMS consisting of TECO NOx analyzers, USI gas flow and temperature monitors, Milton Roy CO2 analyzer, Columbia Scientific Controller and Odessa Engineering data acquisition and software. | 1996-03-02 | 458000 | 100
1591 | T1 | Sempra Energy | Nueces Bay Wle LP | 2002 Navigation Blvd | Corpus Christi | TX | 78403 | Nueces | Insufficient Information | Insufficient Information | 1. Installed continuous emission monitors on all stacks. Equipment includes all data acquisition and computers as well as building enclosures. Columbia Scientific CEMS consisting of TECO NOx analyzers, USI gas flow and temperature monitors, Milton Roy CO2 analyzer, Columbia Scientific Controller and Odessa Engineering data acquisition and software. | The following property is used 100% for pollution control and is installed to meet or exceed federal or state regulations: installation of continuous emission monitors on all stacks including data acquisition and computers as well as building enclosures; and Columbia Scientific CEMS consisting of TECO NOx analyzers, USI gas flow and temperature monitors, Milton Roy CO2 analyzer, Columbia Scientific Controller and Odessa Engineering data acquisition and software. | 1996-03-02 | 792996 | 100
1592 | T1 | Sempra Energy | Laredo Wle LP | 7300 Cp Rd | Laredo | TX | 78041 | Webb | CN601571722 | RN100213909 | 1. Installed continuous emission monitors on all stacks. Equipment includes all data acquisition and computers as well as building enclosures. Columbia Scientific CEMS consisting of TECO NOx analyzers, USI gas flow and temperature monitors, Milton Roy CO2 analyzer, Columbia Scientific Controller and Odessa Engineering data acquisition and software. 2. Completed sewage treatment system. | A positive use determination of 100% for the installation of the continuous emissions monitors and the sewage treatment system. | 1996-03-02 | 1266420 | 100
1593 | T1 | Central Power And Light | Cp - Lon C. Hill Power Station | 3501 Callicoatte Rd | Corpus Christi | TX | 78410 | Nueces | CN604476028 | RN100215979 | 1. Installed continuous emission monitors on all stacks. Equipment includes all data acquisition and computers as well as building enclosures. Columbia Scientific CEMS consisting of TECO NOx analyzers, USI gas flow and temperature monitors, Milton Roy CO2 analyzer, Columbia Scientific Controller and Odessa Engineering data acquisition and software. 2. Completed sewage treatment system. | The following property is used 100% for pollution control and is installed to meet or exceed federal or state regulations: installation of continuous emission monitors on all stacks including data acquisition and computers as well as building enclosures; and Columbia Scientific CEMS consisting of TECO NOx analyzers, USI gas flow and temperature monitors, Milton Roy CO2 analyzer, Columbia Scientific Controller and Odessa Engineering data acquisition and software. | 1996-03-02 | 1033458 | 100
1594 | T1 | Central Power And Light | CP - Victoria Power Station | PO Box 2299 | Victoria | TX | 77902 | Victoria | CN602854200 | RN100214980 | 1. Installed continuous emission monitors on all stacks. Equipment includes all data acquisition and computers as well as building enclosures. Columbia Scientific CEMS consisting of TECO NOx analyzers, USI gas flow and temperature monitors, Milton Roy CO2 analyzer, Columbia Scientific Controller and Odessa Engineering data acquisition and software. 2. Completed sewage treatment system. | The following property is used 100% for pollution control and is installed to meet or exceed federal or state regulations: installation of continuous emission monitors on all stacks including data acquisition and computers as well as building enclosures; and Columbia Scientific CEMS consisting of TECO NOx analyzers, USI gas flow and temperature monitors, Milton Roy CO2 analyzer, Columbia Scientific Controller and Odessa Engineering data acquisition and software. | 1996-03-02 | 763408 | 100
1595 | T1 | Sempra Energy | Jl Bates Power Plant | Rt 7 Box 5000 | Mission | TX | 78572 | Hidalgo | CN601537764 | RN102565843 | 1. Installed continuous emission monitors on all stacks. Equipment includes all data acquisition and computers as well as building enclosures. Columbia Scientific CEMS consisting of TECO NOx analyzers, USI gas flow and temperature monitors, Milton Roy CO2 analyzer, Columbia Scientific Controller and Odessa Engineering data acquisition and software. 2. Completed sewage treatment system. | The following property is used 100% for pollution control and is installed to meet or exceed federal or state regulations: installation of continuous emission monitors on all stacks including data acquisition and computers as well as building enclosures; and Columbia Scientific CEMS consisting of TECO NOx analyzers, USI gas flow and temperature monitors, Milton Roy CO2 analyzer, Columbia Scientific Controller and Odessa Engineering data acquisition and software. | 1996-03-02 | 507109 | 100
1596 | T1 | Sempra Energy | Barney Davis Power Station LP | 4301 Waldron Rd | Corpus Christi | TX | 78418 | Nueces | CN601737471 | RN100642040 | 1. Installed continuous emission monitors on all stacks. Equipment includes all data acquisition and computers as well as building enclosures. Columbia Scientific CEMS consisting of TECO NOx analyzers, USI gas flow and temperature monitors, Milton Roy CO2 analyzer, Columbia Scientific Controller and Odessa Engineering data acquisition and software. 2. Completed sewage treatment system. | The following property is used 100% for pollution control and is installed to meet or exceed federal or state regulations: installation of continuous emission monitors on all stacks including data acquisition and computers as well as building enclosures; and Columbia Scientific CEMS consisting of TECO NOx analyzers, USI gas flow and temperature monitors, Milton Roy CO2 analyzer, Columbia Scientific Controller and Odessa Engineering data acquisition and software. | 1996-03-02 | 1055659 | 100
1597 | T1 | Southwestern Public Service Company | Welsh Power Plant | FM 1735 | Pittsburg | TX | 75686 | Titus | CN600126767 | RN103901674 | 1. Installed continuous emission monitors on all stacks. Equipment includes all data acquisition and computers as well as building enclosures. Columbia Scientific CEMS consisting of TECO NOx analyzers, USI gas flow and temperature monitors, Milton Roy CO2 analyzer, Columbia Scientific Controller and Odessa Engineering data acquisition and software. 2. Completed sewage treatment system. | The following property is used 100% for pollution control and is installed to meet or exceed federal or state regulations: installation of continuous emission monitors on all stacks including data acquisition and computers as well as building enclosures; and Columbia Scientific CEMS consisting of TECO NOx analyzers, USI gas flow and temperature monitors, Milton Roy CO2 analyzer, Columbia Scientific Controller and Odessa Engineering data acquisition and software. | 1996-03-02 | 2236514 | 100
1598 | T1 | Southwestern Public Service Company | Wilkes Power Plant | Hwy 49 South | Avinger | TX | 75630 | Marion | CN604126193 | RN106492028 | 1. Installed continuous emission monitors on all stacks. Equipment includes all data acquisition and computers as well as building enclosures. Columbia Scientific CEMS consisting of TECO NOx analyzers, USI gas flow and temperature monitors, Milton Roy CO2 analyzer, Columbia Scientific Controller and Odessa Engineering data acquisition and software. 2. Completed sewage treatment system. | The following property is used 100% for pollution control and is installed to meet or exceed federal or state regulations: installation of continuous emission monitors on all stacks including data acquisition and computers as well as building enclosures; and Columbia Scientific CEMS consisting of TECO NOx analyzers, USI gas flow and temperature monitors, Milton Roy CO2 analyzer, Columbia Scientific Controller and Odessa Engineering data acquisition and software. | 1996-03-02 | 792217 | 100
1599 | T1 | Southwestern Public Service Company | Lone Star Station | Hwy 259 | Lone Star | TX | 75668 | Morris | CN603786328 | RN109581421 | Parametric emissions monitoring system - Uses Spectrum software program. | Parametric emissions monitoring system - Uses Spectrum software program. | 1996-03-02 | 212839 | 100
1600 | T1 | Southwestern Public Service Company | Knox Lee Power Station | Rte 2 Box 306A | Longview | TX | 75603 | Gregg | CN600126767 | RN108031139 | Continuous Emission Monitors - consisting of TECO NOx analyzers, USI gas flow and temperature monitors, Milto Roy CO2 analyzer, Columbia Scientific Controller and Odessa Engineering data acquisition and software. | The following property is used 100% for pollution control and is installed to meet or exceed federal or state regulations: consisting of TECO NOx analyzers, USI gas flow and temperature monitors, Milto Roy CO2 analyzer, Columbia Scientific Controller and Odessa Engineering data acquisition and software. | 1996-03-02 | 693246 | 100
1601 | T2 | Rexene Corporation | Rexene Plant - Odessa | 2400 S Grandview Ave | Odessa | TX | 79766 | Ector | CN601065246 | RN101867554 | Piping, vessels and instrumentation associated with the installation of a process water closed collection (individual drain) system was installed. | A positive use determination of 100% for the piping, vessels, and instrumentation installed as the closed individual drain system. | 1996-02-26 | 623584 | 100
1602 | T2 | Rexene Corporation | Rexene Plant - Odessa | 2400 S Grandview Ave | Odessa | TX | 79766 | Ector | CN601065246 | RN101867554 | Installed zero emission sampling systems. | A positive use determination of 100% for the emissions sampling system which was installed. | 1996-02-26 | 91691 | 100
1603 | T2 | Rexene Corporation | Rexene Plant - Odessa | 2400 S Grandview Ave | Odessa | TX | 79766 | Ector | CN601065246 | RN101867554 | Modifications, mostly piping, instrumentation and vessels associated with an existing process wastewater collections system. | A positive use determination of 100% for the piping and instrumentation modifications made to the drain system. | 1996-02-26 | 214428 | 100
1604 | T1 | Rexene Corporation | Rexene Plant - Odessa | 2400 S Grandview Ave | Odessa | TX | 79766 | Ector | CN601065246 | RN101867554 | Installed catalytic convertors and air fuel ratio controllers on the exhaust of three separate internal combustion engines that drive three process gas compressors. | A positive use determination of 100% for the catalytic convertors and air/fuel controllers installed on the three engines. | 1996-02-26 | 118842 | 100
1605 | T1 | Rexene Corporation | Rexene Plant - Odessa | 2400 S Grandview Ave | Odessa | TX | 79766 | Ector | CN601065246 | RN101867554 | Installed piping and instrumentation to route hydrocarbon storage tank vapor emissions to a control device. | A positive use determination of 100% for the piping and instrumentation installed as part of the vapor collection system for storage tank emissions. | 1996-02-26 | 297048 | 100
1606 | T1 | Rexene Corporation | Rexene Plant - Odessa | 2400 S Grandview Ave | Odessa | TX | 79766 | Ector | CN601065246 | RN101867554 | Not listed. | Not listed in database. | 1996-02-26 | 267728 | 100
1607 | T1 | ABB Vetco Gray Inc | ABB Vetco Gray | 12221 N Houston Rosslyn | Houston | TX | 77086 | Harris | CN603881673 | RN100901768 | Installed a Trash and Pallet Compactor, a Glycol Recirculating System and a Hazardous Waste Control System. | A positive use determination of 100% for the Trash & Pallet Compactor, the Glycol Recirculating System and the Hazardous Waste Control System. | 1996-03-26 | 56005 | 100
1608 | T1 | Motorola | Motorola - William Cannon | 6501 William Cannon | Austin | TX | 78735 | Travis | CN602689218 | RN102752763 | A potassium hydroxide injection system was installed for two acid scrubbers. | A positive use determination of 100% for the installation of the potassium hydroxide injection system on scrubbers FS-16 and 17 which are located in Building A. | 1996-03-07 | 225300 | 100
1609 | T1 | Motorola | Motorola - William Cannon | 6501 William Cannon | Austin | TX | 78735 | Travis | CN602689218 | RN102752763 | A ductwork system and scrubber for abating and collecting ammonia exhaust was installed. | A positive use determination of 100% for the installation of the ammonia scrubber system FS-20 in Building A. | 1996-03-07 | 2455000 | 100
1610 | T1 | Motorola | Motorola - William Cannon | 6501 William Cannon | Austin | TX | 78735 | Travis | CN602689218 | RN102752763 | The VOC abatement system required replacement of bypass dampers in the system ductwork. | A positive use determination of 100% for the rotor concentrator/oxidizer abatement system installed at the Oak Hill facility. | 1996-03-19 | 243000 | 100
1611 | T1 | Sabine Mining Company The | Sabine Mining Company | 6501 FM 968 W | Hallsville | TX | 75650 | Harrison | CN600835797 | RN103968707 | A pump power center was installed for use in segregating stormwater from process water, control stormwater run-off, and convey contaminated process water. | A positive use determination of 100% for the installation of the pump power center. | 1996-03-13 | 81149.5 | 100
1612 | T1 | KMTEX Inc | KMTEX Inc | 2450 S Gulfway Dr | Port Arthur | TX | 77641 | Jefferson | CN604105007 | RN100640283 | A new Blower System was installed in order to allow tanks to be vented to the flare system | A positive use determination of 100% for the installation of the new Blower System. | 1996-03-04 | 23000 | 100
1613 | T1 | KMTEX Inc | KMTEX Inc | 2450 S Gulfway Dr | Port Arthur | TX | 77641 | Jefferson | CN604105007 | RN100640283 | A concrete pad was installed under a tank farm expansion. | A positive use determination of 100% for the steel reinforced concrete installed under the tank farm expansion. | 1996-03-04 | 100000 | 100
1614 | T1 | KMCO LP | KMCO LP | 16503 Ramsey Rd | Crosby | TX | 77532 | Harris | CN604105221 | RN101613511 | An additional Polish Tank was installed in the wastewater treatment system. Also several concrete pads were installed in order to help direct stormwater. | A positive use determination of 100% for the installation of the additional polish tank and the several concrete pads. | 1996-03-04 | 21121 | 100
1615 | T1 | KMCO LP | KMCO LP | 16503 Ramsey Rd | Crosby | TX | 77532 | Harris | CN604105221 | RN101613511 | A new vent chiller was installed. | A positive use determination of 100% for the installation of the new vent chiller. | 1996-03-04 | 8600 | 100
1616 | T1 | KMCO LP | KMCO LP | 16503 Ramsey Rd | Crosby | TX | 77532 | Harris | CN604105221 | RN101613511 | A vapor balance and vapor detection system was installed for odor control. | A positive use determination of 100% for the installation of the vapor balance and vapor detection system. | 1996-03-04 | 17700 | 100
1617 | T1 | KMCO LP | KMCO LP | 16503 Ramsey Rd | Crosby | TX | 77532 | Harris | CN604105221 | RN101613511 | A process vent flare was reworked and extended to accommodate increased flow and better dispersion. In addition, a new unit was added to the flare system. | A positive use determination of 100% for the modifications made to the process vent flare and the addition of the new unit to the flare system. | 1996-03-04 | 19300 | 100
1618 | T1 | KMCO LP | KMCO LP | 16503 Ramsey Rd | Crosby | TX | 77532 | Harris | CN604105221 | RN101613511 | A reactor scrubbing system was installed for control of VOC and inorganic emissions. | A positive use determination of 100% for the installation of the reactor scrubbing system. | 1996-03-05 | 36000 | 100
1619 | T1 | Rhodia Inc | Rhodia Inc | 8615 Manchester St | Houston | TX | 77012 | Harris | CN600125330 | RN100220581 | Installed a vent line (diameter 12", length 750') from Tank #78 to the caustic scrubbers. Property includes line, seal box and loop seal. | A positive use determination of 100% for the installation of 750 feet of vent line between Tank #78 and the caustic scrubbers. | 1996-03-04 | 151000 | 100
1620 | T1 | Rhodia Inc | Rhodia Inc | 8615 Manchester St | Houston | TX | 77012 | Harris | CN600125330 | RN100220581 | Purchased and installed a software program to monitor and control sulfur dioxide emissions from two process stacks. | A positive use determination of 100% for the installation of software to monitor SO2 emissions from the two stacks. | 1996-03-04 | 7400 | 100
1621 | T1 | Rhodia Inc | Rhodia Inc | 8615 Manchester St | Houston | TX | 77012 | Harris | CN600125330 | RN100220581 | Installed a new scrubber on the pit vent line to scrub all hydrogen sulfide gas in vapor space. Property includes scrubber, pump, 3 metering pumps, 2 storage tanks and dike foundation. | The following property is used 100% for pollution control and is installed to meet or exceed federal or state regulations: scrubber, pump, 3 metering pumps, 2 storage tanks and dike foundation. | 1996-03-04 | 100000 | 100
1622 | T1 | Rhodia Inc | Rhodia Inc | 8615 Manchester St | Houston | TX | 77012 | Harris | CN600125330 | RN100220581 | Increased the height of the first settling pond by two feet using compacted fill dirt. Property includes dirt and piping. | A positive use determination of 100% for the project to raise the walls of the settling pond by two feet. | 1996-03-04 | 9200 | 100
1623 | T1 | Rhodia Inc | Rhodia Inc | 8615 Manchester St | Houston | TX | 77012 | Harris | CN600125330 | RN100220581 | Replaced three ambient air monitors. Upgraded communications system to all eight ambient monitors. Purchased and installed a new software program for use in monitoring ground level concentrations. Property includes three ambient SO2 monitors, eleven modems, and a computer and software package. | A positive use determination of 100% for the replacement of the four ambient air monitors, the upgrade to the communication system and the purchase of the computer software. | 1996-03-04 | 77500 | 100
1624 | T1 | Chemical Lime | Chemical Lime - Valley Mills Plant | 505 W Fifth St | Valley Mills | TX | 76689 | Bosque | Insufficient Information | Insufficient Information | Project to construct and install conveyor to convey hydrate tailings back into lime handling system. Current method is by heavy equipment and open trucks which are subject to wind and rain. | A positive use determination of 100% for the Hydrate Reject Screw Conveyor. | 1996-03-06 | 12830.99 | 100
1625 | T1 | Chemical Lime | Chemical Lime - Valley Mills Plant | 505 W Fifth St | Valley Mills | TX | 76689 | Bosque | Insufficient Information | Insufficient Information | Covered Coal/Coke Storage: Project to construct three-sided and covered storage area to protect solid fuels from heavy rains and provide protection from wind. CO Analyzer: Added CO analyzer to kilns. Mobile Vacuum: Purchase of supersucker type mobile vacuum cleaning unit. Water Truck: Replacement of water truck. Stack Modification Kiln 1: Fabrication and installation of scrubber stack extension. Stack Modification Kiln 2: Fabrication and installation of scrubber stack extension. Close In Screen Tower: Project to enclose the primary screening tower from the screen deck up to the top level to achieve compliance with regulations. | A positive use determination of 100% for the Covered Coal/Coke Storage structure; the CO analyzer which was installed at the kilns; the mobile vacuum cleaning unit; the replacement water truck, the stack modifications performed on Kilns 1 and 2; and the project to enclose the primary screen tower. | 1996-04-01 | 506422.39 | 100
1626 | T1 | Ingram Ready-mix Inc | Ingram Ready-mix Omaha Plant | 101 N Omaha/5635 Holly Rd | Corpus Christi | TX | 78412 | Nueces | CN600240188 | RN100250372 | This equipment is a Dust Collection System that continuously captures emissions generated at the time materials are charged into a ready-mix mixer truck. The emissions are captured by an enclosed system of filter bags. | A positive use determination of 100% for the installation of the three 60-700 baghouses, the six 1740 roof top dust collectors, and the three DCS 14 weight batchers. | 1996-03-01 | 96600 | 100
1627 | T1 | Enserch Exploration Inc | Willow Springs Compressor | FM 1803 & Hwy 259 | Longview | TX | 75602 | Gregg | CN600887814 | Insufficient Information | Installation of a Jatco Brand VOC (BTEX) Condenser. | The following property is used 100% for pollution control and is installed to meet or exceed federal or state regulations: Jatco Brand VOC (BTEX) Condenser. | 1996-03-05 | 18000 | 100
1628 | T1 | Enserch Exploration Inc | Willow Springs Compressor | FM 1803 & Hwy 259 | Longview | TX | 75602 | Gregg | CN600887814 | Insufficient Information | Installation of a Jatco Brand VOC (BTEX) Condenser. | The following property is used 100% for pollution control and is installed to meet or exceed federal or state regulations: Jatco Brand VOC (BTEX) Condenser. | 1996-03-05 | 18000 | 100
1629 | T1 | Hughes Christensen Company | Hughes Christensen | 4435 W 12 St | Houston | TX | 77055 | Harris | CN600323752 | No Regulated Entity at this Location. | Installed following equipment: Four Dust Control Systems - two on Fitzmill, one on Dryers PBO and one on Attritor Mills. Installed an Outside Vacuum and Dust Collection system. Completed Phase I of the Noise Abatement Project. | A positive use determination of 100% for the four Dust Control Systems, and the Outside Vacuum and Dust Collection System which were installed. A negative determination for Phase I of the Noise Abatement Project. Noise Abatement Projects are not considered to be environmental. | 1996-03-05 | 82409.42 | 100
1630 | T1 | Dixie Chemical Company Inc | Dixie Chemical Pasadena | 10701 Bay Area Blvd | Pasadena | TX | 77507 | Harris | CN600129670 | RN100218486 | Three projects: 1. Replaced two existing wastewater tanks with one larger sealed tank which is vented to an existing flare. 2. Installed nitrogen pad and routed emissions from four hazardous waste storage tanks (T-205 - T-208) to an existing flare. 3. Installed nitrogen pad and routed emissions from five raw material storage tanks (T-352 - T-358) to and existing flare. | A positive use determination of 100% for the project to replace the two existing wastewater tanks with one sealed tank and a positive use determination of 100% for the project to nitrogen pad and route emissions from four hazardous waste storage tanks (T-205 - T-208) and five raw material storage tanks (T-352 - T-358) to existing flares. | 1996-03-05 | 465300 | 100
1631 | T1 | Dixie Chemical Company Inc | Dixie Chemical Pasadena | 10701 Bay Area Blvd | Pasadena | TX | 77507 | Harris | CN600129670 | RN100218486 | Upgraded several spill containment areas in Plant A by adding concrete containment floors. | A positive use determination of 100% for the project to upgrade several of the spill containment areas in Plant A. | 1996-03-05 | 40700 | 100
1632 | T1 | Air Products And Chemicals Inc | Air Products - Pox Unit | 10202 Strang | La Porte | TX | 77571 | Harris | CN602299257 | RN102041282 | This application is for the pollution control property installed as part of the construction of the new HYCO III facility. Air related property includes: Low NOx burners, stack sampling facilities, piping systems used to transport waste gases, flowmeters installed on all streams feeding the fired preheaters, all equipment associated with the warm flare, piping and vent systems necessary to route streams to the warm flare, all equipment associated with the cold flare, piping and vent systems necessary to route streams to the cold flare, equipment installed to reduce fugitive emissions, the orifice plate and DP cell installed to measure fuel flow consumed by the LOX vaporizer, the signs installed at all emission points, systems developed for the computerized compilation of data, the CO analyzer installed on the burner water tanks, and the emission monitors which were installed. Water related property includes: Equipment added to store and transport process condensates, the curbing, piping, sumps, and lift stations added to collect and segregate wastewaters and stormwaters, the oil/water separator, piping and sumps used to collect and route the sanitary sewer, the diking installed as secondary containment around the tanks, the neutralization system installed, the barrel storage area, the liquid level transmitters, alarms and level gauges installed on the tanks, and the pumps, piping and other equipment installed to recycle condensates to the cooling tower. | A positive use determination of 100% for the low NOx burners installed on the gas preheater; the stack sampling facilities; the piping systems installed to transport waste gases; the flow meters; all equipment associated with the warm flare; piping and vent systems installed to route streams to the warm flare; all equipment associated with the cold flare; piping and vent systems installed to route streams to the cold flare; low emission valves, caps, blinds, flanges, plugs and second valves installed to reduce fugitive emissions; the orifice and DP cell installed to measure fuel flow consumed by the LOX vaporizer; the air emission point signs; the computerized compilation systems; the CO analyzer; the emission monitors; equipment installed to store and transport process condensates; curbing, piping, pumps and lift stations installed to drain, collect and segregate process wastewater and stormwater; diking installed as secondary containment; the neutralization system; the barrel storage area; the liquid level indicators, alarms, and controllers installed on the various tanks; and the pumps, piping and other equipment installed to recycle condensates to the cooling tower. | 1996-03-07 | 11945300 | 100
1633 | T1 | Willamette Industries Inc | Willamette - Sealy Corrugated | 1485 Stillman Rd | Sealy | TX | 77474 | Austin | CN600354401 | RN102861226 | Installed a Beckhart 5,000 gallon batch PLC controlled wastewater treatment system with equalization tank and blower motor and semi-automatic plate shifter with tanks, pumps, and sumps. | A positive use determination of 100% for the Beckhart 5,000 gallon Batch PCL Controlled wastewater treatment system. | 1996-03-06 | 234184.83 | 100
1634 | T3 | Astro-Valcour Inc | Astro-Valcour Inc - Coriscana Plant | 3500 Hwy 287 S | Corsicana | TX | 75110 | Navarro | Insufficient Information | No Regulated Entity at this Location | Installation of a thermal oxidizer and auxiliary equipment. | A positive use determination of 100% for the purchase and installation of the thermal oxidizer and associated equipment. | 1996-03-13 | 345000 | 100
1635 | T3 | Fina Oil & Chemical Company | Fina - La Porte | Hwy 134 & Miller Cut-Off | La Porte | TX | 77571 | Harris | CN603899675 | RN100667633 | The Recycle Water Pumps, P-249 A/B and the Recycle Water Hydroclone, F-261, used to collect used wash down water and cooling tower blowdown; the Pellet recovery system consisting of Skimmer pellet pumps P-250 A/B and Wastewater Hydrosieve SN-9, used to separate pellets and recycle water; the Storm Water systems consisting of West Sump Storm Pumps P-288 A/B and East Sump Storm Pumps P-276 A/B; and Sanitary Sump/Pump P-279 to pump wastes to the existing sewage treatment unit. | A positive use determination of 100% for the Recycle Water Pumps (P-249 A/B); Recycle Water Hydroclone (F-261); the Pellet recovery system consisting of Skimmer Pellet Pumps (P-250 A/B) and Wastewater Hydrosieve (SN-9); Storm Water systems consisting of West Sump Storm Pumps (P-288A/B) and East Sump Storm Pumps (P-276 A/B); and the Sanitary Sump/Pump (P-279). | 1996-03-13 | 679900 | 100
1636 | T3 | Fina Oil & Chemical Company | Fina - La Porte | Hwy 134 & Miller Cut-Off | La Porte | TX | 77571 | Harris | CN603899675 | RN100667633 | Installation of the Loading Area Pellet Recovery System consisting of Hopper car Unloading Blower, B-35 and Unloading Filter/Receiver F-256. | A positive use determination of 100% for the Loading Area Pellet Recovery System. | 1996-03-13 | 277400 | 100
1637 | T3 | Fina Oil & Chemical Company | Fina - La Porte | Hwy 134 & Miller Cut-Off | La Porte | TX | 77571 | Harris | CN603899675 | RN100667633 | Installed Waste Water Digester at the sewage treatment facility and constructed a secondary containment dike at the Pilot Plant. | A positive use determination of 100% for the Waste Water Digester and the Pilot Plant Containment Dike. | 1996-03-13 | 103000 | 100
1638 | T1 | Hampshire Chemical | Hampshire - Deer Park | 739 Battleground Rd | Deer Park | TX | 77536 | Harris | CN600130066 | RN100219070 | Four projects: Biotreatment Water Discharge System for Outfall 001 - Property includes civil/concrete/trenching, electrical control and distribution, two effluent transfer pump motors and outfall piping; Reroute Sanitary Force Main - underground piping; Reroute Chemical Drain Sump and Piping - Steel pipe rack extension, electrical, chemical lift station, above ground piping, and chemical drain sump; Equalization Line Between Spill & Stormwater Tanks - piping equalization line. | A positive use determination of 100% for the Biotreatment Water Discharge System installed for Outfall 001; the underground piping installed to reroute the sanitary force main, the project to reroute the chemical drain sump and piping, and the piping equalization line installed between the spill and stormwater tanks. | 1996-03-18 | 197529 | 100
1639 | T1 | Hampshire Chemical | Hampshire - Deer Park | 739 Battleground Rd | Deer Park | TX | 77536 | Harris | CN600130066 | RN100219070 | Four projects: Aqua Ammonia Loading - concrete/foundations/excavation, electrical, instrumentation, aboveground piping, tank nozzle and protective coating; Deepwell WDW-222 Tubing/Packer Replacement; Install new impeller and motor on spill transfer pump; and install variable speed drive and air conditioner unit on the deepwell injection pump. | A positive use determination of 100% for the Aqua Ammonia Loading project; the Deepwell WDW-222 Tubing/Packer Replacement; the new impeller and motor on the spill tank pump; and the variable speed drive installed on the Deepwell injection pump. | 1996-03-18 | 361506 | 100
1640 | T1 | Folger Coffee Company | Folger Coffee Company | 300 West FM 1417 | Sherman | TX | 75092 | Grayson | CN600129043 | RN100217223 | Conversion of #1 and #3 Chillers to the use of R-134A. Conversion includes the replacement of the refrigerant and the replacement of gears, seals and tubing. | A positive use determination of 100% for the project to convert Chillers #3 and #1 to enable the use of R-134A refrigerant. Property includes the replacement refrigerant and replacement seals, gears and tubing. | 1996-03-18 | 194050 | 100
1641 | T1 | Rollins Environmental Services | Rollins Environmental Services | 2027 Battleground Rd | Deer Park | TX | 77536 | Harris | CN601303829 | RN102184173 | Two projects. 1. Lamella Clarifier - Added a new inclined clarifier equipped with a bottom rake and interior shell coating. 2. Total Organic Carbon Instrument - Purchased and installed a new Total Organic Carbon instrument in the Wastewater Lab. | A positive use determination of 100% for the Lamella Clarifier and the Total Organic Carbon Instrument. | 1996-03-18 | 50627.22 | 100
1642 | T1 | Rollins Environmental Services | Rollins Environmental Services | 2027 Battleground Rd | Deer Park | TX | 77536 | Harris | CN601303829 | RN102184173 | Alkyls Dedicated Lines & Platforms - Installed dual platforms with dedicated product lines, nitrogen supply systems with regulators and relief valves, vent system to the 4.4 Afterburner, and pneumatic controls for remote operation of product valves on the trailers and vent system were installed in the 4.4 direct burn pad area. | Returned for failure to respond to a deficiency letter. | 1996-07-02 | 131489.01 | 100
1643 | T1 | Aramark Uniform Services Inc | Aramark Uniform Services Inc | 10110 Cash Rd | Stafford | TX | 77477 | Fort Bend | CN600344485 | RN101741346 | Installed flow mixer and GASP Unit at wastewater treatment plant. | A positive use determination of 100% for the wastewater treatment facility which was installed to pre-treat generated wash water. | 1996-03-29 | 152798.46 | 100
1644 | T1 | Sony Semiconductor Of America | Sony Semiconductor - San Antonio Plant | One Sony Place | San Antonio | TX | 78245 | Bexar | CN600291751 | RN100581487 | Installed the following pollution control equipment: a Metco Dust Collection System, a Delectech Scrubber, a Durr Volatile Organic Compound (VOC) Abatement system, a Ecosys Wet Scrubber, a Vector Wet Scrubber and four Guardian Burn Boxes. | A positive use determination of 100% for the Metco Dust Collection System, the Deletech CDO Scrubber, the Durr VOC Abatement System, the Ecosys Wet Scrubber, the Vector Wet Scrubber, and the Guardian Burn Boxes. | 1996-03-18 | 1185616 | 100
1645 | T1 | Huck International Inc | Huck International | 8001 Imperial Dr | Waco | TX | 76712 | McLennan | CN600128029 | RN102155975 | Installed four 1/4 HP sump pumps in the Heat Treatment Department to provide overflow/leak protection for quench tanks. | A positive use determination of 100% for the four 1/4 HP sump pumps which were installed. | 1996-03-18 | 500 | 100
1646 | T1 | Huck International Inc | Huck International | 8001 Imperial Dr | Waco | TX | 76712 | McLennan | CN600128029 | RN102155975 | Installed a new Oil-Water Separation System. The project included the purchase and installation of one Alfa-Laval NX-309 Decanter, one Alfa-Laval BRPX=207 Purifier, two Koch/Abcor Romi-Kon 1000 ultrafiltration systems and all necessary pumps, plumbing and piping. | A positive use determination of 100% for the Oil-Water Separation System. | 1996-03-18 | 238000 | 100
1647 | T1 | Nalco Energy Services LP | Nalco Energy Services | 7701 Hwy 90-A | Sugar Land | TX | 77487 | Fort Bend | CN602898751 | RN102895745 | Three Projects: S-0232 - Concrete Coating Incinerator Spill Containment - Sand blast and coat inside of small sump with fiberglass liner. J-2047 - Apply epoxy coating to surface of Hazardous Waste Drum Slab. J-2083 - Install fiberglass liners in all of Building 5's trenches. | A positive use determination of 100% for the Concrete Coating Incinerator Spill Containment project consisting of sandblasting and coating the inside of a small sump with fiberglass; the application of an epoxy coating to the Hazardous Waste Drum Slab; and the installation of a fiberglass liner inside of all of Building 5's trenches. | 1996-03-18 | 37683 | 100
1648 | T1 | Nalco Energy Services LP | Nalco Energy Services | 7701 Hwy 90-A | Sugar Land | TX | 77487 | Fort Bend | CN602898751 | RN102895745 | Replaced hazardous waste storage tanks S-701 and S-703. | A positive use determination of 100% for the tanks installed to replace hazardous waste storage tanks S-701 and S-703. | 1996-03-18 | 173534 | 100
1649 | T1 | The Dow Chemical Company | The Dow Chemical Company | 2301 Brazosport Blvd | Freeport | TX | 77541 | Brazoria | CN600356976 | RN102692258 | Emissions were reduced by piping tank vent to existing activated carbon system. A small knockout pot and pump were installed to prevent condensed vapors feeding to carbon bed. The vent from a second pump was returned to the process. | A positive use determination of 100% for the piping, KO Pot and pump installed to pipe tank vent emissions to an existing activated carbon scrubber and a positive use determination of 50% for the piping installed to move vapors from a vent back into the process. | 1996-03-04 | 76000 | 100
1650 | T1 | Temple-Inland Forest Products Corp | Temple-Inland Evadale Pulp & Paperboard | Highway 105 | Evadale | TX | 75951 | Jasper | CN602787053 | RN106320435 | Completely re-built the electrostatic precipitator on the No. 3 recovery boiler. | A positive use determination of 100% for the re-building of the electrostatic precipitator for the No. 3 recovery boiler. | 1996-03-25 | 4662000 | 100
1651 | T1 | Van Der Horst USA Corporation | Van Der Horst USA | 419 E Grove St | Terrell | TX | 75160 | Kaufman | CN600284699 | RN100574235 | Hone Pit Liner: Steel containment liner for kerosene. Filter Press: Lanco 10 cubic foot filter press with pads and 10 cubic foot self dumping sludge hopper. | A positive use determination of 100% for the Hone Pit Liner and the Filter Press. | 1996-03-26 | 31829 | 100
1652 | T1 | United Coatings Inc | United Coatings Inc | 301 Plant Rd | Ennis | TX | 75120 | Ellis | None Assigned | None Assigned | Installed a Thermal Oxidizer and related equipment. | A positive use determination of 100% for the Thermal Oxidizer and related equipment. | 1996-03-26 | 231770 | 100
1653 | T1 | ABB Vetco Gray Inc | ABB Vetco Gray | 12221 N Houston Rosslyn | Houston | TX | 77086 | Harris | CN603881673 | RN100901768 | Installed two Oil/Water Separators, one in the Maintenance area and one in Sub-Sea area. Installed a concrete slab for use as a containment device. Installed a water pre-treatment/ parkerizing system. | A positive use determination of 100% for the two Oil/Water Separators, the concrete slab installed for containment purposes and the Pre-Treatment System/Parkerizing. | 1996-03-26 | 91994 | 100
1654 | T1 | ABB Vetco Gray Inc | ABB Vetco Gray | 12221 N Houston Rosslyn | Houston | TX | 77086 | Harris | CN603881673 | RN100901768 | Installed a Glass Bead Blaster System in order to reduce air emissions from blasting. | A positive use determination of 100% for the Glass Bead Blaster System which was installed. | 1996-03-26 | 17820 | 100
1655 | T3 | Agrium Us Inc | Borger Nitrogen Operations | 9201 Farm Road 1551 | Borger | TX | 79007 | Hutchinson | CN600128227 | RN101865715 | The CO2 coolant originally used in the Ammonia Plant was MEA. Wastes generated by corrosion had to be treated as hazardous material. A new solvent aMDEA was installed in 1995. It is less corrosive and requires no hazardous corrosion inhibitor, and any wastes produced can be disposed of in a much less restrictive and more economical manner. In addition the aMDEA is a more efficient CO2 solvent, requiring less heat for regeneration and does not degrade as rapidly requiring less makeup. | A positive use determination of 17.6% for the project to replace the use of MEA with aMDEA in the Ammonia Plant. | 1996-04-03 | 124058 | 100
1656 | T1 | Agrium Us Inc | Borger Nitrogen Operations | 9201 Farm Road 1551 | Borger | TX | 79007 | Hutchinson | CN600128227 | RN101865715 | Installed a second demister (Koch demister pad) for the Urea Plant Granulator Scrubber. Installed a packed water scrubber for the Urea Plant. | A positive use determination of 100% for the Granulator Scrubber Demister and the vent scrubber which were installed. | 1996-03-27 | 68528 | 100
1657 | T1 | General Electric Company | GE Apparatus Service | 1490 W Cardinal Dr | Beaumont | TX | 77705 | Jefferson | CN600132070 | RN103033247 | Two dust collectors with HEPA filters and two enclosures used to capture the emissions from the coating process. | A positive use determination of 100% for the two dust collectors with HEPA filters (101 & 102 Cartridge Filters, Metco MPE 16,000 Cartridge Exhaust System) and the two spray enclosures. | 1996-03-27 | 172600 | 100
1658 | T1 | Gaylor Container Corporation | Gaylord Container Corporation | 11333 Kingsley | Dallas | TX | 75238 | Dallas | CN600270045 | RN102196466 | Installed two new dust collectors (632-FFG) to collect dust from the scrap waste system. | A positive use determination of 100% for the two new dust collectors which were installed during 1995. | 1996-04-01 | 9519 | 100
1659 | T1 | Gaylor Container Corporation | Gaylord Container Corporation | 1111 Coliseum Rd | San Antonio | TX | 78220 | Bexar | CN600270045 | RN101951622 | Installed a shredder and scrap waste system which consists of a shredder, blowers, duct work, a baler, and cyclone filters. Installed a Beckart Waste Water Treatment System. | A positive use determination of 100% for the shredder and scrap waste system and the Beckart Waste Water Treatment System which were installed. | 1996-04-01 | 856713 | 100
1660 | T1 | Koch Gp Services Inc | Koch Gateway Pipeline Co. - Carthage | 606 S Shelby | Carthage | TX | 75633 | Panola | CN600129688 | RN102423191 | Salt Water Disposal Facility: Two 480 bbls welded steel gun barrels (condensate/water separators), one 400 bbls welded steel condensate tank, two 400 bbls welded steel salt water tanks, three injection pumps, three low pressure transfer pumps, one filter and one double lined containment pit. | A positive use determination of 100% for the salt water disposal system consisting of two 480 bbls welded steel gunbarrels, a 400 bbls welded steel condensate tank, two 400 bbls welded steel salt water tanks, three injection pumps, three low pressure transfer pumps, a filter, and a double lined containment pit. | 1996-04-03 | 405777 | 100
1661 | T1 | Texas Fibers Inc | Texas Fibers | 1200 Rink Rd | Brenham | TX | 77833 | Washington | CN600460067 | RN102558806 | Installed a methylene chloride reduction system in the foam production facility. This system replaces the methylene chloride with CO2 as a blowing agent. It reduces methylene chloride emissions by 60%. | A positive use determination of 100% for the methylene chloride reduction system installed in the foam production facility. | 1996-04-03 | 700000 | 100
1662 | T1 | Universal Urethanes Inc | Universal Urethanes Inc | 3919 Eastex Freeway | Houston | TX | 77226 | Harris | CN600355143 | RN100644988 | Installed one 80' and one 60' exhaust stack along with an associated emission containment and collection system. The system includes hoods, duct work, fans and associated equipment. Also installed a 15" high containment wall at toluene diisocynate tanks and a 24" high containment wall at the 1.1.1 trichloroethane tank. | A positive use determination of 100% for the two exhaust stacks, the emission containment and collection system and the two containment walls. | 1996-04-09 | 155827 | 100
1663 | T1 | 7-Eleven Inc | Store #12214 | 13608 Preston | Dallas | TX | 75240 | Dallas | CN600240329 | RN102266327 | Installation of three Tidel In Tank Probes, two Advantage Multi-Product Dispensers, and Naiad Hanging Hardware. | A positive use determination of 100% for the tank probes and a positive use determination of 50% for the Multi-Product Dispensers and the hanging hardware. | 1996-04-09 | 21549 | 100
1664 | T1 | 7-Eleven Inc | Store #16520 | 13207 Maham | Dallas | TX | 75240 | Dallas | CN600240329 | RN102265527 | Installation of two Gilbarco Multi-Product Dispensers, and associated hanging hardware. | The following property is used 100% for pollution control and is installed to meet or exceed federal or state regulations: installation of two Gilbarco Multi-Product Dispensers, and associated hanging hardware. | 1996-04-09 | 9123 | 100
1665 | T1 | 7-Eleven Inc | Store #18600 | 12121 Abrams Rd | Dallas | TX | 75243 | Dallas | CN600240329 | RN102037165 | Installation of two Multi-Product Dispensers, and associated hanging hardware. | The following property is used 100% for pollution control and is installed to meet or exceed federal or state regulations: Installation of two Multi-Product Dispensers, and associated hanging hardware. | 1996-04-09 | 9197 | 100
1666 | T1 | 7-Eleven Inc | Store #19358 | 14400 Marsh Ln | Addison | TX | 75001 | Dallas | CN600240329 | RN102027026 | Installation of two Multi-Product Dispensers, and associated hanging hardware. | The following property is used 100% for pollution control and is installed to meet or exceed federal or state regulations: Installation of two Multi-Product Dispensers, and associated hanging hardware. | 1996-04-09 | 21110 | 100
1667 | T1 | 7-Eleven Inc | Store #20071 | 5242 Meadowcreek Rd | Dallas | TX | 75248 | Dallas | CN600240329 | RN102038775 | Installation of two Multi-Product Dispensers, and associated hanging hardware. | The following property is used 100% for pollution control and is installed to meet or exceed federal or state regulations: Installation of two Multi-Product Dispensers, and associated hanging hardware. | 1996-04-09 | 15855 | 100
1668 | T1 | 7-Eleven Inc | Store #20219 | 6748 Shadybrook Ln | Dallas | TX | 75231 | Dallas | CN600240329 | RN102013026 | Installation of two Multi-Product Dispensers, and associated hanging hardware. | The following property is used 100% for pollution control and is installed to meet or exceed federal or state regulations: Installation of two Multi-Product Dispensers, and associated hanging hardware. | 1996-04-09 | 10383 | 100
1669 | T1 | 7-Eleven Inc | Store #20300 | 8240 Abrams Rd | Dallas | TX | 75231 | Dallas | CN600240329 | RN102425212 | Installation of two Multi-Product Dispensers, and associated hanging hardware. | The following property is used 100% for pollution control and is installed to meet or exceed federal or state regulations: Installation of two Multi-Product Dispensers, and associated hanging hardware. | 1996-04-09 | 9421 | 100
1670 | T1 | 7-Eleven Inc | Store #20769 | 10340 Forest Lane | Dallas | TX | 75243 | Dallas | CN600240329 | RN102011095 | Installation of hanging hardware. | A positive use determination of 50% for the installation of hanging hardware. | 1996-04-09 | 6455 | 100
1671 | T1 | 7-Eleven Inc | Store #21287 | 1602 N Plano Rd | Richardson | TX | 75081 | Dallas | CN600240329 | RN102039526 | Installation of EMS3500, three In Tank Probes, two Multi-Product Dispensers and associated hanging hardware. | A positive use determination of 100% for the In Tank Probes and the EMS 3500, and a positive use determination of 50% for the Multi-Product Dispensers and the hanging hardware. | 1996-04-09 | 8963 | 100
1672 | T1 | 7-Eleven Inc | Store #22598 | 14300 Montfort | Dallas | TX | 75240 | Dallas | CN600240329 | RN102244563 | Installation of hanging hardware. | A positive use determination of 50% for the installation of the hanging hardware. | 1996-04-09 | 7261 | 100
1673 | T1 | 7-Eleven Inc | Store #22788 | 5365 Spring Valley | Dallas | TX | 75240 | Dallas | CN600240329 | RN102353455 | Installation of hanging hardware, hoses and nozzles. | A positive use determination of 50% for the installation of the hanging hardware and the hoses and nozzles. | 1996-04-09 | 6883 | 100
1674 | T1 | 7-Eleven Inc | Store #22948 | 5403 Arapaho Rd | Dallas | TX | 75248 | Dallas | CN600240329 | RN102432952 | Installation of hanging hardware, two Multi-Product Dispensers and four Gas Tank Monitors. | A positive use determination of 50% for the installation of the hanging hardware and Multi-Product Dispensers and a positive use determination of 100% for the gas tank monitors. | 1996-04-09 | 18676 | 100
1675 | T1 | 7-Eleven Inc | Store #23195 | 5804 Abrams | Dallas | TX | 75214 | Dallas | CN600240329 | RN102008042 | Installation of hanging hardware and four Gas Tank Monitors. | A positive use determination of 50% for the installation of the hanging hardware and a positive use determination of 100% for the gas tank monitors. | 1996-04-09 | 9638 | 100
1676 | T1 | 7-Eleven Inc | Store #23199 | 9798 Forrest Ln | Dallas | TX | 75244 | Dallas | CN600240329 | RN102006954 | Installation of hanging hardware and four Gas Tank Monitors. | A positive use determination of 50% for the Multi-Product Dispensers and associated hanging hardware and a positive use determination of 100% for the In Tank Probes. | 1996-04-09 | 16125 | 100
1677 | T1 | 7-Eleven Inc | Store #23252 | 7010 Greenville Ave | Dallas | TX | 75231 | Dallas | CN600240329 | RN102038064 | Installation of hanging hardware and six gas tank monitors. | A positive use determination of 50% for the hanging hardware and a positive use determination of 100% for the Gas Tank Monitors. | 1996-04-09 | 12011 | 100
1678 | T1 | 7-Eleven Inc | Store #23989 | 11803 Preston Rd | Dallas | TX | 75230 | Dallas | CN600240329 | RN102039567 | Installation of hanging hardware. | A positive use determination of 50% for the hanging hardware. | 1996-04-09 | 12911 | 100
1679 | T1 | 7-Eleven Inc | Store #24092 | 9750 Walnut Hill | Dallas | TX | 75238 | Dallas | CN600240329 | RN102230257 | Installation of hanging hardware. | A positive use determination of 50% for the hanging hardware. | 1996-04-09 | 14077 | 100
1680 | T1 | 7-Eleven Inc | Store #24306 | 6556 Skillman Rd | Dallas | TX | 75231 | Dallas | CN600240329 | RN102130457 | Installation of four Multi-Product Dispensers and associated hanging hardware. | A positive use determination of 50% for installation of the Multi-Product Dispensers and the hanging hardware. | 1996-04-09 | 36464 | 100
1681 | T1 | 7-Eleven Inc | Store #24581 | 2161 E Arapahoe Rd | Richardson | TX | 75081 | Dallas | CN600240329 | RN102432788 | Installation of a Gas Tank Monitor. | A positive use determination of 100% for the Gas Tank Monitor. | 1996-04-09 | 3033 | 100
1682 | T1 | 7-Eleven Inc | Store #25436 | 2220 Marsh Ln | Carrollton | TX | 75006 | Dallas | CN600240329 | RN102010972 | Installation of two Multi-Product Dispensers and associated hanging hardware and three In Tank Probes. | A positive use determination of 100% for the In Tank Probes and a positive use determination of 50% for the Multi-Product Dispensers and the associated hanging hardware. | 1996-04-09 | 23013 | 100
1683 | T1 | 7-Eleven Inc | Store #25511 | 9820 Walnut | Dallas | TX | 75243 | Dallas | CN600240329 | RN102232972 | Installation of four Multi-Product Dispensers and associated hanging hardware and three In Tank Probes. | A positive use determination of 100% for the In Tank Probes and a positive use determination of 50% for the Multi-Product Dispensers and the associated hanging hardware. | 1996-04-09 | 33740 | 100
1684 | T1 | 7-Eleven Inc | Store #25764 | 10690 Kingsley Rd | Dallas | TX | 75238 | Dallas | CN600240329 | RN102061801 | Installation of hanging hardware. | A positive use determination of 50% the hanging hardware. | 1996-04-09 | 7931 | 100
1685 | T1 | 7-Eleven Inc | Store #26600 | 9456 N MacArthur Blvd | Irving | TX | 75063 | Dallas | CN600240329 | RN102028644 | Installation of hanging hardware. | A positive use determination of 50% the hanging hardware. | 1996-04-09 | 6455 | 100
1686 | T1 | 7-Eleven Inc | Store #26702 | 3637 Forest Ln | Dallas | TX | 75234 | Dallas | CN600240329 | RN102143914 | Installation of hanging hardware. | A positive use determination of 50% the hanging hardware. | 1996-04-09 | 2656 | 100
1687 | T1 | 7-Eleven Inc | Store #26771 | 18118 Midway Rd | Dallas | TX | 75252 | Dallas | CN600240329 | RN102274990 | Installation of hanging hardware. | A positive use determination of 50% the hanging hardware. | 1996-04-09 | 12911 | 100
1688 | T1 | 7-Eleven Inc | Store #27528 | 2145 Josey Lane | Carrollton | TX | 75006 | Dallas | CN600240329 | RN102258670 | Installation of hanging hardware. | A positive use determination of 50% the hanging hardware. | 1996-04-09 | 6455 | 100
1689 | T1 | 7-Eleven Inc | Store #29730 | 6841 W Northwest Hwy | Dallas | TX | 75225 | Dallas | CN600240329 | RN102037298 | Installation of hoses and nozzles and three In Tank Probes. | A positive use determination of 50% the hoses and nozzles and a positive use determination of 100% for the In Tank Probes. | 1996-04-09 | 7519 | 100
1690 | T1 | 7-Eleven Inc | Store #12132 | 2129 Abrams Rd | Dallas | TX | 75214 | Dallas | CN600240329 | RN102020914 | Installation of hanging hardware. | A positive use determination of 50% the hanging hardware. | 1996-04-09 | 6455 | 100
1691 | T1 | 7-Eleven Inc | Store #12137 | 3702 Greenville Ave | Dallas | TX | 75206 | Dallas | CN600240329 | RN102892320 | Installation of two Multi-Product Dispensers and hanging hardware. | A positive use determination of 50% for the Multi-Product Dispensers and the associated hanging hardware. | 1996-04-09 | 10222 | 100
1692 | T1 | 7-Eleven Inc | Store #12153 | 5220 E Mockingbird Ln | Dallas | TX | 75205 | Dallas | CN600240329 | RN102436466 | Installation of hanging hardware. | A positive use determination of 50% for the hanging hardware. | 1996-04-09 | 6455 | 100
1693 | T1 | 7-Eleven Inc | Store #12156 | 4539 Travis St | Dallas | TX | 75205 | Dallas | CN600240329 | RN102026515 | Installation of four Multi-Product Dispensers. | A positive use determination of 50% for the four Multi-Product Dispensers. | 1996-04-09 | 6455 | 100
1694 | T1 | 7-Eleven Inc | Store #12179 | 2802 North Fitzhugh | Dallas | TX | 75204 | Dallas | CN600240329 | RN102435930 | Installation of two Multi-Product Dispensers, hanging hardware and three Gas Tank Monitors. | A positive use determination of 50% for the Multi-Product Dispensers and the hanging hardware and a positive use determination of 100% for the Gas Tank Monitors. | 1996-04-09 | 13504 | 100
1695 | T1 | 7-Eleven Inc | Store #12200 | 2529 Oak Lawn Ave | Dallas | TX | 75219 | Dallas | CN600240329 | RN102435591 | Installation of two Multi-Product Dispensers and hanging hardware. | The following property is used 100% for pollution control and is installed to meet or exceed federal or state regulations: Installation of two Multi-Product Dispensers, and associated hanging hardware. | 1996-04-09 | 10222 | 100
1696 | T1 | 7-Eleven Inc | Store #12205 | 5123 West Lovers Lane | Dallas | TX | 75209 | Dallas | CN600240329 | RN102093150 | Installation of four Dual Pump Dispensers and hanging hardware. | A positive use determination of 50% for the Dual Pump Dispensers and the hanging hardware. | 1996-04-09 | 6275 | 100
1697 | T1 | 7-Eleven Inc | Store #12223 | 3329 Oak Lawn Ave | Dallas | TX | 75219 | Dallas | CN600240329 | RN102268752 | Installation of a Controller Kit, three sump probes and hanging hardware. | A positive use determination of 50% for the hanging hardware and a positive use determination of 100% for the Controller Kit and the Sump Probes. | 1996-04-09 | 7635 | 100
1698 | T1 | 7-Eleven Inc | Store #12271 | 828 S Galloway Ave | Mesquite | TX | 75149 | Dallas | CN600240329 | RN102017282 | Installation of three In Tank Probes, two Multi-Product Dispensers and hanging hardware. | A positive use determination of 50% for the Multi-Product Dispensers and the hanging hardware and a positive use determination of 100% for the In Tank Probes. | 1996-04-09 | 11548 | 100
1699 | T1 | 7-Eleven Inc | Store #12292 | 302 N Marsalis | Dallas | TX | 75203 | Dallas | CN600240329 | RN102240553 | Installation of hanging hardware. | A positive use determination of 50% for the hanging hardware. | 1996-04-09 | 6455 | 100
1700 | T1 | 7-Eleven Inc | Store #12301 | 2911 E Ledbetter | Dallas | TX | 75216 | Dallas | CN600240329 | RN102056298 | Installation of four Multi-Product Dispensers, hanging hardware, three Gas Tank Monitors and three In Tank Probes. | A positive use determination of 50% for the Multi-Product Dispensers and the hanging hardware and a positive use determination of 100% for the In Tank Probes and the Gas Tank Monitors. | 1996-04-09 | 25493 | 100
1701 | T1 | 7-Eleven Inc | Store #17718 | 4104 Gaston Ave | Dallas | TX | 75214 | Dallas | CN600240329 | RN102016649 | Installation of two Multi-Product Dispensers and hanging hardware. | The following property is used 100% for pollution control and is installed to meet or exceed federal or state regulations: Installation of two Multi-Product Dispensers, and associated hanging hardware. | 1996-04-09 | 10222 | 100
1702 | T1 | 7-Eleven Inc | Store #18447 | 211 S Beckley | Dallas | TX | 75203 | Dallas | CN600240329 | RN102055621 | Installation of two Multi-Product Dispensers and hanging hardware. | The following property is used 100% for pollution control and is installed to meet or exceed federal or state regulations: Installation of two Multi-Product Dispensers, and associated hanging hardware. | 1996-04-09 | 11298 | 100
1703 | T1 | 7-Eleven Inc | Store #18717 | 2223 South Beckley | Dallas | TX | 75224 | Dallas | CN600240329 | RN102245537 | Multi-Product Dispensers and the hanging hardware and a positive use determination of 100% for the Gas Tank Monitors. | A positive use determination of 50% for the Multi-Product Dispensers and the hanging hardware and a positive use determination of 100% for the Gas Tank Monitors. | 1996-04-09 | 23826 | 100
1704 | T1 | 7-Eleven Inc | Store #18765 | 111 N Carroll | Dallas | TX | 75226 | Dallas | CN600240329 | RN102013927 | Installation of two Multi-Product Dispensers, hanging hardware, Gas Tank Monitors and Gas Tank Monitor Console. | A positive use determination of 50% for the Multi-Product Dispensers and the hanging hardware and a positive use determination of 100% for the Gas Tank Monitors and the Gas Tank Monitor Console. | 1996-04-09 | 21097 | 100
1705 | T1 | 7-Eleven Inc | Store #19091 | 100 E Shady Grove Rd | Irving | TX | 75060 | Dallas | CN600240329 | RN102027828 | Installation of hanging hardware and two Gas Tank Monitors. | A positive use determination of 50% for the hanging hardware and a positive use determination of 100% for the Gas Tank Monitors. | 1996-04-09 | 7876 | 100
1706 | T1 | 7-Eleven Inc | Store #19980 | 700 N Macarthur Blvd | Irving | TX | 75061 | Dallas | CN600240329 | RN102025962 | Installation of two Multi-Product Dispensers and hanging hardware. | The following property is used 100% for pollution control and is installed to meet or exceed federal or state regulations: Installation of two Multi-Product Dispensers, and associated hanging hardware. | 1996-04-09 | 10471 | 100
1707 | T1 | 7-Eleven Inc | Store #20847 | 1066 Pioneer Rd | Mesquite | TX | 75149 | Dallas | CN600240329 | RN102011186 | Installation of two Multi-Product Dispensers, hanging hardware and three In Tank Probes. | A positive use determination of 50% for the Multi-Product Dispensers and the hanging hardware and a positive use determination of 100% for the In Tank Probes. | 1996-04-09 | 13787 | 100
1708 | T1 | 7-Eleven Inc | Store #20947 | 4901 Gus Thomasson | Mesquite | TX | 75150 | Dallas | CN600240329 | RN102010238 | Installation of hanging hardware. | A positive use determination of 50% for the hanging hardware. | 1996-04-09 | 6455 | 100
1709 | T1 | 7-Eleven Inc | Store #21104 | 11437 Shiloh Rd | Dallas | TX | 75228 | Dallas | CN600240329 | RN102095916 | Installation of two Multi-Product Dispensers and hanging hardware. | The following property is used 100% for pollution control and is installed to meet or exceed federal or state regulations: Installation of two Multi-Product Dispensers, and associated hanging hardware. | 1996-04-09 | 10444 | 100
1710 | T1 | 7-Eleven Inc | Store #21368 | 2120 Greenville Ave | Dallas | TX | 75206 | Dallas | CN600240329 | RN102038023 | Installation of hanging hardware. | A positive use determination of 50% for the hanging hardware. | 1996-04-09 | 6455 | 100
1711 | T1 | 7-Eleven Inc | Store #21444 | 3801 Town East Blvd N | Mesquite | TX | 75150 | Dallas | CN600240329 | RN102009230 | Installation of four Multi-Product Dispensers, hanging hardware, three Tank Probes and three Sump Probes. | A positive use determination of 50% for the Multi-Product Dispensers and the hanging hardware and a positive use determination of 100% for the Tank Probes and the Sump Probes. | 1996-04-09 | 21852 | 100
1712 | T1 | 7-Eleven Inc | Store #21445 | 8402 Harry Hines Blvd | Dallas | TX | 75235 | Dallas | CN600240329 | RN102434131 | Installation of two Multi-Product Dispensers and hanging hardware. | The following property is used 100% for pollution control and is installed to meet or exceed federal or state regulations: Installation of two Multi-Product Dispensers, and associated hanging hardware. | 1996-04-09 | 13430 | 100
1713 | T1 | 7-Eleven Inc | Store #21446 | 510 N Nursery | Irving | TX | 75061 | Dallas | CN600240329 | RN102276961 | Installation of two Multi-Product Dispensers and hanging hardware. | The following property is used 100% for pollution control and is installed to meet or exceed federal or state regulations: Installation of two Multi-Product Dispensers, and associated hanging hardware. | 1996-04-09 | 9123 | 100
1714 | T1 | 7-Eleven Inc | Store #21764 | 2990 Lombardy Ln | Dallas | TX | 75220 | Dallas | CN600240329 | RN102028305 | Installation of hanging hardware. | A positive use determination of 50% for the hanging hardware. | 1996-04-09 | 6455 | 100
1715 | T1 | 7-Eleven Inc | Store #21972 | 8902 Garland Rd | Dallas | TX | 75218 | Dallas | CN600240329 | RN102008240 | Installation of two Multi-Product Dispensers and hanging hardware. | The following property is used 100% for pollution control and is installed to meet or exceed federal or state regulations: Installation of two Multi-Product Dispensers, and associated hanging hardware. | 1996-04-09 | 11277 | 100
1717 | T1 | 7-Eleven Inc | Store #22009 | 5406 Harry Hines Blvd | Dallas | TX | 75235 | Dallas | CN600240329 | RN102038841 | Installation of two Multi-Product Dispensers, hanging hardware and three In Tank Probes. | A positive use determination of 50% for the Multi-Product Dispensers and the hanging hardware and a positive use determination of 100% for the In Tank Probes. | 1996-04-09 | 14984 | 100
1718 | T1 | 7-Eleven Inc | Store #22324 | 232 W Centerville | Garland | TX | 75041 | Dallas | CN600240329 | RN102009099 | Installation of two Multi-Product Dispensers, hanging hardware and three In Tank Probes. | A positive use determination of 50% for the Multi-Product Dispensers and the hanging hardware and a positive use determination of 100% for the In Tank Probes. | 1996-04-09 | 14837 | 100
1719 | T1 | 7-Eleven Inc | Store #22408 | 9966 Marsh Ln | Dallas | TX | 75220 | Dallas | CN600240329 | RN102023637 | Installation of two Multi-Product Dispensers and hanging hardware. | The following property is used 100% for pollution control and is installed to meet or exceed federal or state regulations: Installation of two Multi-Product Dispensers, and associated hanging hardware. | 1996-04-09 | 9133 | 100
1720 | T1 | 7-Eleven Inc | Store #22557 | 1041 Town E Blvd N | Mesquite | TX | 75150 | Dallas | CN600240329 | RN102007143 | Installation of hanging hardware. | A positive use determination of 50% for the hanging hardware. | 1996-04-09 | 6455 | 100
1721 | T1 | 7-Eleven Inc | Store #22654 | 3321 Walnut Hill Ln | Irving | TX | 75038 | Dallas | CN600240329 | RN101992519 | Installation of hanging hardware. | A positive use determination of 50% for the hanging hardware. | 1996-04-09 | 6455 | 100
1722 | T1 | 7-Eleven Inc | Store #22889 | 10988 Harry Hines Blvd | Dallas | TX | 75220 | Dallas | CN600240329 | RN102278975 | Installation of hanging hardware. | A positive use determination of 50% for the hanging hardware. | 1996-04-09 | 6455 | 100
1723 | T1 | 7-Eleven Inc | Store #22890 | 2986 Walnut Hill Ln | Dallas | TX | 75229 | Dallas | CN600240329 | RN102021417 | Installation of two Multi-Product Dispensers and hanging hardware. | The following property is used 100% for pollution control and is installed to meet or exceed federal or state regulations: Installation of two Multi-Product Dispensers, and associated hanging hardware. | 1996-04-09 | 10177 | 100
1724 | T1 | 7-Eleven Inc | Store #22904 | 1500 N Hampton | Desoto | TX | 75115 | Dallas | CN600240329 | RN102250859 | Installation of two Multi-Product Dispensers, hanging hardware and hoses and nozzles. | A positive use determination of 50% for the Multi-Product Dispensers, Hoses and nozzles, and the hanging hardware. | 1996-04-09 | 20279 | 100
1725 | T1 | 7-Eleven Inc | Store #23379 | 7037 Lake June Rd | Dallas | TX | 75217 | Dallas | CN600240329 | RN102005964 | Installation of two Multi-Product Dispensers, hanging hardware and three In Tank Probes. | A positive use determination of 50% for the Multi-Product Dispensers and the hanging hardware and a positive use determination of 100% for the In Tank Probes. | 1996-04-09 | 13948 | 100
1726 | T1 | 7-Eleven Inc | Store #23629 | 2944 N Buckner Blvd | Dallas | TX | 75228 | Dallas | CN600240329 | RN102130531 | Installation of hanging hardware and three In Tank Probes and an EMS 3500. | A positive use determination of 50% for the hanging hardware and a positive use determination of 100% for the In Tank Probes and the EMS 3500. | 1996-04-09 | 14702 | 100
1727 | T1 | 7-Eleven Inc | Store #24039 | 615 South Main | Duncanville | TX | 75116 | Dallas | CN600240329 | RN102047024 | Installation of two Multi-Product Dispensers, hanging hardware, three In Tank Probes and three Gas Tank Monitors. | A positive use determination of 50% for the Multi-Tank Dispensers and the hanging hardware and a positive use determination of 100% for the In Tank Probes and the Gas Tank Monitors. | 1996-04-09 | 26211 | 100
1728 | T1 | 7-Eleven Inc | Store #24391 | 2720 N Macarthur Blvd | Irving | TX | 75062 | Dallas | CN600240329 | RN101998474 | Installation of Multi-Product Dispensers and hanging hardware. | A positive use determination of 50% for the Multi-Tank Dispensers and the hanging hardware. | 1996-04-09 | 17466 | 100
1729 | T1 | 7-Eleven Inc | Store #24409 | 3001 North Beltline | Irving | TX | 75062 | Dallas | CN600240329 | RN10219221 | Installation of Multi-Product Dispensers and hanging hardware. | A positive use determination of 50% for the Multi-Tank Dispensers and the hanging hardware. | 1996-04-09 | 20333 | 100
1730 | T1 | 7-Eleven Inc | Store #24415 | 10468 Garland Rd | Dallas | TX | 75218 | Dallas | CN600240329 | RN102211281 | Installation of hanging hardware. | A positive use determination of 50% for the hanging hardware. | 1996-04-09 | 6455 | 100
1731 | T1 | 7-Eleven Inc | Store #24463 | 640 E Pleasant Run | Lancaster | TX | 75146 | Dallas | CN600240329 | RN102431582 | Installation of two Multi-Product Dispensers, hanging hardware and three In Tank Probes. | A positive use determination of 50% for the Multi-Product Dispensers and the hanging hardware and a positive use determination of 100% for the In Tank Probes. | 1996-04-09 | 15054 | 100
1732 | T1 | 7-Eleven Inc | Store #24466 | 10100 Burton Rd | Dallas | TX | 75217 | Dallas | CN600240329 | RN102231808 | Installation of two Multi-Product Dispensers, hanging hardware and three In Tank Probes. | A positive use determination of 50% for the Multi-Product Dispensers and the hanging hardware and a positive use determination of 100% for the In Tank Probes. | 1996-04-09 | 15364 | 100
1733 | T1 | 7-Eleven Inc | Store #24499 | 9804 Ferguson Rd | Dallas | TX | 75228 | Dallas | CN600240329 | RN102233822 | Installation of two Multi-Product Dispensers and hanging hardware. | The following property is used 100% for pollution control and is installed to meet or exceed federal or state regulations: Installation of two Multi-Product Dispensers, and associated hanging hardware. | 1996-04-09 | 20166 | 100
1734 | T1 | 7-Eleven Inc | Store #24579 | 3733 W Northwest Highway | Dallas | TX | 75220 | Dallas | CN600240329 | RN102260908 | Installation of two Multi-Product Dispensers, hanging hardware and three In Tank Probes. | A positive use determination of 50% for the Multi-Product Dispensers and the hanging hardware and a positive use determination of 100% for the In Tank Probes. | 1996-04-09 | 20882 | 100
1735 | T1 | 7-Eleven Inc | Store #24582 | 2329 W Airport Fwy | Irving | TX | 75062 | Dallas | CN600240329 | RN102015963 | Installation of hanging hardware. | A positive use determination of 50% for the hanging hardware. | 1996-04-09 | 6455 | 100
1736 | T1 | 7-Eleven Inc | Store #24584 | 4201 Travis Street | Dallas | TX | 75205 | Dallas | CN600240329 | RN102259769 | Installation of two Multi-Product Dispensers, hanging hardware and four Gas Tank Monitors. | A positive use determination of 50% for the Multi-Product Dispensers and the hanging hardware and a positive use determination of 100% for the Gas Tank Monitors. | 1996-04-09 | 25599 | 100
1737 | T1 | 7-Eleven Inc | Store #24625 | 3230 West Davis | Dallas | TX | 75211 | Dallas | CN600240329 | RN102432010 | Installation of hanging hardware. | A positive use determination of 50% for the hanging hardware. | 1996-04-09 | 6456 | 100
1738 | T1 | 7-Eleven Inc | Store #25250 | 5500 E Grand | Dallas | TX | 75223 | Dallas | CN600240329 | RN102232105 | Installation of hanging hardware. | A positive use determination of 50% for the hanging hardware. | 1996-04-09 | 6456 | 100
1739 | T1 | 7-Eleven Inc | Store #25567 | 1155 E Redbird | Dallas | TX | 75241 | Dallas | CN600240329 | RN102256815 | Installation of two Multi-Product Dispensers, hanging hardware and three In Tank Probes. | A positive use determination of 50% for the Multi-Product Dispensers and the hanging hardware and a positive use determination of 100% for the In Tank Probes. | 1996-04-09 | 18718 | 100
1740 | T1 | 7-Eleven Inc | Store #25758 | 1600 E STATE HIGHWAY 356 | Irving | TX | 75060 | Dallas | CN600240329 | RN102009990 | Installation of hanging hardware. | A positive use determination of 50% for the hanging hardware. | 1996-04-09 | 6455 | 100
1741 | T1 | 7-Eleven Inc | Store #25842 | 3640 Gus Thomasson | Mesquite | TX | 75150 | Dallas | CN600240329 | RN102235629 | Installation of hanging hardware. | A positive use determination of 50% for the hanging hardware. | 1996-04-09 | 6455 | 100
1742 | T1 | 7-Eleven Inc | Store #26126 | 2515 Inwood Rd | Dallas | TX | 75235 | Dallas | CN600240329 | RN102258787 | Installation of Multi-Product Dispensers and In Tank Probes. | A positive use determination of 50% for the Multi-Product Dispensers and a positive use determination of 100% for the In Tank Probes. | 1996-04-09 | 10453 | 100
1743 | T1 | 7-Eleven Inc | Store #26151 | 1410 East Illinois | Dallas | TX | 75216 | Dallas | CN600240329 | RN102257813 | Installation of hanging hardware and a Gas Tank Monitor. | A positive use determination of 50% for the hanging hardware and a positive use determination of 100% for the Gas Tank Monitor. | 1996-04-09 | 7308 | 100
1744 | T1 | 7-Eleven Inc | Store #26235 | 2318 Galloway Rd | Mesquite | TX | 75150 | Dallas | CN600240329 | RN102236767 | Installation of hanging hardware. | A positive use determination of 50% for the hanging hardware. | 1996-04-09 | 6455 | 100
1745 | T1 | 7-Eleven Inc | Store #26376 | 3401 N Story Rd | Irving | TX | 75062 | Dallas | CN600240329 | RN102272283 | Installation of hanging hardware, EMS 3500 and in tank probes. | A positive use determination of 50% for the hanging hardware and a positive use determination of 100% for the EMS 3500 and the in tank probes. | 1996-04-09 | 14567 | 100
1746 | T1 | 7-Eleven Inc | Store #26589 | 2800 N O CONNOR RD | Irving | TX | 75062 | Dallas | CN600240329 | RN102270246 | Installation of hanging hardware. | A positive use determination of 50% for the hanging hardware. | 1996-04-09 | 6455 | 100
1747 | T1 | 7-Eleven Inc | Store #26721 | 2750 West Northwest Highway | Dallas | TX | 75220 | Dallas | CN600240329 | RN102256757 | Installation of Multi-Product Dispensers, hanging hardware, and In Tank Probes. | A positive use determination of 50% for the Multi-Product Dispensers and the hanging hardware and a positive use determination of 100% for the In Tank Probes. | 1996-04-09 | 11271 | 100
1748 | T1 | 7-Eleven Inc | Store #26776 | 757 E Belt Line Rd | De Soto | TX | 75115 | Dallas | CN600240329 | RN102021961 | Installation of hanging hardware and In Tank Probes. | A positive use determination of 50% for the hanging hardware and a positive use determination of 100% for the In Tank Probes. | 1996-04-09 | 10771 | 100
1749 | T1 | 7-Eleven Inc | Store #26906 | 225 E Colorado | Dallas | TX | 75203 | Dallas | CN600240329 | RN102031515 | Installation of hanging hardware. | A positive use determination of 50% for the hanging hardware. | 1996-04-09 | 6455 | 100
1750 | T1 | 7-Eleven Inc | Store #27206 | 13601 Hawn Freeway | Dallas | TX | 75253 | Dallas | CN600240329 | RN102230182 | Installation of hanging hardware. | A positive use determination of 50% for the hanging hardware. | 1996-04-09 | 3985 | 100
1751 | T1 | 7-Eleven Inc | Store #27206 | 13601 Hawn Freeway | Dallas | TX | 75253 | Dallas | CN600240329 | RN102230182 | Installation of hanging hardware. | A positive use determination of 50% for the hanging hardware. | 1996-04-09 | 12911 | 100
1752 | T1 | 7-Eleven Inc | Store #27372 | 2635 Willowbrook | Dallas | TX | 75220 | Dallas | CN600240329 | RN102274149 | Installation of hanging hardware and In Tank Probes. | A positive use determination of 50% for the hanging hardware and a positive use determination of 100% for the In Tank Probes. | 1996-04-09 | 10453 | 100
1753 | T1 | 7-Eleven Inc | Store #27427 | 3602 S Lancaster | Dallas | TX | 75216 | Dallas | CN600240329 | RN102049475 | Installation of Multi-Product Dispensers and In Tank Probes. | A positive use determination of 50% for the Multi-Product Dispensers and a positive use determination of 100% for the In Tank Probes. | 1996-04-09 | 10445 | 100
1754 | T1 | 7-Eleven Inc | Store #27441 | 1803 N Galloway | Mesquite | TX | 75149 | Dallas | CN600240329 | RN102028933 | Installation of Multi-Product Dispensers and In Tank Probes. | A positive use determination of 50% for the Multi-Product Dispensers and a positive use determination of 100% for the In Tank Probes. | 1996-04-09 | 10445 | 100
1755 | T1 | 7-Eleven Inc | Store #27644 | 801 North Beltline | Irving | TX | 75061 | Dallas | CN600240329 | RN102029857 | Installation of Multi-Product Dispensers, hanging hardware and In Tank Probes. | A positive use determination of 50% for the Multi-Product Dispensers and the hanging hardware and a positive use determination of 100% for the In Tank Probes. | 1996-04-09 | 19469 | 100
1756 | T1 | 7-Eleven Inc | Store #27646 | 1102 West Keist | Dallas | TX | 75224 | Dallas | CN600240329 | RN102030608 | Installation of hanging hardware and Tank Probes. | A positive use determination of 50% for the hanging hardware and a positive use determination of 100% for the In Tank Probes. | 1996-04-09 | 10445 | 100
1757 | T1 | 7-Eleven Inc | Store #29380 | 1501 North Interstate35 E | De Soto | TX | 75115 | Dallas | CN600240329 | RN102253630 | Installation of hanging hardware. | A positive use determination of 50% for the hanging hardware. | 1996-04-09 | 6455 | 100
1758 | T1 | 7-Eleven Inc | Store #30424 | 1717 NW Highway | Garland | TX | 75041 | Dallas | CN600240329 | RN102238474 | Installation of hanging hardware, Multi-Product Dispensers and In Tank Probes. | A positive use determination of 50% for the Multi-Product Dispensers and the hanging hardware and a positive use determination of 100% for the In Tank Probes. | 1996-04-09 | 30020 | 100
1759 | T1 | 7-Eleven Inc | Store #17858 | 1325 E Jefferson | Grand Prairie | TX | 75051 | Dallas | CN600240329 | RN102092087 | Installation of hanging hardware. | A positive use determination of 50% for the hanging hardware. | 1996-04-09 | 6455 | 100
1760 | T1 | 7-Eleven Inc | Store #24634 | 4163 Northgate Rd | Irving | TX | 75062 | Dallas | CN600240329 | RN102013869 | Installation of hanging hardware, Multi-Product Dispensers and a Gas Tank Monitor. | A positive use determination of 50% for the hanging hardware and the Multi-Product Dispensers and a positive use determination of 100% for the Gas Tank Monitor. | 1996-04-09 | 12403 | 100
1761 | T1 | 7-Eleven Inc | Store #25274 | 4118 W Airport Frwy | Irving | TX | 75062 | Dallas | CN600240329 | RN102011996 | Installation of nozzles and hoses. | A positive use determination of 50% for the nozzles and hoses. | 1996-04-09 | 3985 | 100
1762 | T1 | 7-Eleven Inc | Store #27135 | 2851 Esters Rd | Irving | TX | 75061 | Dallas | CN600240329 | RN102012648 | Installation of hanging hardware. | A positive use determination of 50% for the hanging hardware. | 1996-04-09 | 6455 | 100
1763 | T1 | 7-Eleven Inc | Store #21359 | 600 McNeil Rd | Round Rock | TX | 78681 | Williamson | CN600240329 | RN102064920 | Installation of In Tank Probes. | A positive use determination of 100% for the In Tank Probes. | 1996-04-09 | 5015 | 100
1764 | T1 | 7-Eleven Inc | Store #25391 | 1118 Palm Valley Rd | Round Rock | TX | 78664 | Williamson | CN600240329 | RN102064342 | Installation of In Tank Probes. | A positive use determination of 100% for the In Tank Probes. | 1996-04-09 | 7563 | 100
1765 | T1 | 7-Eleven Inc | Store #25945 | 1909 Hermitage Dr | Round Rock | TX | 78681 | Williamson | CN600240329 | RN102040243 | Installation of In Tank Probes, Sump Probes and Liquid Probes. | The following property is used 100% for pollution control and is installed to meet or exceed federal or state regulations: installation of In Tank Probes, Sump Probes and Liquid Probes. | 1996-04-09 | 8099 | 100
1766 | T1 | 7-Eleven Inc | Store #12702 | 1747 E Oltorf | Austin | TX | 78741 | Travis | CN600240329 | RN102124187 | Installation of In Tank Probes. | A positive use determination of 100% for the In Tank Probes. | 1996-04-09 | 4755 | 100
1767 | T1 | 7-Eleven Inc | Store #21884 | 917 N Lamar | Austin | TX | 78703 | Travis | CN600240329 | RN102019692 | Installation of In Tank Probes. | A positive use determination of 100% for the In Tank Probes. | 1996-04-09 | 5015 | 100
1768 | T1 | 7-Eleven Inc | Store #22245 | 2103 S Congress | Austin | TX | 78704 | Travis | CN600240329 | RN102057890 | Installation of In Tank Probes. | A positive use determination of 100% for the In Tank Probes. | 1996-04-09 | 5015 | 100
1769 | T1 | 7-Eleven Inc | Store #22327 | 9406 Dessau Rd | Austin | TX | 78753 | Travis | CN600240329 | RN102009743 | Installation of a Gas Tank Monitor. | A positive use determination of 100% for the Gas Tank Monitor. | 1996-04-09 | 1890 | 100
1770 | T1 | 7-Eleven Inc | Store #23295 | 1814 Guadalupe | Austin | TX | 78701 | Travis | CN600240329 | RN102018819 | Installation of In Tank Probes. | A positive use determination of 100% for the In Tank Probes. | 1996-04-09 | 5015 | 100
1771 | T1 | 7-Eleven Inc | Store #23581 | 12164 Burnet Rd | Austin | TX | 78758 | Travis | CN600240329 | RN102008935 | Installation of In Tank Probes. | A positive use determination of 100% for the In Tank Probes. | 1996-04-09 | 5015 | 100
1772 | T1 | 7-Eleven Inc | Store #24002 | 7100 FM 620 W | Austin | TX | 78750 | Travis | CN600240329 | RN102233814 | Installation of In Tank Probes and a Gas Tank Monitor. | A positive use determination of 100% for the In Tank Probes and the Gas Tank Monitor. | 1996-04-09 | 5784 | 100
1773 | T1 | 7-Eleven Inc | Store #24909 | 8010 Brodie Ln | Austin | TX | 78745 | Travis | CN600240329 | RN102039492 | Installation of In Tank Probes. | A positive use determination of 100% for the In Tank Probes. | 1996-04-09 | 4755 | 100
1774 | T1 | 7-Eleven Inc | Store #25157 | 2620 Lake Austin Blvd | Austin | TX | 78703 | Travis | CN600240329 | RN102055167 | Installation of In Tank Probes. | A positive use determination of 100% for the In Tank Probes. | 1996-04-09 | 4755 | 100
1775 | T1 | 7-Eleven Inc | Store #26192 | 5517 Cameron Road | Austin | TX | 78723 | Travis | CN600240329 | RN102032364 | Installation of In Tank Probes. | A positive use determination of 100% for the In Tank Probes. | 1996-04-09 | 1866 | 100
1776 | T1 | 7-Eleven Inc | Store #26353 | 601 W Ben White Blvd | Austin | TX | 78704 | Travis | CN600240329 | RN102041019 | Installation of In Tank Probes. | A positive use determination of 100% for the In Tank Probes. | 1996-04-09 | 2680 | 100
1777 | T1 | 7-Eleven Inc | Store #27554 | 9912 Manchaca | Austin | TX | 78748 | Travis | CN600240329 | RN102038908 | Installation of In Tank Probes. | A positive use determination of 100% for the In Tank Probes. | 1996-04-09 | 4755 | 100
1778 | T1 | 7-Eleven Inc | Store #16802 | 2124 E Highway 190 | Copperas Cove | TX | 76522 | Coryell | CN600240329 | RN102042884 | Installation of Multi-Product Dispensers. | A positive use determination of 50% for the Multi-Product Dispensers. | 1996-04-09 | 5631 | 100
1779 | T1 | 7-Eleven Inc | Store #12189 | 3601 E 14TH ST | Plano | TX | 75074 | Collin | CN600240329 | RN102248283 | Installation of hanging hardware. | A positive use determination of 50% for the hanging hardware. | 1996-04-09 | 6455 | 100
1780 | T1 | 7-Eleven Inc | Store #20031 | 3203 Independence Pkwy | Plano | TX | 75075 | Collin | CN600240329 | RN102251691 | Installation of Multi-Product Dispensers and hanging hardware. | The following property is used 100% for pollution control and is installed to meet or exceed federal or state regulations: installation of hanging hardware and Multi-Product Dispensers. | 1996-04-09 | 10222 | 100
1781 | T1 | 7-Eleven Inc | Store #20767 | 2417 Jupiter Rd | Plano | TX | 75074 | Collin | CN600240329 | RN102047131 | Installation of hanging hardware and a Tidel Probe. | A positive use determination of 50% for the hanging hardware and a positive use determination of 100% for the Probe. | 1996-04-09 | 6535 | 100
1782 | T1 | 7-Eleven Inc | Store #22604 | 651 Ave K | Plano | TX | 75074 | Collin | CN600240329 | RN102254760 | Installation of hanging hardware and a Tidel Probe. | A positive use determination of 50% for the hanging hardware and a positive use determination of 100% for the Probe. | 1996-04-09 | 7308 | 100
1783 | T1 | 7-Eleven Inc | Store #23764 | 1050 W Park Blvd | Plano | TX | 75075 | Collin | CN600240329 | RN102044880 | Installation of hanging hardware and Multi-Product Dispensers. | The following property is used 100% for pollution control and is installed to meet or exceed federal or state regulations: installation of hanging hardware and Multi-Product Dispensers. | 1996-04-09 | 12086 | 100
1784 | T1 | 7-Eleven Inc | Store #24514 | 900 W Springcreek Pkwy | Plano | TX | 75023 | Collin | CN600240329 | RN102256880 | Installation of hanging hardware and a Tidel Probe. | A positive use determination of 50% for the hanging hardware and a positive use determination of 100% for the Tidel Probe. | 1996-04-09 | 7336 | 100
1785 | T1 | 7-Eleven Inc | Store #25080 | 17605 Midway Rd | Dallas | TX | 75287 | Collin | CN600240329 | RN102012911 | Installation of hanging hardware. | A positive use determination of 50% for the hanging hardware. | 1996-04-09 | 12911 | 100
1786 | T1 | 7-Eleven Inc | Store #25576 | 2025 West Spring Creek | Plano | TX | 75023 | Collin | CN600240329 | RN102245529 | Installation of hanging hardware and a Gas Tank Monitor. | A positive use determination of 50% for the hanging hardware and a positive use determination of 100% for the Gas Tank Monitor. | 1996-04-09 | 7327 | 100
1787 | T1 | 7-Eleven Inc | Store #26264 | 100 N Greenville | Allen | TX | 75002 | Collin | CN600240329 | RN102267275 | Installation of hanging hardware. | A positive use determination of 50% for the hanging hardware. | 1996-04-09 | 2656 | 100
1788 | T1 | 7-Eleven Inc | Store #26699 | 2912 Legacy Dr | Plano | TX | 75024 | Collin | CN600240329 | RN102436813 | Installation of hanging hardware and Multi-Product Dispensers. | A positive use determination of 50% for the hanging hardware and Multi-Product Dispensers. | 1996-04-09 | 12859 | 100
1789 | T1 | 7-Eleven Inc | Store #27246 | 2500 E Plano Pkwy | Plano | TX | 75074 | Collin | CN600240329 | RN102222817 | Installation of hanging hardware and Tidel Probes. | A positive use determination of 50% for the hanging hardware and a positive use determination of 100% for the Tidel Probes. | 1996-04-09 | 7944 | 100
1790 | T1 | 7-Eleven Inc | Store #12452 | 1319 N 8Th Street | Killeen | TX | 76541 | Bell | CN600240329 | RN102032000 | Installation of Gas Tank Monitors. | A positive use determination of 100% for the Gas Tank Monitors. | 1996-04-09 | 1175 | 100
1791 | T1 | 7-Eleven Inc | Store #22387 | 1216 W Ave H | Temple | TX | 76501 | Bell | CN600240329 | RN102036605 | Installation of In Tank Probes. | A positive use determination of 100% for the In Tank Probes. | 1996-04-09 | 5680 | 100
1792 | T1 | 7-Eleven Inc | Store #27860 | 1001 Willow Springs #1 | Killeen | TX | 76542 | Bell | CN600240329 | RN102434644 | Installation of Multi-Product Dispensers. | A positive use determination of 50% for the Multi-Product Dispensers. | 1996-04-09 | 16921 | 100
1793 | T1 | 7-Eleven Inc | Store #23560 | 403 N Guadalupe St | San Marcos | TX | 78666 | Hays | CN600240329 | RN102430519 | Installation of In Tank Probes. | A positive use determination of 100% for the In Tank Probes. | 1996-04-09 | 4755 | 100
1794 | T1 | 7-Eleven Inc | Store #18531 | 716 Poindexter | Cleburne | TX | 76031 | Johnson | CN600240329 | RN102056280 | Installation of In Tank Probes, Gas Tank Monitors and Multi-Product Dispensers. | A positive use determination of 100% for the In Tank Probes and the Gas Tank Monitors and a positive use determination of 50% for the Multi-Product Dispensers. | 1996-04-09 | 14132 | 100
1795 | T1 | 7-Eleven Inc | Store #20102 | 2005 S Washington | Kaufman | TX | 75142 | Kaufman | CN600240329 | RN102013158 | Installation of hanging hardware. | A positive use determination of 50% for the hanging hardware. | 1996-04-09 | 1110 | 100
1796 | T1 | 7-Eleven Inc | Store #17884 | 901 S Main St | Weatherford | TX | 76086 | Parker | CN600240329 | RN101557445 | Installation of hanging hardware, Multi-Product Dispensers, a Gas Tank Monitor and Sump/Trench Probes. | A positive use determination of 50% for the hanging hardware and the Multi-Product Dispensers and a positive use determination of 100% for the Gas Tank Monitor and the Sump/Trench Probe. | 1996-04-09 | 16560 | 100
1797 | T1 | 7-Eleven Inc | Store #24632 | 1100 Ridge Rd | Rockwall | TX | 75087 | Rockwall | CN600240329 | RN102234655 | Installation of Multi-Product Dispensers. | A positive use determination of 50% for the Multi-Product Dispensers. | 1996-04-09 | 6378 | 100
1798 | T1 | 7-Eleven Inc | Store #20119 | 1115 E University | Denton | TX | 76201 | Denton | CN600240329 | RN102045770 | Installation of hanging hardware. | A positive use determination of 50% for the hanging hardware. | 1996-04-09 | 6455 | 100
1799 | T1 | 7-Eleven Inc | Store #21495 | 1415 West Oak | Denton | TX | 76201 | Denton | CN600240329 | RN102261971 | Installation of hanging hardware, Multi-Product Dispensers, and In Tank Probes. | A positive use determination of 50% for the hanging hardware and the Multi-Product Dispensers and a positive use determination of 100% for the In Tank Probes. | 1996-04-09 | 13565 | 100
1800 | T1 | 7-Eleven Inc | Store #23638 | 1629 W University | Denton | TX | 76201 | Denton | CN600240329 | RN102038734 | Installation of hanging hardware and a Tidel Probes. | A positive use determination of 50% for the hanging hardware and a positive use determination of 100% for the Tidel Probe. | 1996-04-09 | 7344 | 100
1801 | T1 | 7-Eleven Inc | Store #23864 | 1302 W Main St | Lewisville | TX | 75067 | Denton | CN600240329 | RN102037090 | Installation of hanging hardware, a Gas Tank Monitor and In Tank Probes. | A positive use determination of 50% for the hanging hardware and a positive use determination of 100% for the In Tank Probe and the Gas Tank Monitor. | 1996-04-09 | 8114 | 100
1802 | T1 | 7-Eleven Inc | Store #24274 | 6750 FM 423 | The Colony | TX | 75056 | Denton | CN600240329 | RN102036043 | Installation of hanging hardware and a Gas Tank Monitor. | A positive use determination of 50% for the hanging hardware and a positive use determination of 100% for the Gas Tank Monitor. | 1996-04-09 | 7327 | 100
1803 | T1 | 7-Eleven Inc | Store #24585 | 1855 Frankford Rd | Carrollton | TX | 75007 | Denton | CN600240329 | RN102014883 | Installation of hanging hardware, Multi-Product Dispensers and In Tank Probes. | A positive use determination of 50% for the hanging hardware and the Multi-Product Dispensers and a positive use determination of 100% for the In Tank Probes. | 1996-04-09 | 14387 | 100
1804 | T1 | 7-Eleven Inc | Store #25268 | 966 Mill St | Lewisville | TX | 75067 | Denton | CN600240329 | RN102267317 | Installation of hanging hardware and a Gas Tank Monitor. | A positive use determination of 50% for the hanging hardware and a positive use determination of 100% for Gas Tank Monitor. | 1996-04-09 | 3441 | 100
1805 | T1 | 7-Eleven Inc | Store #25298 | 1865 Rosemeade | Carrollton | TX | 75007 | Dallas | CN600240329 | RN102432754 | Installation of hanging hardware. | A positive use determination of 50% for the hanging hardware. | 1996-04-09 | 7011 | 100
1806 | T1 | 7-Eleven Inc | Store #25808 | 101 E SW Parkway | Lewisville | TX | 75067 | Denton | CN600240329 | RN102032190 | Installation of hanging hardware, Multi-Product Dispensers and In Tank Probes. | A positive use determination of 50% for the hanging hardware and Multi-Product Dispensers and a positive use determination of 100% for the In Tank Probes. | 1996-04-09 | 23759 | 100
1807 | T1 | 7-Eleven Inc | Store #26178 | 3108 Old Denton Rd | Carrollton | TX | 75007 | Denton | CN600240329 | RN102435492 | Installation of hanging hardware, Multi-Product Dispensers and In Tank Probes. | A positive use determination of 50% for the hanging hardware and Multi-Product Dispensers and a positive use determination of 100% for the In Tank Probes. | 1996-04-09 | 17641 | 100
1808 | T1 | 7-Eleven Inc | Store #26271 | 5010 Main St | The Colony | TX | 75056 | Denton | CN600240329 | RN102031309 | Installation of hanging hardware. | A positive use determination of 50% for the hanging hardware. | 1996-04-09 | 6455 | 100
1809 | T1 | 7-Eleven Inc | Store #26412 | 193 E Corporate Dr. | Lewisville | TX | 75067 | Denton | CN600240329 | RN102063500 | Installation of Multi-Product Dispensers and In Tank Probes. | A positive use determination of 50% for the Multi-Product Dispensers and a positive use determination of 100% for the In Tank Probes. | 1996-04-09 | 18717 | 100
1810 | T1 | 7-Eleven Inc | Store #26528 | 1024 Dallas Dr | Denton | TX | 76205 | Denton | CN600240329 | RN102008943 | Installation of hanging hardware. | A positive use determination of 50% for the hanging hardware. | 1996-04-09 | 6455 | 100
1811 | T1 | 7-Eleven Inc | Store #26575 | 1610 Teasley Lane | Denton | TX | 76205 | Denton | CN600240329 | RN102282415 | Installation of hanging hardware. | A positive use determination of 50% for the hanging hardware. | 1996-04-09 | 2656 | 100
1812 | T1 | 7-Eleven Inc | Store #26896 | 297 FM 3040 | Lewisville | TX | 75067 | Denton | CN600240329 | RN102438173 | Installation of hanging hardware and a Gas Tank Monitor. | A positive use determination of 50% for the hanging hardware and a positive use determination of 100% for the Gas Tank Monitor. | 1996-04-09 | 3895 | 100
1813 | T1 | 7-Eleven Inc | Store #27341 | 2636 Frankford | Dallas | TX | 75252 | Denton | CN600240329 | RN102276664 | Installation of hanging hardware and a In Tank Probes. | A positive use determination of 50% for the hanging hardware and a positive use determination of 100% for the In Tank Probes. | 1996-04-09 | 10550 | 100
1814 | T1 | 7-Eleven Inc | Store #12475 | 2536 East Lancaster | Fort Worth | TX | 76103 | Tarrant | CN600240329 | RN102008125 | Installation of hanging hardware and Gas Tank Monitors. | A positive use determination of 50% for the hanging hardware and a positive use determination of 100% for the Gas Tank Monitors. | 1996-04-09 | 8216 | 100
1815 | T1 | 7-Eleven Inc | Store #12476 | 5050 Davis Blvd | North Richland Hills | TX | 76180 | Tarrant | CN600240329 | RN104424866 | Installation of hanging hardware and Multi-Product Dispensers. | The following property is used 100% for pollution control and is installed to meet or exceed federal or state regulations: installation of hanging hardware and Multi-Product Dispensers. | 1996-04-09 | 10222 | 100
1816 | T1 | 7-Eleven Inc | Store #12494 | 600 S Center St | Arlington | TX | 76010 | Tarrant | CN600240329 | RN102429156 | Installation of hanging hardware, Multi-Product Dispensers and In Tank Probes. | A positive use determination of 50% for the hanging hardware and the Multi-Product Dispensers and a positive use determination of 100% for the In Tank Probes. | 1996-04-09 | 16071 | 100
1817 | T1 | 7-Eleven Inc | Store #12526 | 111 University Dr | Fort Worth | TX | 76107 | Tarrant | CN600240329 | RN102027059 | Installation of hanging hardware and Multi-Product Dispensers. | The following property is used 100% for pollution control and is installed to meet or exceed federal or state regulations: installation of hanging hardware and Multi-Product Dispensers. | 1996-04-09 | 12592 | 100
1818 | T1 | 7-Eleven Inc | Store #12529 | 4301 Camp Bowie | Fort Worth | TX | 76107 | Tarrant | CN600240329 | RN102026044 | Installation of hanging hardware and Multi-Product Dispensers. | The following property is used 100% for pollution control and is installed to meet or exceed federal or state regulations: installation of hanging hardware and Multi-Product Dispensers. | 1996-04-09 | 9089 | 100
1819 | T1 | 7-Eleven Inc | Store #12532 | 2812 Horne St | Fort Worth | TX | 76107 | Tarrant | CN600240329 | RN102243615 | Installation of Flux Hoses and Multi-Product Dispensers. | A positive use determination of 50% for the Flux Hoses and the Multi-Product Dispensers. | 1996-04-09 | 6739 | 100
1820 | T1 | 7-Eleven Inc | Store #12542 | 3200 W 7Th St | Fort Worth | TX | 76107 | Tarrant | CN600240329 | RN102000429 | Installation of hanging hardware and Multi-Product Dispensers. | The following property is used 100% for pollution control and is installed to meet or exceed federal or state regulations: installation of hanging hardware and Multi-Product Dispensers. | 1996-04-09 | 9983 | 100
1821 | T1 | 7-Eleven Inc | Store #12550 | 2945 West Berry St | Fort Worth | TX | 76109 | Tarrant | CN600240329 | RN102282092 | Installation of hanging hardware, Multi-Product Dispensers and In Tank Probes. | A positive use determination of 50% for the hanging hardware and the Multi-Product Dispensers and a positive use determination of 100% for the In Tank Probes. | 1996-04-09 | 17555 | 100
1822 | T1 | 7-Eleven Inc | Store #12562 | 6800 Azle Ave | Lake Worth | TX | 76135 | Tarrant | CN600240329 | RN102015773 | Installation of hanging hardware and Multi-Product Dispensers. | The following property is used 100% for pollution control and is installed to meet or exceed federal or state regulations: installation of hanging hardware and Multi-Product Dispensers. | 1996-04-09 | 18346 | 100
1823 | T1 | 7-Eleven Inc | Store #15658 | 8238 Calmont @ Shenandoah | Fort Worth | TX | 76116 | Tarrant | CN600240329 | RN102012515 | Installation of hanging hardware, Gas Tank Monitors and Multi-Product Dispensers. | A positive use determination of 50% for the hanging hardware and the Multi-Product Dispensers and a positive use determination of 100% for the Gas Tank Monitors. | 1996-04-09 | 12933 | 100
1824 | T1 | 7-Eleven Inc | Store #16420 | 1320 Bedford Rd | Bedford | TX | 76021 | Tarrant | CN600240329 | RN102024353 | Installation of hanging hardware and Multi-Product Dispensers. | The following property is used 100% for pollution control and is installed to meet or exceed federal or state regulations: installation of hanging hardware and Multi-Product Dispensers. | 1996-04-09 | 10222 | 100
1825 | T1 | 7-Eleven Inc | Store #17752 | 700 N Riverside Dr | Fort Worth | TX | 76111 | Tarrant | CN600240329 | RN102057817 | Installation of hanging hardware and Multi-Product Dispensers. | The following property is used 100% for pollution control and is installed to meet or exceed federal or state regulations: installation of hanging hardware and Multi-Product Dispensers. | 1996-04-09 | 13018 | 100
1826 | T1 | 7-Eleven Inc | Store #17752 | 700 N Riverside Dr | Fort Worth | TX | 76111 | Tarrant | CN600240329 | RN102057817 | Installation of hanging hardware and Multi-Product Dispensers. | The following property is used 100% for pollution control and is installed to meet or exceed federal or state regulations: installation of hanging hardware and Multi-Product Dispensers. | 1996-04-09 | 10899 | 100
1827 | T1 | 7-Eleven Inc | Store #18099 | 5900 Denton Hwy | Watauga | TX | 76148 | Tarrant | CN600240329 | RN102272929 | Installation of hanging hardware and Multi-Product Dispensers. | The following property is used 100% for pollution control and is installed to meet or exceed federal or state regulations: installation of hanging hardware and Multi-Product Dispensers. | 1996-04-09 | 9421 | 100
1828 | T1 | 7-Eleven Inc | Store #18555 | 2801 East Park Row | Arlington | TX | 76010 | Tarrant | CN600240329 | RN102049715 | Installation of hanging hardware and Multi-Product Dispensers. | The following property is used 100% for pollution control and is installed to meet or exceed federal or state regulations: installation of hanging hardware and Multi-Product Dispensers. | 1996-04-09 | 13259 | 100
1829 | T1 | 7-Eleven Inc | Store #18746 | 1622 Hemphill at Allen | Fort Worth | TX | 76104 | Tarrant | CN600240329 | RN101689065 | Installation of hanging hardware and Multi-Product Dispensers. | The following property is used 100% for pollution control and is installed to meet or exceed federal or state regulations: installation of hanging hardware and Multi-Product Dispensers. | 1996-04-09 | 13069 | 100
1830 | T1 | 7-Eleven Inc | Store #19375 | 800 Forest Ridge | Bedford | TX | 76021 | Tarrant | CN600240329 | RN102253556 | Installation of hanging hardware, a Tidel Probe and Multi-Product Dispensers. | A positive use determination of 50% for the hanging hardware and the Multi-Product Dispensers and a positive use determination of 100% for the Tidel Probe. | 1996-04-09 | 11208 | 100
1831 | T1 | 7-Eleven Inc | Store #19972 | 800 Forest Ridge | Bedford | TX | 76021 | Tarrant | CN600240329 | RN102253556 | Installation of hanging hardware and Multi-Product Dispensers. | The following property is used 100% for pollution control and is installed to meet or exceed federal or state regulations: installation of hanging hardware and Multi-Product Dispensers. | 1996-04-09 | 9133 | 100
1832 | T1 | 7-Eleven Inc | Store #20142 | 1521 W Arkansas Ln | Arlington | TX | 76013 | Tarrant | CN600240329 | RN101540029 | Installation of hanging hardware and Multi-Product Dispensers. | The following property is used 100% for pollution control and is installed to meet or exceed federal or state regulations: installation of hanging hardware and Multi-Product Dispensers. | 1996-04-09 | 6455 | 100
1833 | T1 | 7-Eleven Inc | Store #20427 | 1516 W Berry St | Fort Worth | TX | 76110 | Tarrant | CN600240329 | RN102427028 | Installation of hanging hardware and Multi-Product Dispensers. | The following property is used 100% for pollution control and is installed to meet or exceed federal or state regulations: installation of hanging hardware and Multi-Product Dispensers. | 1996-04-09 | 9133 | 100
1834 | T1 | 7-Eleven Inc | Store #20446 | 3201 N Beach St | Fort Worth | TX | 76119 | Tarrant | CN600240329 | RN101689701 | Installation of hanging hardware and Multi-Product Dispensers. | The following property is used 100% for pollution control and is installed to meet or exceed federal or state regulations: installation of hanging hardware and Multi-Product Dispensers. | 1996-04-09 | 3231 | 100
1835 | T1 | 7-Eleven Inc | Store #20457 | 3031 HARWOOD RD STE C | Bedford | TX | 76021 | Tarrant | CN600240329 | RN102044146 | Installation of Multi-Product Dispensers and Gas Tank Monitors. | A positive use determination of 50% for the Multi-Product Dispensers and a positive use determination of 100% for the Gas Tank Monitors. | 1996-04-09 | 8325 | 100
1836 | T1 | 7-Eleven Inc | Store #20462 | 501 Boyd Rd | Azle | TX | 76020 | Tarrant | CN600240329 | RN102427341 | Installation of hanging hardware. | A positive use determination of 50% for the hanging hardware. | 1996-04-09 | 6455 | 100
1837 | T1 | 7-Eleven Inc | Store #20467 | 5100 Broadway Ave | Halton City | TX | 76117 | Tarrant | CN600240329 | RN102429784 | Installation of hanging hardware and Multi-Product Dispensers. | The following property is used 100% for pollution control and is installed to meet or exceed federal or state regulations: installation of hanging hardware and Multi-Product Dispensers. | 1996-04-09 | 12316 | 100
1838 | T1 | 7-Eleven Inc | Store #20486 | 401 E Pipeline | Bedford | TX | 76021 | Tarrant | CN600240329 | None Assigned | Installation of hanging hardware. | A positive use determination of 50% for the hanging hardware. | 1996-04-09 | 6455 | 100
1839 | T1 | 7-Eleven Inc | Store #20850 | 2000 W NORTHWEST HWY | Grapevine | TX | 76051 | Tarrant | CN600240329 | RN102042454 | Installation of hanging hardware. | A positive use determination of 50% for the hanging hardware. | 1996-04-09 | 6455 | 100
1840 | T1 | 7-Eleven Inc | Store #20994 | 2120 E Abrams | Arlington | TX | 76010 | Tarrant | CN600240329 | RN102046406 | Installation of Sump Probes. | A positive use determination of 100% for the Sump Probes. | 1996-04-09 | 2038 | 100
1841 | T1 | 7-Eleven Inc | Store #21569 | 1201 W Randol Mill Rd | Arlington | TX | 76012 | Tarrant | CN600240329 | RN102042892 | Installation of In Tank Probes, Multi-Product Dispensers and hanging hardware. | A positive use determination of 100% for the In Tank Probes and a positive use determination of 50% for the Multi-Product Dispensers and the hanging hardware. | 1996-04-09 | 22513 | 100
1842 | T1 | 7-Eleven Inc | Store #12476 | 5050 Davis Blvd | North Richland Hills | TX | 76180 | Tarrant | CN600240329 | RN104424866 | Installation of In Tank Probes, Multi-Product Dispensers and hanging hardware. | A positive use determination of 100% for the In Tank Probes and a positive use determination of 50% for the Multi-Product Dispensers and the hanging hardware. | 1996-04-09 | 14871 | 100
1843 | T1 | 7-Eleven Inc | Store #22442 | 9098 Hwy 80 W | Fort Worth | TX | 76116 | Tarrant | CN600240329 | RN102060738 | Installation of hanging hardware. | A positive use determination of 50% for the hanging hardware. | 1996-04-09 | 6469 | 100
1844 | T1 | 7-Eleven Inc | Store #22996 | 2501 W Division | Arlington | TX | 76012 | Tarrant | CN600240329 | RN102041936 | Installation of hanging hardware and Multi-Product Dispensers. | The following property is used 100% for pollution control and is installed to meet or exceed federal or state regulations: installation of hanging hardware and Multi-Product Dispensers. | 1996-04-09 | 18921 | 100
1845 | T1 | 7-Eleven Inc | Store #23056 | 5704 Green Oaks Blvd SW | Arlington | TX | 76017 | Tarrant | CN600240329 | RN102052545 | Installation of hanging hardware, In Tank Probes and Multi-Product Dispensers. | A positive use determination of 50% for the hanging hardware and the Multi-Product Dispensers and a positive use determination of 100% for the In Tank Probes. | 1996-04-09 | 13782 | 100
1846 | T1 | 7-Eleven Inc | Store #23679 | 6501 Camp Bowie | Fort Worth | TX | 76116 | Tarrant | CN600240329 | RN102428075 | Installation of hanging hardware and Multi-Product Dispensers. | The following property is used 100% for pollution control and is installed to meet or exceed federal or state regulations: installation of hanging hardware and Multi-Product Dispensers. | 1996-04-09 | 20101 | 100
1847 | T1 | 7-Eleven Inc | Store #23858 | 2800 NE 28th St | Fort Worth | TX | 76111 | Tarrant | CN600240329 | RN102051687 | Installation of hanging hardware, In Tank Probes and Multi-Product Dispensers. | A positive use determination of 50% for the hanging hardware and the Multi-Product Dispensers and a positive use determination of 100% for the In Tank Probes. | 1996-04-09 | 13160 | 100
1848 | T1 | 7-Eleven Inc | Store #23859 | 5901 Davis Blvd | North Richland Hills | TX | 76118 | Tarrant | CN600240329 | RN102037942 | Installation of gas hardware. | A positive use determination of 50% for the gas hardware. | 1996-04-09 | 2656 | 100
1849 | T1 | 7-Eleven Inc | Store #23923 | 1827 E Park Row Dr | Arlington | TX | 76010 | Tarrant | CN600240329 | RN102260155 | Installation of hanging hardware and Multi-Product Dispensers. | The following property is used 100% for pollution control and is installed to meet or exceed federal or state regulations: installation of hanging hardware and Multi-Product Dispensers. | 1996-04-09 | 12386 | 100
1850 | T1 | 7-Eleven Inc | Store #24261 | 1501 North Cooper | Arlington | TX | 76011 | Tarrant | CN600240329 | RN102261336 | Installation of hanging hardware, In Tank Probe and Multi-Product Dispensers. | A positive use determination of 50% for the hanging hardware and the Multi-Product Dispensers and a positive use determination of 100% for the In Tank Probe. | 1996-04-09 | 27245 | 100
1851 | T1 | 7-Eleven Inc | Store #24273 | 3303 South Cooper | Arlington | TX | 76015 | Tarrant | CN600240329 | RN102262235 | Installation of hanging hardware and Multi-Product Dispensers. | The following property is used 100% for pollution control and is installed to meet or exceed federal or state regulations: installation of hanging hardware and Multi-Product Dispensers. | 1996-04-09 | 11504 | 100
1852 | T1 | 7-Eleven Inc | Store #24382 | 8521 Hwy 580 | Fort Worth | TX | 76116 | Tarrant | CN600240329 | RN102932779 | Installation of hanging hardware. | A positive use determination of 50% for the hanging hardware. | 1996-04-09 | 6469 | 100
1853 | T1 | 7-Eleven Inc | Store #24593 | 3930 W Pioneer Pkwy | Arlington | TX | 76013 | Tarrant | CN600240329 | RN102263118 | Installation of Multi-Product Dispensers. | A positive use determination of 50% for the Multi-Product Dispensers. | 1996-04-09 | 6455 | 100
1854 | T1 | 7-Eleven Inc | Store #24638 | 6251 McCart | Fort Worth | TX | 75133 | Tarrant | CN600240329 | RN101689370 | Installation of Multi-Product Dispensers and hanging hardware. | The following property is used 100% for pollution control and is installed to meet or exceed federal or state regulations: installation of hanging hardware and Multi-Product Dispensers. | 1996-04-09 | 6999 | 100
1855 | T1 | 7-Eleven Inc | Store #24843 | 428 Bedford Rd | Bedford | TX | 76022 | Tarrant | CN600240329 | RN102035128 | Installation of Multi-Product Dispensers, hanging hardware and In Tank Probes. | A positive use determination of 50% for the Multi-Product Dispensers and the hanging hardware and a positive use determination of 100% for the In Tank Probes. | 1996-04-09 | 16381 | 100
1856 | T1 | 7-Eleven Inc | Store #25196 | 5400 S Cooper | Arlington | TX | 76017 | Tarrant | CN600240329 | RN102037777 | Installation of hanging hardware. | A positive use determination of 50% for the hanging hardware. | 1996-04-09 | 5313 | 100
1857 | T1 | 7-Eleven Inc | Store #25299 | 700 W Interstate 20 | Arlington | TX | 76017 | Tarrant | CN600240329 | RN102035581 | Installation of hanging hardware. | A positive use determination of 50% for the hanging hardware. | 1996-04-09 | 12911 | 100
1858 | T1 | 7-Eleven Inc | Store #25416 | 3400 South Collins | Arlington | TX | 76014 | Tarrant | CN600240329 | RN102266848 | Installation of hanging hardware and a Gas Tank Monitor. | A positive use determination of 50% for the hanging hardware and a positive use determination of 100% for the Gas Tank Monitor. | 1996-04-09 | 7285 | 100
1859 | T1 | 7-Eleven Inc | Store #25492 | 900 E Park Row Dr | Arlington | TX | 76010 | Tarrant | CN600240329 | RN102033560 | Installation of hanging hardware and Multi-Product Dispensers. | The following property is used 100% for pollution control and is installed to meet or exceed federal or state regulations: installation of hanging hardware and Multi-Product Dispensers. | 1996-04-09 | 16975 | 100
1860 | T1 | 7-Eleven Inc | Store #25500 | 5198 Rufe Snow Dr | North Richland Hills | TX | 76180 | Tarrant | CN600240329 | RN102033115 | Installation of hanging hardware, In Tank Probes and Multi-Product Dispensers. | A positive use determination of 50% for the hanging hardware and the Multi-Product Dispensers and a positive use determination of 100% for the In Tank Probes. | 1996-04-09 | 21474 | 100
1861 | T1 | 7-Eleven Inc | Store #25762 | 4500 Sycamore School Rd | Fort Worth | TX | 76133 | Tarrant | CN600240329 | RN102048436 | Installation of hanging hardware and Multi-Product Dispensers. | The following property is used 100% for pollution control and is installed to meet or exceed federal or state regulations: installation of hanging hardware and Multi-Product Dispensers. | 1996-04-09 | 6468 | 100
1862 | T1 | 7-Eleven Inc | Store #25778 | 3648 Matlock RD | Arlington | TX | 76015 | Tarrant | CN600240329 | RN101055754 | Installation of hanging hardware. | A positive use determination of 50% for the hanging hardware. | 1996-04-09 | 6455 | 100
1863 | T1 | 7-Eleven Inc | Store #26128 | 705 N Collins Ave | Arlington | TX | 76011 | Tarrant | CN600240329 | RN102017589 | Installation of hanging hardware and Multi-Product Dispensers. | The following property is used 100% for pollution control and is installed to meet or exceed federal or state regulations: installation of hanging hardware and Multi-Product Dispensers. | 1996-04-09 | 12725 | 100
1864 | T1 | 7-Eleven Inc | Store #26308 | 2401 Ascension | Arlington | TX | 76006 | Tarrant | CN600240329 | RN102055613 | Installation of hanging hardware. | A positive use determination of 50% for the hanging hardware. | 1996-04-09 | 6455 | 100
1865 | T1 | 7-Eleven Inc | Store #26342 | 101 E Glade Rd | Euless | TX | 76039 | Tarrant | CN600240329 | RN102435518 | Installation of hanging hardware. | A positive use determination of 50% for the hanging hardware. | 1996-04-09 | 6455 | 100
1866 | T1 | 7-Eleven Inc | Store #26349 | 2300 W Green Oaks Blvd | Arlington | TX | 76016 | Tarrant | CN600240329 | RN102269743 | Installation of hanging hardware. | A positive use determination of 50% for the hanging hardware. | 1996-04-09 | 6455 | 100
1867 | T1 | 7-Eleven Inc | Store #26381 | 5700 Sam Calloway | Fort Worth | TX | 76114 | Tarrant | CN600240329 | RN102646387 | Installation of hanging hardware. | A positive use determination of 50% for the hanging hardware. | 1996-04-09 | 6455 | 100
1868 | T1 | 7-Eleven Inc | Store #26580 | 14200 Trinity Blvd | Fort Worth | TX | 76155 | Tarrant | CN600240329 | RN101682417 | Installation of hanging hardware. | A positive use determination 50% for the hanging hardware. | 1996-04-09 | 6455 | 100
1869 | T1 | 7-Eleven Inc | Store #26657 | 2390 Fuller-Wiser Rd | Euless | TX | 76039 | Tarrant | CN600240329 | RN102016516 | Installation of hanging hardware. | A positive use determination of 50% for the hanging hardware. | 1996-04-09 | 6455 | 100
1870 | T1 | 7-Eleven Inc | Store #27239 | 1101 E NW Pkwy #100 | Southlake | TX | 76092 | Tarrant | CN600240329 | RN102005915 | Installation of hanging hardware. | A positive use determination of 50% for the hanging hardware. | 1996-04-09 | 6455 | 100
1871 | T1 | 7-Eleven Inc | Store #27374 | 6300 Denton Hwy | Watauga | TX | 76148 | Tarrant | CN600240329 | RN102020872 | Installation of hanging hardware. | A positive use determination of 50% for the hanging hardware. | 1996-04-09 | 12911 | 100
1872 | T1 | 7-Eleven Inc | Store #27575 | 3300 Western Center Blvd | Fort Worth | TX | 76135 | Tarrant | CN600240329 | RN101689917 | Installation of hanging hardware. | A positive use determination of 50% for the hanging hardware. | 1996-04-09 | 5313 | 100
1873 | T1 | 7-Eleven Inc | Store #26560 | 2500 Forest Park | Fort Worth | TX | 76110 | Tarrant | CN600240329 | RN102059128 | Installation of hanging hardware, Multi-Product Dispensers and In Tank Probes. | A positive use determination of 50% for the hanging hardware and the Multi-Product Dispensers and a positive use determination of 100% for the In Tank Probes. | 1996-04-09 | 9650 | 100
1874 | T1 | 7-Eleven Inc | Store #26658 | 609 E Harwood | Euless | TX | 76039 | Tarrant | CN600240329 | RN102281466 | Installation of hanging hardware, Multi-Product Dispensers and In Tank Probes. | A positive use determination of 50% for the hanging hardware and the Multi-Product Dispensers and a positive use determination of 100% for the In Tank Probes. | 1996-04-09 | 10733 | 100
1875 | T1 | 7-Eleven Inc | Store #30456 | 2101 Pipeline Rd | Bedford | TX | 76021 | Tarrant | CN600240329 | RN102027919 | Installation of hanging hardware, Multi-Product Dispensers and In Tank Probes. | A positive use determination of 50% for the hanging hardware and the Multi-Product Dispensers and a positive use determination of 100% for the In Tank Probes. | 1996-04-09 | 33480 | 100
1876 | T1 | 7-Eleven Inc | Store #26634 | 1100 N Hwy 287 | Mansfield | TX | 76063 | Tarrant | CN600240329 | RN102254604 | Installation of hanging hardware and a Gas Tank Monitor. | A positive use determination of 50% for the hanging hardware and a positive use determination of 100% for the Gas Tank Monitor. | 1996-04-09 | 6076 | 100
1877 | T1 | 7-Eleven Inc | Store #26778 | 7060 Denton Hwy | Fort Worth | TX | 76148 | Tarrant | CN600240329 | RN102294733 | Installation of hanging hardware, a Tidel Probe and a Gas Monitor with three probes. | A positive use determination of 50% for the hanging hardware and a positive use determination of 100% for the Gas Tank Monitor with three probes and the Tidel Probe. | 1996-04-09 | 11774 | 100
1878 | T1 | 7-Eleven Inc | Store #27367 | 4901 Little Rd | Arlington | TX | 76017 | Tarrant | CN600240329 | RN102277779 | Installation of hanging hardware and In Tank Probes. | A positive use determination of 50% for the hanging hardware and a positive use determination of 100% for the In Tank Probes. | 1996-04-09 | 9990 | 100
1879 | T1 | 7-Eleven Inc | Store #30455 | 2900 Brown Trail | Bedford | TX | 76021 | Tarrant | CN600240329 | RN102991593 | Installation of hanging hardware, a Tidel Tank Monitor and In Tank Probes. | A positive use determination of 50% for the hanging hardware and a positive use determination of 100% for the Tidel Tank Monitor and the In Tank Probes. | 1996-04-09 | 13268 | 100
1880 | T1 | Potters Industries Inc | Potters Industries, Inc. | Cross Plain Hwy & 279 N | Brownwood | TX | 76801 | Brown | CN600716252 | RN101292886 | Two Baghouse Systems - each consists of a baghouse, a heat exchanger, related ductwork and electrical equipment. Hoods & Collections Systems: includes hoods, ductwork, tubing and other associated equipment. | A positive use determination of 100% for the two Baghouse Systems and the Hoods and Collections Systems. | 1996-04-11 | 426000 | 100
1881 | T1 | Oiltanking Houston Inc | Oiltanking Pasadena Inc | 404 Jefferson | Pasadena | TX | 77506 | Harris | CN602401374 | RN103887360 | Installed fugitive emission monitors. Installed internal floating roofs on storage tanks. | The following property is used 100% for pollution control and is installed to meet or exceed federal or state regulations: fugitive emission monitors and internal floating roofs on storage tanks. | 1996-04-17 | 1066164 | 100
1882 | T1 | Oiltanking Houston Inc | Oiltanking Pasadena Inc | 404 Jefferson | Pasadena | TX | 77506 | Harris | CN602401374 | RN103887360 | Installed wastewater filters as part of the stormwater runoff collection network. Installed a sump and storm drainage system. Installed tank dikes and drainage to control potential tank spills. Installed concrete walls and drainage around the manifold as spill containment. Installed tank gauges to ensure that tanks are not overfilled. Installed automated controls to ensure that tanks are not overfilled. Installed cathodic protection on tanks and piping. | A positive use determination of 100% for the wastewater filters; the sumps and storm drainage systems; the tank dikes and drainage systems; the concrete walls and drainage installed at the manifold; the tank gauges installed to prevent overfill; the portion of the automated controls installed to limit overfill; and the cathodic protection installed on the pipelines and tanks. | 1996-04-17 | 1379136 | 100
1883 | T1 | Disposal Systems Inc | Disposal Systems Inc | 2525 Battleground Rd | Deer Park | TX | 77536 | Harris | CN605031566 | RN108906033 | Constructed a RCRA drum storage building. Purchased four 5 yard dump bins. Applied coating to unloading pads and secondary containment areas. Replaced atmospheric tanks with pressure tanks as required by EPA. Installed a non-hazardous segregation system. Installed various waste segregation systems. These systems include a sour water system which consists of a scrubber, carbon beds, and vapor balance systems, and a TICIL system which consists of a water scrubber, carbon beds, potassium hydroxide, and air pollution handling equipment. Upgraded filter press and sock filters. Upgraded pumps and tanks. Installed a feed train to the new deepwell. | A positive use determination of 100% for the drum storage building, the coatings installed on the unloading pads and the secondary containment areas, the pressure tanks installed as replacements for the atmospheric tanks and the pollution control equipment installed as part of the various waste segregation systems, including the scrubbers, carbon beds, vapor balance equipment and air pollution handling equipment. | 1996-05-28 | 1981521 | 100
1884 | T1 | Coca-Cola Enterprises | Coca-Cola Foods - Waco Facility | 8400 Imperial Dr | Waco | TX | 76712 | McLennan | CN600284285 | RN100573815 | Installed a wastewater collection and treatment system which segregates process from sanitary wastewater. Property includes wastewater conveyances, sumps, process drainage piping, sewer manholes, sanitary piping, building, neutralization equipment, pH meter, chart recorder, sampling equipment, and the flow meter. Installed flue gas recirculation equipment on two boilers. Constructed two recycling areas. Property includes the recycling structures, two Bottle & PET crushers, a PET bailer, two scrap choppers, a cardboard bailer and a glass/metal sorter. Completed an asbestos abatement project. Installed water treatment equipment including green sand filters, ultrafiltration, chlorination and dechlorination. Installed stationary spill response equipment including spill kits and response equipment and constructed two canopies with separate wastewater drains. | A positive use determination of 100% for the wastewater collection and treatment system; the flue gas recirculation equipment installed on the two boilers; the recycling areas and equipment; the asbestos abatement project; the water treatment equipment; and the stationary spill containment equipment. | 1996-04-23 | 2038331 | 100
1885 | T1 | Dixie Electro Plating Company Inc | Dixie Electro Plating Co | 3001 Engelke | Houston | TX | 77003 | Harris | CN600303846 | RN100593920 | Installed a PVC and FRP Duct Work System which connects several chromium process tanks to a packed bed scrubber. The Duct work consists of approximately 100' of 40" trunk with four 20" branches which service seven process tanks. | A positive use determination of 100% for the PVC and FRP Duct Work System. | 1996-04-23 | 52605 | 100
1886 | T1 | Cooper Cameron Corporation | Cooper Cameron Liberty Plant | Us Hwy 90E & FM1909 | Liberty | TX | 77575 | Liberty | Insufficient Information | Insufficient Information | Installed Haliburton Sewage Treatment Plant, Haliburton Monitoring System - Flow Meter and Flume and Automated Sampler, and a RGF Environmental Wastewater/Oil Separator. | A positive use determination of 100% for the Haliburton Sewage Treatment System, the Haliburton Monitoring System, and the RGF Environmental Wastewater/Oil Separator. | 1996-04-24 | 199788.24 | 100
1887 | T1 | Free-Port McMoRan Resource Partners LP | Freeport-McMoRan Galveston Terminal | 4500 Old Port Industrial | Galveston | TX | 77554 | Galveston | CN601560667 | RN102911955 | Installed sumps, pumps, pH controls and storm drainage as a collection system to collect and treat stormwater. Installed asphalt to stabilize a contaminated area of ground. Installed a settling reservoir, mixer, pump, tank, and pH controls for use in removing solid wastes from stormwater. | A positive use determination of 100% for the sumps, pumps, pH controls and storm drainage installed to gather and treat stormwater; the project to install asphalt and stabilize the contaminated area of ground; and the settling reservoir, mixer, pumps, tank and pH controls installed for use in settling and aerating solid wastes from stormwater run-off. | 1996-04-26 | 175200 | 100
1888 | T2 | Phillips Petroleum Co | Phillips Petroleum Borger Refinery | State Spur 119 N | Borger | TX | 79007 | Hutchinson | CN603881871 | RN102495884 | new SCOT tail gas incinerator on Sulfur Recovery Unit 34 and the acid gas transfer system routing the acid gas stream to SRU 34. | A positive use determination of 100% for the installation of the new SCOT tail gas incinerator on Sulfur Recovery Unit 34 and the acid gas transfer system routing the acid gas stream to SRU 34. | 1996-04-26 | 15500000 | 100
1889 | T1 | Lone Star Industries Inc | Maryneal Cement | Star Route Box 25 | Sweetwater | TX | 79556 | Nolan | CN600363683 | RN100220847 | Installation of heat exchange piping on Kilns #1 and #2 in order to lower the temperature that dust collector bags (baghouse) comes into contact with causing tempering air damper to remain closed - thereby evacuation of all excess air. | A positive use determination of 100% for the installation of the heat exchange piping for kilns #1 and #2. | 1996-05-02 | 800240 | 100
1890 | T3 | Oiltanking Houston Inc | Oiltanking Pasadena Inc | 404 Jefferson | Pasadena | TX | 77506 | Harris | CN602401374 | RN103887360 | Low Emission Valves: Installed low emission valves which are designed to release less hydrocarbon vapors around the valve stem. Tandem Seals on Pumps: Installed tandem seals on the pump shafts to reduce the probability of product leaking around the shaft. | A positive use determination of 52% for the low emissions valves which were installed at the facility and a positive use determination of 49% for the tandem seal installed on the pump shafts. | 1996-05-02 | 720507 | 100
1891 | T1 | Mobil Natural Gas Inc | Mobil Natural Gas - La Gloria Plant | PO Box 97 | Falfurrias | TX | 78355 | Jim Wells | Insufficient Information | Insufficient Information | Installed a John Zink VC-ZTOF smokeless, natural draft, air assisted, enclosed, hydrocarbon vapor combustion unit. | A positive use determination of 100% for the John Zink VC-ZTOF vapor combustion unit. | 1996-05-02 | 62600 | 100
1892 | T1 | Owens Corning | Owens Corning | 1701 Hollywood Rd | Amarillo | TX | 79110 | Randall | CN603528050 | RN100222140 | Twenty larger, properly sized Flex-Kleen pulse jet cartridge style dust collectors were installed on various raw material bins in the batch house. | A positive use determination of 100% for the Flex-Kleen pulse jet cartridge style dust collectors which were installed in the batch house. | 1996-05-02 | 242797 | 100
1893 | T1 | Owens Corning | Owens Corning | 1701 Hollywood Rd | Amarillo | TX | 79110 | Randall | CN603528050 | RN100222140 | Two Trane centrifugal chillers and one York Centrifugal chiller have been converted from the use of CFC-11 refrigerant to HCFC-123 refrigerant. Rupture Guard units have also been added on the two Trane Chillers. | A positive use determination of 100% for the project to convert the two Trane chillers and the one York chiller to enable the use of HCFC-123 and the installation of the Rupture Guards on the two Tran chillers. | 1996-05-02 | 192420 | 100
1894 | T1 | Electrosource Inc | Electrosource Inc | 2809 I 35 South | San Marcos | TX | 78666 | Hays | CN600753594 | RN101448272 | Installed #2 scrubber and related ductwork. | The following property is used 100% for pollution control and is installed to meet or exceed federal or state regulations: #2 scrubber and related ductwork. | 1996-05-02 | 155000 | 100
1895 | T1 | Electrosource Inc | Electrosource Inc | 2809 I 35 South | San Marcos | TX | 78666 | Hays | CN600753594 | RN101448272 | Constructed a wastewater treatment facility. Constructed a containment barrier and a building around the tank farm itself for use in collecting any spills or rainwater runoff. | A positive use determination of 100% for the wastewater treatment facility and the containment barrier and building constructed around the tank farm. | 1996-05-02 | 834333 | 100
1896 | T1 | Texas Crumb Industries LLC | Texas Crumb Industries, LLC | Hwy 277 North | Stamford | TX | 79553 | Haskell | CN601585532 | RN103045761 | The following property: Oliver Gravity Separator; cyclone system; lint cleaning system; dust collection system (bag house); and sheet metal for bag house. | A positive use determination of 100% for the dust collection system (baghouse), the sheet metal for the baghouse, the Olive Gravity Separator, the Cyclone System and the lint cleaning system. | 1996-05-02 | 86611 | 100
1897 | T1 | Lee Company The | Lee Company - Pine Springs Plant | 12380 Pine Springs | El Paso | TX | 79927 | El Paso | Insufficient Information | insufficient Information | Purchased a recycling system which consists of a baler, a dumping system with carts and a loader, a loader for the baler, a scale and a digital readout for the scale. | A positive use determination of 100% for the Selco Baler, the dumping system, the weighted scale and the digital readout. | 1996-05-02 | 14649.5 | 100
1898 | T1 | Ethyl Corporation | Ethyl Corp - Houston Plant | 1000 N South Ave | Pasadena | TX | 77503 | Harris | CN600127740 | RN101613230 | APAC Expansion Project: The environmental scope of the project includes a flare system, a wastewater treatment facility, drainage systems, filtering and venting, spill containment, and wash water collection. New paved roads were constructed in order to reduce dust emissions. | A positive use determination of 100% for the flare system, the wastewater treatment facility, the drainage systems, the filtering and venting systems, the spill containment property, the wash water collection system and the paving which was installed to reduce dust emissions. | 1996-05-02 | 12404371 | 100
1899 | T1 | Ethyl Corporation | Ethyl Corp - Houston Plant | 1000 N South Ave | Pasadena | TX | 77503 | Harris | CN600127740 | RN101613230 | Separation Project: The environmental scope of the project includes instrumentation, insulation, structures, and piping to handle waste streams, wastewater treatment tanks, flare piping, waste and water pumps, and concrete foundations and diking for spill containment. Two new paved roads and a paved parking lot were constructed in order to reduce dust emissions. | A positive use determination of 100% for the instrumentation, insulation, structure and piping installed to handle waste streams; the wastewater treatment tanks; the flare piping; the waste and water pumps; the concrete foundation and diking installed for spill containment; and the paving of the two roads and the parking lot. | 1996-05-02 | 856000 | 100
1900 | T1 | International Garment Processors | International Garment | 12451 Montana Ave | El Paso | TX | 79987 | El Paso | CN603552803 | RN101916260 | Purchased and installed a new baghouse, exhaust fan, hoods, and ducting for a dust collection system in the new sandblast room. | A positive use determination of 100% for the new baghouse, the exhaust fan, the hoods and the ducting which were installed as part of the dust collection system. | 1996-05-07 | 111619 | 100
1901 | T1 | Tyler Pipe Company | Tyler Pipe | Hwy 69 N | Swan | TX | 75706 | Smith | CN602536617 | RN102679867 | The following projects: 1. Purchased Apex stack sampling equipment. 2. Fabricated and installed a replacement fan housing for the south plant cupola pollution control system. 3. Purchase of replacement Radial Vane Eliminator for existing south plant cupola scrubber. 4. Installed ventilation system intended to duct gas steam from south plant slagger & cupola mixing ladle to south plant cupola scrubber system. 5. Installed an air pollution control system for controlling fugitive emissions from the electric furnaces building. 6. Installation and purchase of Flow Sizer Unit in the dust control system baghouse environmental system. 7. Replaced cyclonic separator, impactor assembly diffuser, throat and elbow on south plant JJRI dust collector. 8. Design engineering work for a new dust control system for the impact molding machine and mold cooling line. 9. Modification to the sand system will reduce sand spillage and greatly reduce the excessive dusting from the impact molding sand system. 10. Fabrication and installation of a replacement fan housing for the north plant cupola scrubber pollution control system. 11. Installed three pumps to supply water to the hot coat/sand reclamation pollution scrubbers and a secondary containment basin around the pumps. 12. Engineering cost to design emission control systems (electrostatic precipitators) for Akers II and III production units. 13. Installation and purchase of equipment to add baghouse particulate controls to the LD Single Station Pipe Machine. 14. Purchase and installation of cartridge type dust collectors on Akers II and III. 15. Addition of baghouse/afterfilter to the existing north plant hot coat/sand reclamation system. 16. Purchased and installed paint spray booth for the valve/OEM coating facility. 17. Acid scrubber and bin vent required to install two machines and support equipment. 18. Replacement of 8" south plant hazardous waterline. 19. Replacement of obsolete polymer mixing units at cupola water treatment facility. 20. Fabrication and installation of a premixing and equalization system of influent process waters. 21. Replacement of North Plant hazardous water line which returns water to the cupola water treatment facility. 22. Fabrication and installation of partition walls and low flow discharge trough at outfall #006 to aid the collection of water samples. 23. Fabrication, installation and relocation of dechlorination equipment at outfall #001. 24. Installed secondary containment for 6,000 gallon bulk tank at south water treatment. 25. Relocation of hazardous waste water pit, material handling equipment, and bridge crane installation which will allow for channeling of stormwater runoff and enable Tyler Pipe to install secondary containment around air pollution separator. 26. Purchase of two diesel powered street sweepers for south plant. 27. Moving of fines mixing facility into the sand reclamation building and reroute impact dust collection fines to sand reclamation fines silo for mixing. This project is a system which blends baghouse fines and scrubber sludge into a non-dusting, wetted material to be disposed in a landfill. 28. Purchase of a small Tennant gas sweeper for the control of fugitive emissions deposited on the floor of the southwest warehouse. 29. Lateral expansion of class I landfill, will add an expected two years worth of space to the existing landfill. 30. Engineering and design related to expansion of existing class I landfill. | A positive use determination of 100% for the projects listed above. | 1996-05-07 | 3947668.69 | 100
1902 | T1 | American Maize-Products Dimmitt Inc | American Maize-Products Dimmitt Inc. | 700 E Jones | Dimmitt | TX | 79027 | Castro | CN600273742 | RN100214220 | Installed the following equipment: a Flow Alarm on the water line to the Ammonia water mixer; a Temperature Alarm on the Aqua Ammonia cooler; a Level Alarm/Controller on the Aqua Ammonia Tank; a Flow Alarm on the Aqua Ammonia Pumps; a Check Valve on the Ammonia Tank Inlet and a Remote Operated Emergency Ammonia Shut Off Valve. | Withdrawn by applicant | 1996-05-26 | 38000 | 100
1903 | T1 | Ecolab Inc | Ecolab Inc | 2305 Sherwin St | Garland | TX | 75041 | Dallas | CN600304745 | RN100594852 | Boiler Upgrade: Replaced boiler stack to prevent rainwater from entering boiler. Removed old water heater in order to eliminate rust entering water treatment system. Personal Chlorine Monitors: Chlorine monitors are required for operators working with Chlorine car and/or working in confined areas. Bleach Line Filter Replacement: Filter replacement was required because of metal contamination in bleach product. | Returned for failure to respond to a deficiency letter. | 1996-09-10 | 74231 | 100
1904 | T1 | American Maize-Products Dimmitt Inc | American Maize-Products Dimmitt Inc. | 700 E Jones | Dimmitt | TX | 79027 | Castro | CN600273742 | RN100214220 | Purchased 650 acres for use as land application facility. Made improvements to existing wastewater storage pond. Improvements included: Raised east, west and south dikes by one foot. Installed a new two foot high dike along the north end. Excavated and installed Bentonite clay at north end of pond. Installed two 1800 gpm pumps and a 12 inch PVC pipeline to transfer water to the new site. Removed existing buildings at new site. Replaced overhead power lines with underground lines at new site. Installed a 1/2 mile radius pivot sprinkler system. Constructed low earthen dikes around the perimeter of the new site. | A positive use determination of 100% for the improvements to the existing wastewater storage pond, the two 1800 gpm pumps, the pipeline, the cost to prepare the new site, the sprinkler system, the earthen dike work and the land purchased as a new disposal site excluding the 71 acres used as a buffer zone. | 1996-05-29 | 2235897 | 100
1905 | T1 | Temple-Inland Forest Products Corp | Temple-Inland Jasper | Highway 105 | Jasper | TX | 75951 | Jasper | CN602787053 | RN106320435 | A Rainbird Spray System was added to the north end (A-2 Basin) of the treatment system. | A positive use determination of 100% for the Rainbird Spray System which was added to the north end of the treatment system. | 1996-05-29 | 185000 | 100
1906 | T1 | Temple-Inland Forest Products Corp | Temple-Inland Jasper | Highway 105 | Jasper | TX | 75951 | Jasper | CN602787053 | RN106320435 | Four opacity monitors were purchased for the recovery boilers. | A positive use determination of 100% for the four opacity monitors. | 1996-05-29 | 138000 | 100
1907 | T1 | Temple-Inland Forest Products Corp | Temple-Inland Jasper | Highway 105 | Jasper | TX | 75951 | Jasper | CN602787053 | RN106320435 | The facility purchased and installed instrumentation and equipment necessary to measure flow rates, pH and temperature of EOP scrubbing media for both of the Fiberline Bleach Plant C1O2 scrubbers. | A positive use determination of 100% for the purchase and installation of instrumentation and equipment used to measure flow rate, pH and temperature of the EOP scrubbing media. | 1996-05-29 | 90800 | 100
1908 | T1 | Temple-Inland Forest Products Corp | Temple-Inland Jasper | Highway 105 | Jasper | TX | 75951 | Jasper | CN602787053 | RN106320435 | The new drop structure is designed for the total Mill effluent flow capacity for major rain events. The construction of the structure will take 8' out of elevation of the canal water surface level while supplying minimal turbulence and minimal obstruction flow. The existing levees are in need of immediate attention in the location of the existing weirs. | A positive use determination of 100% for the project involving the installation of the new drop structure. | 1996-05-29 | 303000 | 100
1909 | T1 | Houston Collision Inc | Houston Collision Inc | 13100 Westpark | Houston | TX | 77082 | Harris | CN601092893 | RN101988558 | Installed a Garmat USA 99700 series full downdraft paint booth. | A positive use determination of 100% for the GARMAT USA 99700 series full downdraft paint booth and the part of the building which houses the paint booth (28% of the building). | 1996-05-29 | 71588 | 100
1910 | T1 | Consolidated C-Stores | Checkered Flag | 4940 Davis Blvd | Fort Worth | TX | 76180 | Tarrant | CN604448613 | RN102383957 | Installed six Stage II Vapor Recovery Systems, Schlumber 4331-6A-B, and four tank level monitors. Equipment will eliminated vapors from fueling and check for leaks from tanks. | A positive use determination of 50% for the six Stage II Vapor Recovery Systems (model 4331-6A-B) and the four tank level monitors. | 1996-06-10 | 42245 | 100
1911 | T1 | Monarch Tile Inc | Monarch Tile Inc | 333 Marshall St | Marshall | TX | 75670 | Harrison | CN600616064 | RN101057677 | Installed a ALAR Water System the filters and separates solid waste from liquids. | A positive use determination of 100% for the ALAR Water System. | 1996-06-10 | 158463 | 100
1912 | T1 | Temple-Inland Forest Products Corp | Temple-Inland Evadale Pulp & Paperboard | Highway 105 | Evadale | TX | 75951 | Jasper | CN602787053 | RN106320435 | Effluent Canal Erosion Control Project: restore canal levee areas where erosion damage has occurred and upgrade the structure. | A positive use determination of 100% for the Effluent Canal Erosion Control project. | 1996-06-28 | 600000 | 100
1913 | T1 | Temple-Inland Forest Products Corp | Temple-Inland Jasper | Highway 105 | Jasper | TX | 75951 | Jasper | CN602787053 | RN106320435 | Install a system which routes black liquor and stock spills from the Fiberline area to the Pulp Mill effluent system. | A positive use determination of 100% for the system installed to route black liquor and stock spills to the pulp mill effluent system. | 1996-06-28 | 259000 | 100
1914 | T1 | Letourneau Inc | Letourneau Inc | 2400 S MacArthur Blvd | Longview | TX | 75601 | Gregg | CN600360465 | RN10650779 | Constructed a baghouse for the LVR Unit. Used to prevent and control particulate matter. | A positive use determination of 100% for the LVR Unit baghouse. | 1996-07-01 | 226111 | 100
1915 | T1 | Koppers Industries Inc | Koppers Industries - Somerville Plant | Hwy 36 North | Somerville | TX | 77879 | Burleson | CN602411605 | Insufficient Information | Groundwater Recovery System: Equipment used to pump groundwater from contaminated areas and treat for discharge. API Separator. Aeration Tank. Monitoring and Control Equipment: pH monitor, dissolved oxygen meter, chart recorders, and flow controls. Neutralization System: pH meters monitor for pH drops and signal caustic or acid pumps. Wastewater Buildings: One houses the Biotrol Unit. The other contains caustic and polymers. Secondary Containment: Concrete floor and dike walls around tanks and treatment cylinders. 90 Day Storage Facility: Contained storage facility. Spill Response Materials and Storage Building: Three buildings holding spill response equipment and the equipment. Recycled Water Cleaning System: Two high pressure washers used on drip pad. | A positive use determination of 100% for the groundwater recovery system; the API separator; the aeration tank; the pH monitor, dissolved oxygen meter, chart recorders and flow control equipment; the neutralization system; the wastewater buildings; the concrete floor and dike walls installed around the tanks and the secondary containment added around the treatment cylinders; the 90 day storage facility; the spill response materials and storage buildings; and the recycled water cleaning system. | 1996-07-01 | 3117290 | 100
1916 | T1 | Priefert Mfg Co Inc | Priefert Mfg. Co. Inc. | 2630 S Jefferson | Mount Pleasant | TX | 75455 | Titus | CN601060858 | RN101938637 | Installation of a powdered painting system. The system consists of five major processes located in series along a 700' long closed loop, monorail conveyor system. Installation of the system required the construction of an addition to the building. The use of this system eliminates the generation of air emissions during the cleaning and coating process. | A positive use determination of 100% for the powder spray booth, a positive use determination of 90% for the building extension which houses the powder booth and a positive use determination of 50% for the shot blasting booth. | 1996-07-16 | 413440 | 100
1917 | T1 | Temple-Inland Forest Products Corp | Temple-Inland Evadale Pulp & Paperboard | Highway 105 | Jasper | TX | 75951 | Jasper | CN602787053 | RN106320435 | Predictive Emissions Monitoring System. | A positive use determination of 100% for the Predictive Emissions Monitoring System. | 1996-07-12 | 121661.72 | 100
1918 | T1 | Novus International Inc | Monsanto - Chocolate Bayou Plant | FM 2917 | Alvin | TX | 77512 | Brazoria | Insufficient Information | Insufficient Information | Non-commercial deep well waste disposal facility used to dispose of salt containing waste water. Property includes injection well, pumps, brine tank, piping, pretreatment and monitoring equipment. | A positive use determination of 100% for the deep well waste disposal facility consisting of an injection well, pumps, brine tank, and pretreatment and monitoring equipment. | 1996-07-25 | 5000000 | 100
1919 | T2 | Inland Container | Inland-Orange | Old Hwy 87 North | Orange | TX | 77630 | Orange | CN602756777 | RN104482823 | Constructed Black Liquor storage tanks. These tanks replace storage ponds which are voluntarily being closed under an agreement with EPA. | Withdrawn by applicant | 1996-09-09 | 2434864.5 | 100
1920 | T1 | American Railcar Industries Inc | American Railcar Coatings | Hc01 Box | Goodrich | TX | 77335 | Polk | CN601353378 | RN102610185 | Installation of the following equipment: Baghouse used to control visible emissions and particulate matter; Thermal oxidizers consisting of: Eiseman VOC Adsorption System, Liquid Chiller #0394F80128, Filter House #D93412901, Adsorption Unit #A707-303, Deabs #F20850W10W244R097M, Thermal oxidizer, Rot Fans Abs #9310113111, and Stack and ductwork; Hazardous Waste Reduction System consisting of GRACO Plural Spray Systems; Blast Unit installed to blast exteriors and interiors of railcars; Hazardous Waste Containment System: Wash pad with roof, wash water storage tanks #1 and #2, Clarifier basin and settling pond, jet wash high pressure washer, paint storage building with containment system, and hazardous material storage pad; Oil/Water Separator; and the Cleaning Rack Water Collection System consisting of a waste water settling basin. | A positive use determination of 100% for the installation of the baghouse, the thermal oxidizers, the GRACO Plural Spray Systems, the Hazardous Waste Containment system, the Oil/Water Separator, and the cleaning rack water collection system. A positive use determination of 50% for the Blast unit. | 1996-08-13 | 1328914 | 100
1921 | T3 | Texas Bragg Enterprises | Texas Bragg Enterprises | I-30 5 M E of Mt Pleasant | Mount Pleasant | TX | 75455 | Titus | CN601056203 | RN101931772 | Constructed a new paint facility with a spray wash booth utilizing water and a low concentrate of phosphoric acid in place of toluene and xylene. Down draft paint booths using paint heaters and HVLP guns. The drying booth system is a filtered enclosed booth. | A positive use determination of 100% for the two paint spray booths and the drying oven. A positive use determination of 87% for the high volume, low pressure spray guns. A positive use determination of 54% for the wash booth and pressure washer. A positive use determination of 15% for the building which was constructed to house the above listed equipment. | 1996-11-05 | 560000 | 100
1922 | T1 | Ferguson-Burleson County Gas Gathering | Tri-County Amine Treating Facility | 14602 Bluff Road | Brenham | TX | 77834 | Washington | CN600507917 | RN102570934 | Installed a thermal oxidizer to burn vent gas from the amine unit. Installed two glycol condensing units to condensate heavy hydrocarbons vented out of the glycol still overhead vent. The glycol condensing units include 210 bbl holding tanks, vent stack and blower. | A positive use determination of 100% for the thermal oxidizer and the glycol condensing unit which were installed. | 1996-09-30 | 165000 | 100
1923 | T1 | Ferguson-Burleson County Gas Gathering | Anderson Amine Treating Facility | County Rd 215 | Navasota | TX | 77868 | Grimes | CN600507917 | insufficient Information | Installed a thermal oxidizer to burn vent gas from the amine unit. Installed a glycol condensing units to condensate heavy hydrocarbons vented out of the glycol still overhead vent. The glycol condensing unit includes two 210 bbl holding tanks, vent stack and blower. | A positive use determination of 100% for the thermal oxidizer and the glycol condensing unit which were installed. | 1996-09-30 | 1021433 | 100
1924 | T1 | Acacia Natural Gas Corporation | Pinehurst Compression & Treating Facility | CR 149 Spur | Magnolia | TX | 77353 | Montgomery | CN600132476 | RN100227867 | Installed a glycol condensing unit to condensate heavy hydrocarbons vented out of the glycol still overhead vent. The glycol condensing unit includes two 210 bbl holding tanks, vent stack and blower. | A positive use determination of 100% for the glycol condensing unit which was installed. | 1996-09-30 | 30000 | 100
1925 | T1 | Cargill Inc | North Star Steel Texas Inc | Old Hwy 90 | Rose City | TX | 77704 | Orange | CN600132195 | RN100226059 | Installed Dynasand Upflow Sand Filters to pretreat water used in facility's cooling systems. | The following property is used 100% for pollution control and is installed to meet or exceed federal or state regulations: Dynasand Upflow Sand Filters. | 1996-09-23 | 492000 | 100
1926 | T1 | ISK Biosciences Corporation | Greens Bayou Plant | 2239 Haden Rd | Houston | TX | 77015 | Harris | CN600673370 | RN100238492 | Four projects to provide secondary containment: 1. Replacement of curb around Arsonates Unit filter press. The new curb includes a metal drag plate. 2. Construct a lined paving slab and curb at Arsonates Unit to route overflow from the process sump to the tank farm sump. 3. Replacement of Dacthal Unit west tank farm liner with a 125 mil epoxy liner and construct an acid brick lined containment area. 4. Replacement of concrete slab and dike beneath the Utility Unit caustic storage tank for the chlorine vaporizer. | A positive use determination of 100% for the four secondary containment projects which were completed. These projects include the replacement of the curb around the Arsonates Unit filter press, the construction of a lined paving slab and curb to route overflow from the process sump, the replacement of the Decthal Unit west tank farm liner and construction of the acid lined containment area, and the replacement of the concrete slab and dike beneath the Utility Unit caustic storage tank. | 1996-10-01 | 217900 | 100
1927 | T1 | ISK Biosciences Corporation | Greens Bayou Plant | 2239 Haden Rd | Houston | TX | 77015 | Harris | CN600673370 | RN100238492 | Two projects at the IPN Process Unit to reduce ammonia and oil contamination of wastewater. 1. Installed a post-hydrolyzer ammonia stripper. 2. Constructed a concrete pad and dike around the compressors to prevent oil contamination of stormwater drains. | A positive use determination of 100% for the new post-hydrolyzer ammonia stripper and the concrete pad and dike constructed around the IPN compressors. | 1996-10-01 | 146600 | 100
1928 | T1 | ISK Biosciences Corporation | Greens Bayou Plant | 2239 Haden Rd | Houston | TX | 77015 | Harris | CN600673370 | RN100238492 | Several changes were made to the existing VOC stripper system: 1. Installed a heat exchanger. 2. Installed a chiller. 3. Installed a decanter and two knockout pots. 4. Installed a new organics tank, pumps and associated piping. | A positive use determination of 100% for the heat exchanger; chiller; decanter and two knockout pots; and the organics tank and associated equipment installed as part of the VOC stripper system. | 1996-10-01 | 489000 | 100
1929 | T1 | ISK Biosciences Corporation | Greens Bayou Plant | 2239 Haden Rd | Houston | TX | 77015 | Harris | CN600673370 | RN100238492 | Constructed 41 groundwater monitoring wells in Zone 1 and 24 groundwater monitoring wells in Zone 2 at the Greens Bayou site. Replaced 8 groundwater recovery wells and 4 groundwater monitoring wells at the former neutralization pond site. | A positive use determination of 100% for the 41 groundwater monitoring wells constructed in Zone 1 and the 24 groundwater monitoring wells constructed in Zone 2 at the Greens Bayou site; and a positive use determination of 100% for the 8 groundwater recovery wells and the 4 groundwater monitoring wells replaced at the former neutralization pond site. | 1996-10-01 | 547500 | 100
1930 | T2 | Koral Industries Inc | Koral Industries Inc | 1504 S Kauffman St | Ennis | TX | 75119 | Ellis | CN600124663 | RN102539145 | Replaced and upgraded the air make-up pollution control exhaust ventilation system. This project included the replacement of four old 43.5 foot high stacks with three new 75 foot high stacks, and the upgrading of the related air make-up heaters, interior duct work, and exhaust fans. | A positive use determination of 100% for the project to replace and upgrade the air make-up pollution control exhaust ventilation system. The project includes the replacement of four old 43.5 foot high stacks with three new 75 foot high stacks, and the upgrading of the related air make-up heaters, interior duct work, and exhaust fans. | 1996-10-10 | 227570 | 100
1931 | T2 | ISK Biosciences Corporation | Greens Bayou Plant | 2239 Haden Rd | Houston | TX | 77015 | Harris | CN600673370 | RN100238492 | The Dacthal and Chlorothalonil process utilizes carbon tectrachloride. Several projects have been initiated to eliminate or reduce the emissions from these units. One project involves the installation of pressure control instruments and piping to allow the unloading hoses to be purged with nitrogen back into the railcar. A second project has been initiated to eliminate the use of carbon tectrachloride from the manufacturing process. New technology will allow vapor phase reactions to be accurately detected using very sensitive monitors, and be instantly suppressed by injection of with halon gases or sodium bicarbonate into the reactor. A third project involves the installation of magnetic drive assemblies on the chlorine stripper feed pump and on the hydrogen chloride stripper feed pump. | A positive use determination of 100% for the three projects completed at the Dacthal and Chlorothalonil process units. | 1997-01-29 | 179800 | 100
1932 | T1 | ISK Biosciences Corporation | Greens Bayou Plant | 2239 Haden Rd | Houston | TX | 77015 | Harris | CN600673370 | RN100238492 | Replaced the liner of the existing west caustic scrubber at CTL-I. | A positive use determination of 100% for the project to replace the liner of west caustic scrubber at CTL-I. | 1996-10-09 | 77000 | 100
1933 | T1 | ISK Biosciences Corporation | Greens Bayou Plant | 2239 Haden Rd | Houston | TX | 77015 | Harris | CN600673370 | RN100238492 | Installed piping, time delayed flow switches and made modifications to level controls on the CTL incinerator/scrubber. | A positive use determination of 100% for the project to install piping, time delayed flow switches, and level control modifications to the incinerator/scrubber at CTL. | 1996-10-09 | 42900 | 100
1934 | T1 | Union Carbide Corporation | Union Carbide - Texas City | 3301 5Th Ave S | Texas City | TX | 77592 | Galveston | CN601688781 | RN100219351 | This project will install facilities to collect and transport the chemical emissions from the loading racks and barge cleaning facilities to an enclosed flare where the chemicals are thermally destroyed. Emissions from Dock #67 will be routed to the existing dripolene flare. Emissions at the Ethanol DSP loading racks will be controlled by a new scrubber. Vapor collection headers will be added to 28 barges. | A positive use determination of 100% for the project to install facilities to collect and transport the chemical emissions from loading racks and barge cleaning facilities to an enclosed flare. The project will collect and control emissions from Overhead Loading Racks 6, 7, and Marine Docks 65, 66,67 and will add vapor collection headers to 28 barges. | 1996-10-17 | 11088620 | 100
1935 | T1 | Union Carbide Corporation | Union Carbide - Texas City | 3301 5Th Ave S | Texas City | TX | 77592 | Galveston | CN601688781 | RN100219351 | This project provides the necessary upgrades to the burner management system and selected equipment replacement such that the existing incinerator at the Vinyl Acetate Unit can achieve destruction efficiencies as required. The project will upgrade the existing incinerator by extending and flaring the present combustion chamber. The existing flame management system will be upgraded. The existing spark ignition system will be replaced with a flame front generator. A larger blower will be installed. The existing feed pumps will be replaced with open impeller pumps. | A positive use determination of 100% for the project to upgrade the burner management system and the replacement of selected equipment on the existing incinerator at the Vinyl Acetate Unit. | 1996-10-10 | 685350 | 100
1936 | T1 | Union Carbide Corporation | Union Carbide - Texas City | 3301 5Th Ave S | Texas City | TX | 77592 | Galveston | CN601688781 | RN100219351 | This project provides a vent collection and compression system to collect various vents containing VOCs and route them to the existing NO. 3 Olefins Flare. New piping will be required to collect and route a total of 36 vents to the flare. A skid mounted compressor and control system will be required to monitor the vents. | A positive use determination of 100% for the vent collection and compression system project. Property includes new piping installed to collect and route 36 vents to the #3 Olefins flare and a skid mounted compressor and central system. | 1996-10-10 | 1163700 | 100
1937 | T1 | Union Carbide Corporation | Union Carbide - Texas City | 3301 5Th Ave S | Texas City | TX | 77592 | Galveston | CN601688781 | RN100219351 | This project provides the necessary upgrades to the burner management system and burner replacement such that the existing incinerator at In-Plant Distribution can achieve required destruction. The project will upgrade the existing incinerator system by replacing the burner, seal pot and blower. The project provides an emergency shutdown system which will consist of a series of gas detectors, dampers and emergency shutdown valves. | A positive use determination of 100% for the project to upgrade the burner management system and replacement of the burner at the existing incinerator at In-Plant Distribution. Property includes replacement of the burner, seal pot, and blower; and the installation of an improved emergency shutdown system consisting of a series of gas detectors, dampers and emergency shut down valves. | 1996-10-10 | 504690 | 100
1938 | T1 | Union Carbide Corporation | Union Carbide - Texas City | 3301 5Th Ave S | Texas City | TX | 77592 | Galveston | CN601688781 | RN100219351 | Retrofitting four gas turbines with low NOX combustion systems consisting of new combustors, associated hardware and a steam injection system. The control of the steam injection system will be integrated into the existing Distributive Control System. The project will also provide necessary revisions to the fuel supply to eliminate wide fluctuations in turbine fuel composition. | A positive use determination of 100% for the project to retrofit the four gas turbines at the #3 Olefins Unit. Property includes new combustors, associated hardware, a steam injection system and a revisions to the fuel supply. | 1996-10-10 | 2778600 | 100
1939 | T1 | Temple-Inland Forest Products Corp | Diboll Particleboard | 700 W Borden Dr | Diboll | TX | 75941 | Angelina | CN604375634 | RN104196571 | Installed two MAC baghouses on the outlet to the dryer cyclones. | A positive use determination of 100% for the two MAC baghouses installed on the outlet to the dryer cyclones. | 1996-10-10 | 899273 | 100
1940 | T3 | ISK Biosciences Corporation | Greens Bayou Plant | 2239 Haden Rd | Houston | TX | 77015 | Harris | CN600673370 | RN100238492 | The ISK Cholorthalonil (CTL) process has traditionally uses carbon tectrachloride as a desublimation agent and absorption media. To meet VOC standards it is necessary to eliminate carbon tectrachloride from the process. To accomplish this a new sublimation process has been developed which utilizes cold, liquid chlorine as the desublimation agent, then utilizes concentrated sulfuric acid to dry the desublimation off-gases in a scrubber. The spent sulfuric acid will be shipped off-site for reclamation. The dried chlorine/hydrogen chloride gases will then be sent to a new packed tower splitter for separation. The recovered chlorine gas will be refrigerated and recycled to the existing sublimation unit. The hydrogen chloride will be sent to the existing hydrogen chloride recovery unit. | A positive use determination of 66.67% for the CTL Carbon Tetrachloride Elimination Project. | 1997-04-29 | 14230000 | 100
1941 | T3 | Inland Container | Inland-Orange | Old Hwy 87 North | Orange | TX | 77630 | Orange | CN602756777 | RN104482823 | Closing Black Liquor Storage ponds. Installing tanks to properly manage Black Liquor. | A positive use determination of 100% for the Black Liquor Storage Tanks. | 1996-12-27 | 2434864.5 | 100
1942 | T1 | Carolina Mirror Co. | Carolina Mirror Co. | 17015 Park Row | Houston | TX | 77084 | Harris | CN601599368 | RN101059640 | Installed a John Zink Co. Catalytic oxidizer. | A positive use determination of 100% for the John Zink Co. Catalytic oxidizer which was installed. | 1996-11-13 | 276903.52 | 100
1943 | T1 | Carolina Mirror Co. | Carolina Mirror Co. | 17015 Park Row | Houston | TX | 77084 | Harris | CN601599368 | RN101059640 | Installed a John Zink catalytic oxidizer. | A positive use determination of 100% for the John Zink Co. catalytic oxidizer which was installed. | 1996-11-13 | 276903.52 | 100
1944 | T1 | Goodyear Tire & Rubber Company | Goodyear Chemical Plant | I 10 @ Smith Rd | Beaumont | TX | 77720 | Jefferson | CN600616049 | RN102561925 | Installed the following equipment at the Natsyn Unit: Condenser Stripper E-403, piping for C Strippers 880-D-402C and 401C, process piping C Strippers, Expander 2nd Stage Barrel, the F409 Decanter and six Hydrocarbon Detectors. | A positive use determination of 100% for the Condenser Stripper E-403, the piping for C Stripper 880-D-302C and 401C; the process piping C Strippers; the Expander 2nd Stage Barrel; the F409 Decanter; and the Hydrocarbon Detectors. | 1996-12-05 | 348049 | 100
1945 | T1 | Gulf Chemical & Metallurgical Corp | Gulf Chemical & Metallurgical | 302 Midway Rd | Freeport | TX | 77541 | Brazoria | CN600124598 | RN102517505 | GCMC is installing a state of the art facility to melt the material (spent hydro-treating and hydrorefining catalysts) and produce high grade fused alumina. Pollution control systems include: venturi and packed bed scrubbers, baghouse, post combustion chamber, clarifier, vacuum drum filter and related ducts, hooding, piping, controls and emission monitoring equipment. | A positive use determination of 100% for the pollution control systems consisting of venturi and packed bed scrubbers, baghouse, post combustion chamber, clarifier, vacuum drum filter and related ducts, hooding, piping, controls and emission monitoring equipment. | 1996-12-13 | 1647765 | 100
1946 | T1 | Air Tractor Inc | AIR TRACTOR | 1584 AIRPORT RD | OLNEY | TX | 76374 | Young | CN600713937 | RN101290682 | Paint booths: two new booths in building 3 (#4 & #5), including floor space of 1489 sq ft. three HVLP paint guns, 2 cup guns, 2 filter units and 4 safety cans. A completely contained blast booth with dust collector and filter. Installed a system to remove carbon monoxide from compressor air and convert to carbon dioxide. Installing mechanical units for dust and fume control consisting of various combinations of customized work tables, hoods, duct work, fans, filters, and collection vessels. Constructing an Alodine control area in building 3 and a Spar Cap Cadmium control area in building 1. Attached a diked and roofed waste oil containment area to building 1. Built a free-standing diked and roofed containment area for solvents behind building 2. Building a storm water diversion system to channel storm water from building 3 roof and surrounding parking areas into a nearby creek. | A positive use determination of 70% for the 3 paint spray guns and accessories, the 2 cap guns with assemblies, the two filter units, and the 4 safety cans. A positive use determination of 50% for the Blast Booth. A positive use determination of 100% for the Dust Control system, the 2 paint booths installed in building 3, the Alodine Control Area, the Spar Cap Cadmium Control Area and the stormwater control improvements. This positive use determination includes that portion of building 3 which actually houses approved pollution control equipment. | 1996-12-13 | 330246.54 | 100
1947 | T1 | Culberson Stowers Inc | Culberson Stowers Inc | 805 N Hobart | Pampa | TX | 79065 | Gray | CN600270862 | RN100560069 | Installed a Garmat Downdraft Paint Booth. | A positive use determination of 100% for the Garmat Downdraft Paint Booth which was installed. | 1996-12-13 | 48936 | 100
1948 | T1 | Conoco Inc | Conoco Liquidpower Plant | 1331 Independence Ave | Bryan | TX | 77803 | Brazos | CN601674351 | RN103121216 | Installed concrete, sumps and pump to control stormwater or emergency diversion of process material in the tank farm area. | A positive use determination of 100% for the concrete, dike area, stormwater containment and pump installed in the tank farm to control stormwater or emergency diversion of process material. | 1996-12-31 | 352241 | 100
1949 | T1 | Conoco Inc | Conoco Liquidpower Plant | 1331 Independence Ave | Bryan | TX | 77803 | Brazos | CN601674351 | RN103121216 | Installed pump and tank to control and convey process water to the POTW. | A positive use determination of the pump and tank installed to control and convey process water to the POTW. | 1996-12-31 | 23262 | 100
1950 | T1 | Conoco Inc | Conoco Liquidpower Plant | 1331 Independence Ave | Bryan | TX | 77803 | Brazos | CN601674351 | RN103121216 | Installed sumps used to segregate fire water runoff if fire occurred in the process area. | A positive use determination of 100% for the sumps installed to segregate fire water runoff. | 1996-12-31 | 81864 | 100
1951 | T1 | Chevron Phillips Chemical Co LP | Chevron Phillips Cedar Bayou | 9500 I-10 East | Baytown | TX | 77521 | Harris | CN600303614 | RN100825249 | Installed above ground storage tank, FB-918, and associated piping and pumps for use in controlling stormwater runoff in the Ethylene Unit. | A positive use determination of 100% for the installation of Ethylene Unit Stormwater Storage Tank FB-918 and associated piping and pumps. | 1996-12-31 | 2111900 | 100
1952 | T1 | Monsanto Company | Monsanto - Chocolate Bayou Plant | FM 2917 | Alvin | TX | 77512 | Brazoria | CN600866669 | RN100238682 | Constructed two 30 foot diameter by 16 feet high settling tanks and associated equipment to selectively remove and concentrate suspended solids from wastewaters. | A positive use determination of 100% for the two 30 foot diameter by 16 feet high settling tanks and associated equipment which were installed to treat wastewater. | 1997-01-02 | 551000 | 100
1953 | T1 | Marathon Ashland Petroleum Lyc | Marathon Ashland Petroleum | 1320 Loop 197 S | Texas City | TX | 77590 | Galveston | CN600244933 | RN102736550 | Constructed a new 250,000 barrel storage tanks. Pollution control equipment includes a floating roof with a visor type secondary seal and a high density polyethylene secondary containment liner installed under the tank floor. | A positive use determination of 100% for the secondary tank seal and the liner which were installed as part of the new 250,000 barrel storage tank. | 1997-01-02 | 70000 | 100
1954 | T1 | Reynolds Metals Company | Sherwin Alumina Plant | Hwy 361 E | Sinton | TX | 78387 | San Patricio | CN600130397 | RN105415921 | Constructed a stormwater detention pond as Phase I of the plant's stormwater control project. | A positive use determination of 100% for the stormwater detention pond constructed as Phase I of the stormwater control project. | 1997-01-02 | 1127801 | 100
1955 | T1 | Monfort Inc | Monfort Wet Blue Tannery | Us Hwy 287 | Cactus | TX | 79013 | Moore | CN600372858 | RN102335668 | Installed a compactor to condense amount of waste material landfilled. Constructed a Chemical Precipitation system. Constructed a disposal well. Constructed an underground stormwater control system. | A positive use determination of 100% for the compactor, the chemical precipitation system, the disposal well and the underground stormwater system. | 1997-01-07 | 2921365 | 100
1956 | T1 | Arco Chemical Co | Arco - Channelview Plant | 2502 Sheldon Rd | Channelview | TX | 77530 | Harris | CN603890351 | RN100633650 | Installed a new process deinventory system consisting of a new double containment tank, associated pumps and deinventory piping. | A positive use determination of 100% for the new process deinventory system consisting of a new double containment deinventory tank and associated pumps and piping. | 1997-01-27 | 1964000 | 100
1957 | T1 | Arco Chemical Co | Arco - Channelview Plant | 2502 Sheldon Rd | Channelview | TX | 77530 | Harris | CN603890351 | RN100633650 | Installed a host of mechanical and electrical auxiliaries to the existing POSM II Thermal Combustor (ie., oxygen analyzer, new stack rain hat, metering equipment, etc.). | A positive use determination of 100% for the installation of the mechanical and electrical auxiliaries to the existing POSM II Thermal Combustor. | 1997-01-08 | 509000 | 100
1958 | T1 | Arco Chemical Co | Arco - Channelview Plant | 2502 Sheldon Rd | Channelview | TX | 77530 | Harris | CN603890351 | RN100633650 | This project comprised the addition of compartments to the existing stormwater sump and new pumps, interconnection piping and equipment associated with same. | A positive use determination of 100% for the additional compartments added to the existing stormwater sump and the new pumps, interconnection piping and associated equipment. | 1997-01-08 | 2040000 | 100
1959 | T1 | Griffin LLC | Griffin - Houston Site | 12701 Almeda Rd | Houston | TX | 77045 | Harris | CN600388656 | RN100681527 | Installed a group of storage tanks to contain process wastewater. Installed a process scrubber. Installed a continuous emissions monitor. Paved several areas to control dust. | A positive use determination of 100% for the storage tanks installed to contain process wastewater, the process scrubber, the continuous emissions monitor, and the environmental paving installed for dust control. | 1997-01-08 | 118000 | 100
1960 | T1 | Kent Moore Cabinets Ltd | Kent Moore Cabinets Inc | 1460 Fountain | Bryan | TX | 77801 | Brazos | CN604252841 | RN101320661 | Installed a new dust collector as part of the existing dust collection system. | A positive use determination of 100% for the new dust collector. | 1997-01-09 | 139868 | 100
1961 | T1 | The Dow Chemical Company | The Dow Chemical Company | 2301 Brazosport Blvd | Freeport | TX | 77541 | Brazoria | CN600356976 | RN102692258 | Installed new thermal oxidizer and associated equipment, piping and instrumentation for the purpose of thermally destroying Latex plant's permitted process vents. | A positive use determination of 100% for the installation of the new thermal oxidizer and associated equipment, piping and instrumentation. | 1996-03-04 | 1174000 | 100
1962 | T1 | The Dow Chemical Company | The Dow Chemical Company | 2301 Brazosport Blvd | Freeport | TX | 77541 | Brazoria | CN600356976 | RN102692258 | Property associated with a propylene dichloride purification facility which was completed in 11/95. The property serves five separate purposes which reduce emissions. 1. Collection of fugitive vents from storage tanks, process vents and rail car unloading vents to a vacuum pump/compressor vent collection system. 2. Stripping of benzene and other organic compounds from residual process waste water. 3. Storage and containment of RCRA waste liquids in a 90-day storage tank. 4. A process water/storm water collection and separation system. 5. Internal floating roof installations with organic vapor space monitors in two large storage tanks. | A positive use determination of 100% for the pollution control property associated with the propylene dichloride purification facility. Property includes the vacuum pump/compressor vent collection system; the stripper used to strip benzene and other organic compounds from process wash water; the 90-day storage tank; the process water/storm water collection and separation system; and the internal floating roofs installed on two storage tanks. | 1996-02-19 | 4343100 | 100
1963 | T1 | The Dow Chemical Company | The Dow Chemical Company | 2301 Brazosport Blvd | Freeport | TX | 77541 | Brazoria | CN600356976 | RN102692258 | continuous emission monitors installed in the B-2300 plant process and storage areas. | A positive use determination of 100% for the continuous emission monitors installed in the B-2300 plant process and storage areas. | 1996-03-25 | 115000 | 100
1964 | T1 | The Dow Chemical Company | The Dow Chemical Company | 2301 Brazosport Blvd | Freeport | TX | 77541 | Brazoria | CN600356976 | RN102692258 | New wastewater treatment facilities were constructed to process on-site generated wastewater. The new facilities include: aeration equipment, wastewater handling equipment, wastewater sludge/solid handling equipment and wastewater analyzer equipment. | A positive use determination of 100% for the new wastewater treatment facilities which were constructed. Property includes aeration equipment, wastewater handling equipment, wastewater sludge/solids handling equipment and wastewater analyzer equipment. | 1996-03-02 | 15692000 | 100
1965 | T1 | The Dow Chemical Company | The Dow Chemical Company | 2301 Brazosport Blvd | Freeport | TX | 77541 | Brazoria | CN600356976 | RN102692258 | A RCRA containment building, B-2319, was constructed to temporarily store spent catalyst from a reaction process. The building has a secondary containment system with a leak detection system. | A positive use determination of 100% for RCRA Containment Building B-2319. | 1996-03-25 | 90000 | 100
1966 | T2 | The Dow Chemical Company | The Dow Chemical Company | 2301 Brazosport Blvd | Freeport | TX | 77541 | Brazoria | CN600356976 | RN102692258 | A double mechanical seal system was installed in 2 large process recirculation pumps to eliminate 2 streams of process waste water. The following equipment was installed: double mechanical cartridge seal systems in 2 existing large axial flow pumps, PE-20 and PE-30, a new cooled process water purge header, and four control stations. | A positive use determination of 100% for the new double mechanical cartridge seal systems installed in pumps PE-20 and PE-30, the new cooled process water purge header, and the 4 control stations. | 1997-01-21 | 186200 | 100
1967 | T3 | The Dow Chemical Company | The Dow Chemical Company | 2301 Brazosport Blvd | Freeport | TX | 77541 | Brazoria | CN600356976 | RN102692258 | Removed two refrigeration units that operated on Freon 12 and replaced with units using Freon 134a. | A positive use determination of 20% for the project to replace the two 100 ton refrigeration units in the Propylene Oxide Production facility. | 1997-04-01 | 1000000 | 100
1968 | T3 | The Dow Chemical Company | The Dow Chemical Company | 2301 Brazosport Blvd | Freeport | TX | 77541 | Brazoria | CN600356976 | RN102692258 | Installed two new vessels (DG-4 and DG-6), with high pressure ratings, as replacement for 2 vessels with low pressure ratings. | A positive use determination of 81% for the project to replace the two pressure skids, DG-4 and DG-6. | 1997-04-01 | 650000 | 100
1969 | T1 | The Dow Chemical Company | The Dow Chemical Company | 2301 Brazosport Blvd | Freeport | TX | 77541 | Brazoria | CN600356976 | RN102692258 | Installed solids settling tank, D-3010. | A positive use determination of 100% for the solids settling tank D-3010. | 1997-01-21 | 250000 | 100
1970 | T1 | The Dow Chemical Company | The Dow Chemical Company | 2301 Brazosport Blvd | Freeport | TX | 77541 | Brazoria | CN600356976 | RN102692258 | The light vent stream from a tower in the propylene oxide plant was tied to an existing vent line that is routed to a control device. | A positive use determination of 100% for the project to tie the light vent stream line at the propylene oxide plant to the existing vent line. | 1997-01-21 | 10000 | 100
1971 | T1 | The Dow Chemical Company | The Dow Chemical Company | 2301 Brazosport Blvd | Freeport | TX | 77541 | Brazoria | CN600356976 | RN102692258 | Updated multiple outfall stations which are used to monitor permitted outfalls. The stations include sample piping, sample pumps, sample equipment, buildings, and remote transmitting units. | A positive use determination of 100% for the project to update the several outfall stations. Property includes sample piping, sample pumps, sample equipment, buildings and remote transmitting units. | 1997-01-21 | 240000 | 100
1972 | T1 | The Dow Chemical Company | The Dow Chemical Company | 2301 Brazosport Blvd | Freeport | TX | 77541 | Brazoria | CN600356976 | RN102692258 | An existing laboratory was upgraded to be the water laboratory. All equipment will be used to meet permit monitoring needs. | A positive use determination of 100% for the project to modify and upgrade the existing laboratory. The updated laboratory will be used as the water laboratory. | 1997-01-21 | 305000 | 100
1973 | T1 | The Dow Chemical Company | The Dow Chemical Company | 2301 Brazosport Blvd | Freeport | TX | 77541 | Brazoria | CN600356976 | RN102692258 | Installed a single compressor, new knockout pot, and condenser as replacement for two existing compressors and knockout pot in the Chlorinated Methanse Plant. | A positive use determination of 50% for the compressor, knockout pot, and condenser installed to replace the two existing compressors and knockout pot. | 1997-01-22 | 282500 | 100
1974 | T2 | The Dow Chemical Company | The Dow Chemical Company | 2301 Brazosport Blvd | Freeport | TX | 77541 | Brazoria | CN600356976 | RN102692258 | This project includes the piping and instruments to allow the loading operation to be moved to an alternate facility and to route the vents to a control device. Two existing Tank truck facilities (A18 &A28) will reduce operations or shutdown. Product tanks (D1201, 1202, 1203) will be routed to control device to eliminate fugitive emissions and take three vessels (PT 14A/B, T5-8, T5-9) out of methylene chloride service. | A positive use determination of 100% for the piping and instrumentation installed to reroute methylene chloride product streams from the A18 and A28 loading areas to the A24 loading facility, to route the vent lines to a control device at the A24 facility, and to route the vents from existing product tanks D1201, 1202 and 1203 to a control device. | 1997-02-13 | 725000 | 100
1975 | T1 | The Dow Chemical Company | The Dow Chemical Company | 2301 Brazosport Blvd | Freeport | TX | 77541 | Brazoria | CN600356976 | RN102692258 | Installed an internal floating roof on and existing 60' Dia x 50' Ht. Tank. | A positive use determination of 100% for the internal floating roof installed on the existing 60 foot diameter storage tank. | 1997-01-22 | 1250000 | 100
1976 | T1 | The Dow Chemical Company | The Dow Chemical Company | 2301 Brazosport Blvd | Freeport | TX | 77541 | Brazoria | CN600356976 | RN102692258 | Constructed new wastewater treatment facilities. Equipment includes: aeration equipment, wastewater handling equipment, wastewater sludge/solid handling equipment and wastewater analyzer equipment. | A positive use determination of 100% for the new wastewater treatment facilities which were constructed. Property includes: aeration equipment, wastewater handling equipment, wastewater sludge/solid handling equipment, and wastewater analyzer equipment. | 1997-01-21 | 7775000 | 100
1977 | T1 | The Dow Chemical Company | The Dow Chemical Company | 2301 Brazosport Blvd | Freeport | TX | 77541 | Brazoria | CN600356976 | RN102692258 | CD-24 project: This project provides stormwater control for Styrene 1. | A positive use determination of 100% for Tank CD-24. | 1997-02-28 | 265000 | 100
1978 | T1 | The Dow Chemical Company | The Dow Chemical Company | 2301 Brazosport Blvd | Freeport | TX | 77541 | Brazoria | CN600356976 | RN102692258 | Installed the following equipment for the purpose of controlling stormwater run-off and process material from upsets: concrete curbing and a segregation and containment system. Leak detection system. | A positive use determination of 100% for the concrete curbing, segregation, and containment system installed at the Styrene Plant; the concrete secondary containment installed on CD-814; and the leak detection system consisting of piping, valves, seals, curbing and controls which was installed. | 1997-02-28 | 100000 | 100
1979 | T1 | The Dow Chemical Company | The Dow Chemical Company | 2301 Brazosport Blvd | Freeport | TX | 77541 | Brazoria | CN600356976 | RN102692258 | Installed the following equipment to decrease air emissions: Piping, compressor CC59 and control system to reroute vapor stream back to process lines. Sample system that reroutes the flow back to the process. Filter clearing piping that allows the flow to be returned to the process. Piping from the PSV's which allows the vent to discharge and to be returned to the process. Piping, headers and control system that allows return of clearing vents to several alternative control devices. | A positive use determination of 50% for the piping, compressor CC59, and control system to reroute the vapor stream back to the process lines and a positive use determination of 100% for the piping, headers, and control systems to clear the reactor of process fluids. | 1997-01-24 | 364000 | 100
1980 | T1 | The Dow Chemical Company | The Dow Chemical Company | 2301 Brazosport Blvd | Freeport | TX | 77541 | Brazoria | CN600356976 | RN102692258 | This project consisted of installing a vent recovery system on the V-3015 epichlorohydrin tank. The upgrade consisted of adding vent piping from V-3015 storage tank to the existing process vent system. | A positive use determination of 50% for the construction of vent piping on the V-3015 epichlorohydrin storage tank. | 1997-01-23 | 66500 | 100
1981 | T1 | The Dow Chemical Company | The Dow Chemical Company | 2301 Brazosport Blvd | Freeport | TX | 77541 | Brazoria | CN600356976 | RN102692258 | This project consisted of adding instruments and piping to re-route the Converted Resin's vent system to a scrubber. | A positive use determination of 100% for the construction of instrumentation and piping to reroute an existing vent stream to a scrubber. | 1997-01-22 | 331000 | 100
1982 | T1 | The Dow Chemical Company | The Dow Chemical Company | 2301 Brazosport Blvd | Freeport | TX | 77541 | Brazoria | CN600356976 | RN102692258 | This project consisted of adding redundant level metering systems to monitor and control sewer sump levels. | A positive use determination of 100% for the redundant level metering systems which were installed to monitor and control sewer sump levels in the B-6200 production facility. | 1997-01-21 | 23000 | 100
1983 | T1 | The Dow Chemical Company | The Dow Chemical Company | 2301 Brazosport Blvd | Freeport | TX | 77541 | Brazoria | CN600356976 | RN102692258 | This project consisted of adding redundant level metering systems (to monitor and control vessel levels) to a sewer sump, rainwater tank, crystallizer and a process vessel. | A positive use determination of 100% for the addition of the redundant level metering systems installed on the sewer sump, rainwater tank, crystallizer and the process vessel in the B-4300 production area. | 1997-01-21 | 37000 | 100
1984 | T1 | The Dow Chemical Company | The Dow Chemical Company | 2301 Brazosport Blvd | Freeport | TX | 77541 | Brazoria | CN600356976 | RN102692258 | This project consisted of piping and instrument changes to the vapor recovery unit. A new seal pot system was added to the unit's vacuum pumps. A pipe was run to provide constant vent flow to the vacuum pumps. An automated valve was added to control backpurge flow. | A positive use determination of 50% for the project which consisted of piping and instrumentation changes to the Liquid Epoxy Resin's vapor recovery unit. | 1997-01-22 | 19500 | 100
1985 | T1 | The Dow Chemical Company | The Dow Chemical Company | 2301 Brazosport Blvd | Freeport | TX | 77541 | Brazoria | CN600356976 | RN102692258 | This project consisted of upgrading 32 sample valves, by adding a sample box enclosure, to meet regulation. | A positive use determination of 100% for the project to upgrade the 32 sample valves in the Bisphenol-A plants. | 1997-01-22 | 40000 | 100
1986 | T1 | The Dow Chemical Company | The Dow Chemical Company | 2301 Brazosport Blvd | Freeport | TX | 77541 | Brazoria | CN600356976 | RN102692258 | This project consisted of upgrading the vent system in the Bisphenol-A plant by adding vent piping to the phenol storage tanks (D-300, D-150, D-103, D-101, D-104, and D-108). The piping connects to the existing vent header. | A positive use determination of 100% for the construction of the vent piping to connect the phenol storage tanks (D-300, D-150, D-103, D-101, and D-108) to the existing vent header. | 1997-01-22 | 175000 | 100
1987 | T1 | The Dow Chemical Company | The Dow Chemical Company | 2301 Brazosport Blvd | Freeport | TX | 77541 | Brazoria | CN600356976 | RN102692258 | This project consisted of adding piping and instruments to route wastewater from the B-6200 Bisphenol plant's reactor wash system to the plant recovery unit. | A positive use determination of 100% for the project to add piping and instrumentation to route wastewater from the B-6200 bisphenol plant's reactor wash system to the B-4300 bisphenol plant's phenol recovery system. | 1997-01-21 | 28000 | 100
1988 | T1 | The Dow Chemical Company | The Dow Chemical Company | 2301 Brazosport Blvd | Freeport | TX | 77541 | Brazoria | CN600356976 | RN102692258 | This project consisted of the construction of the D-299 daytanks and associated piping, pumps, and instrumentation.. | A positive use determination of 100% for the construction of the D-299 day tanks and associated piping, pumps and instrumentation. | 1997-01-21 | 1919000 | 100
1989 | T1 | The Dow Chemical Company | The Dow Chemical Company | 2301 Brazosport Blvd | Freeport | TX | 77541 | Brazoria | CN600356976 | RN102692258 | This project consisted of modifying the drainage area, basin, valves, and underground lines in the plant to help segregate stormwater. The project also added a new sump pump and tank for conveying contaminated process water. The project also added a liner to the process sump. | A positive use determination of 100% for the project which modified the drainage area, basins, valves and underground lines in the B-3809 plant; the project which added the new sump pump and tank; and the new liner added to the process sump. | 1997-01-21 | 157000 | 100
1990 | T1 | The Dow Chemical Company | The Dow Chemical Company | 2301 Brazosport Blvd | Freeport | TX | 77541 | Brazoria | CN600356976 | RN102692258 | This project consisted of adding a packed tower (T-260) with direct steam injection stripping and associated equipment to remove contaminants from a liquid waste stream. | A positive use determination of 100% for the project to add the packed tower (T-260) with direct steam injection stripping and associated equipment to remove contaminants from a liquid waste stream in the B-3800 GMA Market Development facility. | 1997-01-22 | 86000 | 100
1991 | T1 | Bridgestone/Firestone Inc | Bridgestone/Firestone Inc | 5713 FM 1006 | Orange | TX | 77630 | Orange | CN601590789 | RN100224468 | Increase the height of the curbs around the pumps and tie the drains from the 8 pumps into the process sewer system. Also install a curb and a grated sewer ditch on the west side of the process area to catch any spills and rain that falls in the process area. | A positive use determination of 100% for the project to increase the height of the curbs around the pumps, tie the drains from 8 pumps into the process sewer system, and install a curb and grated sewer ditch around the west side of the process area. | 1997-01-21 | 82300 | 100
1992 | T1 | Bridgestone/Firestone Inc | Bridgestone/Firestone Inc | 5713 FM 1006 | Orange | TX | 77630 | Orange | CN601590789 | RN100224468 | The new environmental pump transfers the plant's stormwater to the wastewater treatment system. | A positive use determination of 100% for the new stormwater transfer pump. | 1997-01-21 | 12700 | 100
1993 | T1 | Rhodia Inc | Rhodia Inc | 3439 Park St | Baytown | TX | 77520 | Harris | CN600125330 | RN100211317 | Performed two separate modifications to the caustic scrubber: 1. A spare blower for the vent system caustic scrubber was purchased. 2. Corroded vent caustic scrubber circulating pump discharge valves were replaced. In addition the site has 2 ambient SO2 air monitoring stations. During 1996 analytical instrumentation was replaced and spare instrumentation was purchased. Also 4 modifications were made to the vent system. 1. A ceramic spool was installed where the vent pipeline enters the combustion furnace. 2. A valve was installed between the ceramic spool and the vent pipeline. 3. The steam motivated ejector was replaced. 4. The vent line on the loading rack was replaced. | A positive use determination of 100% for the two modifications to the caustic scrubber: 1. purchase of spare blower for vent system, 2. replacement of vent caustic scrubber circulating pump discharge valves; the replacement of the two SO2 monitors; the four modifications to the vent systems: 1. the installation of the ceramic spool, 2. the installation of a valve between the ceramic spool and the vent pipeline, 3. the replacement of the steam motivated ejector, 4. the replacement of the loading rack vent line. | 1997-01-24 | 52550.22 | 100
1994 | T1 | Rhodia Inc | Rhodia Inc | 3439 Park St | Baytown | TX | 77520 | Harris | CN600125330 | RN100211317 | Secondary containment with recovery facilities were installed at the tankcar unloading spot. | A positive use determination of 100% for the secondary containment system with recovery facilities which was installed at the tank car loading facility. | 1997-01-23 | 245236.4 | 100
1995 | T1 | Rhodia Inc | Rhodia Inc | 3439 Park St | Baytown | TX | 77520 | Harris | CN600125330 | RN100211317 | Two modifications to the sewer system: 1. A sewer collection pit was modified and repaired. A new concrete floor was installed and the concrete walls were repaired. The pit was brick lined. 2. A brick lined trench was installed as a replacement for an underground sewer. | A positive use determination of 100% for the two modifications to the sewer system. | 1997-01-23 | 79431.9 | 100
1996 | T1 | Rhodia Inc | Rhodia Inc | 3439 Park St | Baytown | TX | 77520 | Harris | CN600125330 | RN100211317 | Lined the tank truck spot collection sump with acid brick. | A positive use determination of 100% for the brick lining installed in the tank truck spot sump. | 1997-01-23 | 14271 | 100
1997 | T1 | Union Pacific Resources Company | Union Pacific East Tx Gas | 5 M E On Hwy 79 | Carthage | TX | 75633 | Panola | CN600301683 | RN102805272 | Replace catalytic convertors on seven existing compressor engines. Purchased the following mobile emissions testing equipment: oxygen monitor, inverter, and oxygen meter. Wastewater Handling System: Purchased equipment to enhance the collection of liquids. Equipment includes discharge valve, wastewater control tanks, secondary containment for amine system and tank 19c, mixer for wastewater storage facilities and a solar pump. | A positive use determination of 100% for the Catalytic Converters installed as replacements on the seven existing engines, the Mobile Laboratory Test Equipment, and the Wastewater Handling system. | 1997-04-01 | 80702 | 100
1998 | T2 | Union Pacific Resources Company | Union Pacific Ozona Gas | 2 M S On Hwy 163 | Ozona | TX | 76943 | Crockett | CN603902172 | RN103947123 | Constructed an Amine Treating Facility. Constructed an Acid Gas Injection Well and associated equipment. | A positive use determination of 100% for the Amine Treating Facility and the Acid Gas Injection Well. | 1997-01-23 | 4552000 | 100
1999 | T1 | Union Pacific Resources Company | Union Pacific Ozona Gas | 2 M S On Hwy 163 | Ozona | TX | 76943 | Crockett | CN603902172 | RN103947123 | Installed lean burn engines in 27 compressors. Installed catalytic convertors and/or air fuel ratio controllers on five engines. | A positive use determination of 20% for the 27 lean burn engines installed in the compressors. A positive use determination of 100% for the catalytic convertors and/or the air fuel ratio controllers installed on the five compressors. | 1997-01-23 | 2773000 | 100
2000 | T1 | Union Pacific Resources Company | Union Pacific Brookeland | 3 M E of 96 & 225 | Brookeland | TX | 75931 | Jasper | CN600301683 | RN102168705 | Constructed a new flare system. Installed a thermal oxidizer. Installed a VOC collection system including a vapor compressor. Installed catalytic convertors on four existing engines. | A positive use determination of 100% for the Flare System (EPN Flare), the Thermal Oxidizer, and the four catalytic convertors. A positive use determination of 50% for the VOC Collection System. | 1997-01-23 | 1493200 | 100
2001 | T1 | Union Pacific Resources Company | Union Pacific Bryan | 3276 Britten Road | Bryan | TX | 77807 | Brazos | CN602947558 | RN100697952 | Constructed a new flare system. | A positive use determination of 100% for the Flare System (EPN Flare). | 1997-01-23 | 315000 | 100
2002 | T1 | Union Tank Car Company | Union Pacific A&M Plant | 5 M S On Hwy 60 | Snook | TX | 77878 | Burleson | CN600126395 | RN101852812 | Constructed a flare system. | A positive use determination of 100% for the Flare System (EPN Flare). | 1997-01-23 | 170000 | 100
2003 | T1 | E I Du Pont De Nemours & Co Inc | DuPont La Porte | 12501 Strang Rd | La Porte | TX | 77572 | Harris | CN600128284 | RN100225085 | The LA Porte plant has installed facilities to strip impurities, and recover excess solvent, and render the residual stream a salable coproduct. Facilities include columns, a storage tank, loading station, pumps, piping and instrumentation. | A positive use determination of 100% for the columns, storage tank, loading station, pumps, piping, and instrumentation. | 1997-01-23 | 2750000 | 100
2004 | T1 | E I Du Pont De Nemours & Co Inc | DuPont La Porte | 12501 Strang Rd | La Porte | TX | 77572 | Harris | CN600128284 | RN100225085 | Installed facilities to minimize the generation of waste due to maintenance activities. Additional facilities have been installed to collect and convey the liquid wastes that are generated to the incinerator. Facilities include tanks, a long transfer line, associated pump, piping and instrumentation. | A positive use determination of 100% for the tanks, the long transfer line and the associated pump, piping and instrumentation installed to minimize the generation of waste due to maintenance. | 1997-01-23 | 650000 | 100
2005 | T1 | E I Du Pont De Nemours & Co Inc | DuPont La Porte | 12501 Strang Rd | La Porte | TX | 77572 | Harris | CN600128284 | RN100225085 | Installed HiHi level devices and interlocks to monitor and control all tank levels, monitor and control the flare pilot gas flow and temperatures and monitor and control brine temperature and flow. | A positive use determination of 100% for the instrumentation including the HiHi level devices and the interlocks which were installed. | 1997-01-23 | 250000 | 100
2006 | T1 | E I Du Pont De Nemours & Co Inc | DuPont La Porte | 12501 Strang Rd | La Porte | TX | 77572 | Harris | CN600128284 | RN100225085 | Installed a flare system with associated seal pot, burner system, instrumentation and controls. | A positive use determination of 100% for the flare system and the associated seal pot, burner system, instrumentation and controls. | 1997-01-24 | 820000 | 100
2007 | T1 | E I Du Pont De Nemours & Co Inc | DuPont La Porte | 12501 Strang Rd | La Porte | TX | 77572 | Harris | CN600128284 | RN100225085 | Installed piping and control systems for the collection and conveyance of process vent emission and relief valve discharges to a final control device. | A positive use determination of 100% for the piping and control systems installed to collect and convey process vent emissions and relief valve discharges. | 1997-01-24 | 920000 | 100
2008 | T1 | E I Du Pont De Nemours & Co Inc | DuPont La Porte | 12501 Strang Rd | La Porte | TX | 77572 | Harris | CN600128284 | RN100225085 | Installed facilities and equipment necessary to ensure spill containment and ground water protection. These include concrete slabs, dikes, conveyance trenches, sumps, and associated pumps, piping, and instruments for each. | A positive use determination of 100% for the spill containment and groundwater protection equipment. Property includes concrete slabs, dikes, conveyance trenches, sumps, and associated pumps, piping and instruments. | 1997-02-18 | 1975000 | 100
2009 | T1 | E I Du Pont De Nemours & Co Inc | DuPont La Porte | 12501 Strang Rd | La Porte | TX | 77572 | Harris | CN600128284 | RN100225085 | Installed facilities for the decontamination of process equipment. Property includes a Concrete slab, sump pump, utility stations, and associated controls. | A positive use determination of 100% for the property installed as decontamination facilities. Property includes Concrete slab, curbs, a sump pump, utility stations, and associated controls. | 1997-03-05 | 35000 | 100
2010 | T1 | E I Du Pont De Nemours & Co Inc | DuPont La Porte | 12501 Strang Rd | La Porte | TX | 77572 | Harris | CN600128284 | RN100225085 | Installed a refrigeration system, brine distribution system, and solvent vapor condensers for the recovery of solvent and reduction of vapor load on a flare system. | A positive use determination of 90% for the refrigeration system, brine distribution system and solvent recovery vapor condensers. | 1997-01-24 | 855000 | 100
2011 | T1 | E I Du Pont De Nemours & Co Inc | DuPont La Porte | 12501 Strang Rd | La Porte | TX | 77572 | Harris | CN600128284 | RN100225085 | Installed pumps in volatile organic service, equipped with nitrogen barrier and double mechanical seals. Installed relief valves in volatile organic service, protected by rupture disks and pressure sensors. | A positive use determination of 100% for the double mechanical seals with nitrogen barriers and the rupture disks with pressure sensors. | 1997-01-24 | 300000 | 100
2012 | T1 | Sherman Wire Division Of Desoto Inc | Sherman Wire West Plant | Hwy 56 At Gibbons | Sherman | TX | 75090 | Grayson | CN601279912 | RN103023909 | Wastewater Treatment Facility: Constructed an industrial wastewater treatment facility which is housed in a 4,800 square foot building. Equipment includes pumps, pipes, holding and processing tanks. Sanitary Wastewater System: Constructed a self-contained biological waste treatment station. Equipment consists of tanks, hopper bottom clarifier, chlorine contact chamber, 2 digester chambers, piping, valves baffles, diffusers, blowers, pump lift station and an electrical control panel. The plant is installed on a 6' concrete slab. | A positive use determination of 100% for the Wastewater Treatment Facility and the Sanitary Waste Water System. | 1997-01-23 | 708050.75 | 100
2013 | T1 | Union Carbide Corporation | Union Carbide - Seadrift | 7501 Highway 185 N | Seadrift | TX | 77983 | Calhoun | CN601688781 | RN105899744 | Pollution Control Property for the EPR-1 Process: Unit Flare (Y-9405), Carbon Black Dust Collection System Dust Collector (Y-9102), Fluidization Aid Filter (Y-2101), Hopper Car Unloading Filter (Y-7047), Hopper Car Loading Vent Filter (Y-7046), Catalyst Surge Tank Filter, Zinc Oxide Feeder Filter (2110A), Catalyst Vent Filter Associated with Deactivation Vessel, Catalytic Oxidizer, and the Product Blending Bin Dust Collectors (Y-7018 and Y-7028). | A positive use determination of 100% for the Unit Flare (Y-9405), Carbon Black Dust Collection System Dust Collector (Y-9102), Fluidization Acid Filter (Y-2101), Hopper Car Unloading Filter (Y-7047), Hopper Car Loading Vent Filter (Y-7046), Catalyst Surge Tank Filter, Zinc Oxide Feeder Filter (2110A), Catalyst Vent Filter Associated with Deactivation Vessel, Catalytic Oxidizer, and the Product Blending Bin Dust Collectors (Y-7018 and Y-7028) | 1997-03-06 | 12803822 | 100
2014 | T1 | Nopal Gathering Corp | Izaguirre Swd #1 | 12.2 Miles NW Roma | Falcon Heights | TX | 78545 | Starr | CN600733752 | RN101382752 | Installed a salt water disposal well and ancillary equipment. Property includes the salt water disposal well, ancillary equipment and the land where the well is located. | A positive use determination of 100% for the saltwater disposal well and ancillary equipment. Equipment includes the well, piping, pumps, four collection tanks and pre-treatment equipment. This positive determination includes the land associated with the disposal well. | 1997-01-28 | 540683 | 100
2015 | T1 | Exxon Mobil Corporation | ExxonMobil Chemical - Bayport | 5000 Bayway Dr | Baytown | TX | 77522 | Harris | CN600123939 | RN102574803 | The sewer upgrade program provides inspection and repair of all industrial sewer mains throughout the BCTP. Specific facilities included are inspection and repair of sewer mains using Instituform lining and Sanipor treatments to seal underground sewers. | A positive use determination of 100% for phase IV of the sewer upgrade program. Facilities include inspection and repair of sewer mains using Instituform lining and Sanipor treatments to seal the underground sewers. | 1997-01-28 | 1000000 | 100
2016 | T1 | Exxon Mobil Corporation | ExxonMobil Chemical - Bayport | 5000 Bayway Dr | Baytown | TX | 77522 | Harris | CN600123939 | RN102574803 | BPB Oil to Sewer Reduction Project: Facilities installed by this project included recommissioning of an idle flash tank and stripper, various piping modifications, installation of a new pump and control valve loops. | A positive use determination of 50% for the BPB Oil to Sewer Reduction Project. Property installed by this project included recommissioning of an idle flash tank and stripper, various piping modifications, installation of a new pump, and new control valve loops. | 1997-01-28 | 61000 | 100
2017 | T1 | Exxon Mobil Corporation | ExxonMobil Chemical - Bayport | 5000 Bayway Dr | Baytown | TX | 77522 | Harris | CN600123939 | RN102574803 | This project installs an epoxy coating on the bottom and sides of tank 3011. | A positive use determination of 100% for the project to install an epoxy coating to the bottom and sides of Tank 3011. | 1997-01-28 | 116000 | 100
2018 | T1 | Exxon Mobil Corporation | ExxonMobil Chemical - Bayport | 5000 Bayway Dr | Baytown | TX | 77522 | Harris | CN600123939 | RN102574803 | The project consists of the installation of two additional culverts under Bayway Drive to the outfall, the installation of a new catch basin for the culverts and the sealing of existing manholes. | A positive use determination of 100% for the project to install the two additional culverts under Bayway Drive, the installation of the new catch basin for the culverts, and the sealing of the existing manholes. | 1997-01-28 | 144000 | 100
2019 | T1 | BASF Corporation | Freeport | 602 Copper Rd | Freeport | TX | 77541 | Brazoria | CN600124895 | RN102535143 | Piping - Oxime Recirculation Line. This recirculation line will eliminate the need to clear and dispose of frozen Oxime from the feed line during startups and shutdowns. | A positive use determination of 100% for the piping installed as the Oxime Recirculation Line. | 1997-01-28 | 84767 | 100
2020 | T1 | BASF Corporation | Freeport | 602 Copper Rd | Freeport | TX | 77541 | Brazoria | CN600124895 | RN102535143 | SO2 Scrubber, dust collection system, pumps, and piping to process SO2 vent gas and reduce dust emissions. | Returned for failure to respond to a deficiency letter. | 1997-07-28 | 1375893 | 100
2021 | T1 | BASF Corporation | Freeport | 602 Copper Rd | Freeport | TX | 77541 | Brazoria | CN600124895 | RN102535143 | Centrifugal sump pump for draining Neopentyl Glycol plant area sump. | A positive use determination of 100% for the installation of the centrifugal sump pump in the Neopentyl Glycol plant. | 1997-01-28 | 142501 | 100
2022 | T1 | BASF Corporation | Freeport | 602 Copper Rd | Freeport | TX | 77541 | Brazoria | CN600124895 | RN102535143 | Concrete basins and associated conveyances constructed for purpose of spill containment. Two new catch basins and underground piping provided to collect and drain liquids from the containment area to nearby catch basin. | A positive use determination of 100% for the concrete basins and associated conveyances constructed for the purpose of spill containment. | 1997-01-28 | 134695 | 100
2023 | T1 | BASF Corporation | Freeport | 602 Copper Rd | Freeport | TX | 77541 | Brazoria | CN600124895 | RN102535143 | Catalytic Incinerator Stoichometer Air Blower - 250 HP, 4160V. Installed on Anone II Incinerator. | A positive use determination of 100% for the 250 horsepower stoichiometric air blower installed on the Anone II incinerator. | 1997-02-10 | 51966 | 100
2024 | T1 | BASF Corporation | Freeport | 602 Copper Rd | Freeport | TX | 77541 | Brazoria | CN600124895 | RN102535143 | Installed a wastewater settling basin (sump) and concrete slab to catch and contain spill water. In addition, a pump and wastewater filter unit were installed. | A positive use determination of 100% for the wastewater settling basin (sump) with concrete slab and the pump and wastewater filter unit which were installed. | 1997-01-28 | 134846 | 100
2025 | T1 | BASF Corporation | Freeport | 602 Copper Rd | Freeport | TX | 77541 | Brazoria | CN600124895 | RN102535143 | Installed a carbon steel pipeline (4,000'/4") which is tied in to the Ammonia vaporizers with each vaporizer provided with a block valve in the feed line. | A positive use determination of 50% for the 4000 foot carbon steel pipeline installed to feed the ammonia vaporizers. | 1997-02-10 | 83500 | 100
2026 | T1 | Air Liquide America Corporation | Air Liquide - Port Neches | 2121 Park St | Port Neches | TX | 77651 | Jefferson | CN601662190 | RN100221928 | Plant Civil Work Project: Project consisted of roads, parking lots and a drainage system which included initial ditch construction. | A positive use determination of 100% for the environmental paving (roads and parking lots) and the drainage system which were installed as part of the initial start up of the facility. | 1997-02-02 | 537300 | 100
2027 | T1 | Air Liquide America Corporation | Air Liquide - Port Neches | 2121 Park St | Port Neches | TX | 77651 | Jefferson | CN601662190 | RN100221928 | A stormwater/wastewater project was implemented. The project consisted of the following jobs: 1. Containment walls and berms around oxygen compressor, LOX area, and other equipment. 2. Drain traps and drip legs. 3. Grading, shaping, and hydromulching ditches along Park Street. 4. Oil/Water Separator | A positive use determination of 100% for the stormwater/wastewater project. | 1997-02-02 | 371836 | 100
2028 | T1 | Nucor Corporation, Vulcraft Division | Nucor Corp - Vulcraft | Hwy 287 N | Grapeland | TX | 75844 | Houston | CN604422428 | RN102448792 | Constructed a containment system, consisting of a concrete retainer wall and concrete floor, under the paint and primer tanks. | A positive use determination of 100% for the containment system. | 1997-02-02 | 48960 | 100
2029 | T1 | Arco Chemical Co | Arco - Bayport Plant | 10801 Choate Rd | Pasadena | TX | 77507 | Harris | CN603890351 | RN102523107 | Installed dry break couplings and depressuring vents at required loading spots. | A positive use determination of 100% for the dry break couplings and the depressuring vents. | 1997-02-12 | 469500 | 100
2030 | T1 | Arco Chemical Co | Arco - Bayport Plant | 10801 Choate Rd | Pasadena | TX | 77507 | Harris | CN603890351 | RN102523107 | This project installed wastewater collection systems for designated process equipment located in the 100, 200, 400 & 600 sections of plants 1, 2, & 3. An independent wastewater collection system was installed at each plant. The systems consist of header and branch piping, a collection drum with pumps and a level control instrumentation package. Piping connections to the continuous flare header, emergency flare header, and existing plant wastewater header. The continuous flare area sump will be modified to provide containment of the seal water system. | A positive use determination of 100% for the project which installs wastewater collection systems for designated process equipment located in the 100, 200, 400, and 600 sections of plants 1, 2, and 3 and the modifications to the continuous flare area sump | 1997-02-12 | 2100000 | 100
2031 | T1 | Arco Chemical Co | Arco - Bayport Plant | 10801 Choate Rd | Pasadena | TX | 77507 | Harris | CN603890351 | RN102523107 | This project provided containment to eliminate a potential source of contamination of oil in stormwater and groundwater. Install spill containment pads. Drainage will be through double containment piping to a new double containment sump. The sump will have two 25 gpm pumps with controls. Pump discharge will be tied to the BP3 flare. A rollover curb will be installed at the gasoline/diesel fueling area and drains will be tied to new drain piping and sump. Lubricating oil storage area will be covered. | A positive use determination of 100% for the containment pads, pumps, sump, piping, rollover curb, drains, and the cover for the lubricating oil storage which were installed. | 1997-02-12 | 167000 | 100
2032 | T1 | Enserch Processing Company | Pueblo Plant | Hs 6 | Cisco | TX | 76437 | Eastland | CN602573669 | RN100218262 | Installed a catalytic converter and a air/fuel ratio controller on a compressor engines. | A positive use determination of 100% for the catalytic converter and the air/fuel ratio controller which were installed. | 1997-02-02 | 13500 | 100
2033 | T1 | Enserch Processing Company | Burkett Station |  | Burkett | TX | 76828 | Brown | CN602573669 | RN100209741 | Constructed a metal containment dike. | A positive use determination of 100% for the metal containment dike. | 1997-02-02 | 2500 | 100
2034 | T1 | Enserch Processing Company | Baird Check Meter | Loop 420 E of Baird | Baird | TX | 76504 | Callahan | CN602573669 | Insufficient Information | Constructed a metal containment dike. | A positive use determination of 100% for the metal containment dike. | 1997-02-02 | 3000 | 100
2035 | T1 | Enserch Processing Company | Brazoria Station | FM 920 8 M SW | Bridgeport | TX | 76426 | Wise | CN602573669 | Insufficient Information | Installed a catalytic converter and a air/fuel ratio controller on a compressor. | A positive use determination of 100% for the catalytic converter and the air/fuel ratio controller which were installed. | 1997-02-02 | 19800 | 100
2036 | T1 | Enserch Processing Company | Bartons Chapel | FM 3324, 2 Miles W | Jacksboro | TX | 76458 | Jack | CN602573669 | Insufficient Information | Installed three catalytic converters and three air/fuel ratio controllers on compressors. | A positive use determination of 100% for the three catalytic converters and the three air/fuel ratio controllers which were installed. | 1997-02-02 | 59000 | 100
2037 | T1 | Enserch Processing Company | Wizard Wells | FM 1156 N 2 Miles W | Wizard Wells | TX | 76458 | Jack | CN602573669 | Insufficient Information | Installed two catalytic converters and two air/fuel ratio controllers on compressors. Constructed a metal containment dike. | A positive use determination of 100% for the two catalytic converters, the two air/fuel ratio controllers, and the metal containment dike. | 1997-02-02 | 41800 | 100
2038 | T1 | Enserch Processing Company | Watts Station | FM 417 5 M From Putnam | Putnam | TX | 76469 | Callahan | CN602573669 | Insufficient Information | Constructed a metal containment dike. | A positive use determination of 100% for the metal containment dike. | 1997-02-02 | 2300 | 100
2039 | T1 | Enserch Processing Company | Baird Compressor | 9 Miles S On 283 | Baird | TX | 79504 | Callahan | CN602573669 | Insufficient Information | Constructed two metal containment dikes. | A positive use determination of 100% for the two metal containment dikes. | 1997-02-02 | 8500 | 100
2040 | T1 | Enserch Processing Company | Gordon Gas Processing Plant | 1 M NW of I-20 Off Sh193 | Gordon | TX | 76453 | Palo Pinto | CN602573669 | Insufficient Information | Constructed a metal containment dike. Installed a catalytic converter and a air/fuel ratio controller. | A positive use determination of 100% for the catalytic converter, the air/fuel ratio controller and the metal containment dike. | 1997-02-02 | 30800 | 100
2041 | T1 | Enserch Processing Company | Veale Compressor Station | Hwy 717 1 M N of 180 | Caddo | TX | 76429 | Stephens | CN602573669 | RN102422052 | Installed two catalytic converters and 2 air/fuel ratio controllers on compressors. | A positive use determination of 100% for the two catalytic converters and the two air/fuel ratio controllers which were installed. | 1997-02-02 | 23300 | 100
2042 | T1 | Enserch Processing Company | Earp Station | FM 880 1.5 M From 880&I20 | Putnam | TX | 76469 | Callahan | CN602573669 | Insufficient Information | Constructed a metal containment dike. | A positive use determination of 100% for the metal containment dike. | 1997-02-02 | 2300 | 100
2043 | T1 | Enserch Processing Company | Hwy 36 Station | Hwy 36 2 M W | Cross Plains | TX | 76443 | Callahan | CN602573669 | RN102419165 | Constructed a metal containment dike. | A positive use determination of 100% for the metal containment dike. | 1997-02-02 | 2500 | 100
2044 | T1 | Mrs Bard's Bakeries Inc | Mrs Baird's Bakeries | 7301 S Freeway | Fort Worth | TX | 76134 | Tarrant | CN601658529 | RN100220417 | Installed a catalytic oxidizer and associated ductwork. | A positive use determination of 100% for the catalytic oxidizer and associated ductwork which were installed. | 1997-02-02 | 365900 | 100
2045 | T1 | Mrs Bard's Bakeries Inc | Mrs Baird's Bakeries | 6650 N Houston Rosslyn Rd | Houston | TX | 77091 | Harris | CN600130629 | RN100699230 | Installed a catalytic oxidizer and associated ductwork. | A positive use determination of 100% for the catalytic oxidizer and associated ductwork which were installed. | 1997-02-02 | 396700 | 100
2046 | T1 | GATX Terminals Corporation | GATX Pasadena Terminal | 530 N Witter St | Pasadena | TX | 77506 | Harris | CN600131882 | RN100224815 | Installed a lean-oil vapor recovery unit at the truck rack facility. The system consists of an absorber tower, stripper system, lean oil and rich oil storage tanks, various piping runs, a foundation and concrete containment, and miscellaneous valves and fittings. | A positive use determination of 100% for the lean-oil vapor recovery unit. | 1997-02-04 | 268000 | 100
2047 | T1 | Rohm & Haas Texas Inc | Rohm & Haas Texas | 6600 La Porte Fwy | Deer Park | TX | 77536 | Harris | CN600131395 | RN101247070 | A fifth oxidation train is under construction. Environmental expenditures will include a thermal oxidizer (incinerator), diking, instrumentation and piping for waste treatment. | A positive use determination of 100% for the thermal oxidizer, diking, instrumentation and piping. | 1997-02-04 | 9124000 | 100
2048 | T1 | Rohm & Haas Texas Inc | Rohm & Haas Texas | 6600 La Porte Fwy | Deer Park | TX | 77536 | Harris | CN600131395 | RN101247070 | Replace the existing HT flame arrestor with a crimped-ribbon element detonation arrestor. A new foundation will be required. The upstream and downstream duct will be modified. | A positive use determination of 100% for the crimped-ribbon element flame arrestor on the existing flare. | 1997-02-03 | 800000 | 100
2049 | T1 | Rohm & Haas Texas Inc | Rohm & Haas Texas | 6600 La Porte Fwy | Deer Park | TX | 77536 | Harris | CN600131395 | RN101247070 | Installed a concrete area with sump pump to contain rain water and prevent small leaks from getting to the ground. | A positive use determination of 100% for the concrete area with sump pump. | 1997-02-02 | 30000 | 100
2050 | T1 | Rohm & Haas Texas Inc | Rohm & Haas Texas | 6600 La Porte Fwy | Deer Park | TX | 77536 | Harris | CN600131395 | RN101247070 | Installed a dust collector. | A positive use determination of 100% for the new dust collector. | 1997-02-03 | 87000 | 100
2051 | T1 | Rohm & Haas Texas Inc | Rohm & Haas Texas | 6600 La Porte Fwy | Deer Park | TX | 77536 | Harris | CN600131395 | RN101247070 | Installation of 1400 feet of highly corroded carbon steel piping with stainless steel. This includes the dismantlement of piping with flare kidney and the installation of new piping with flare kidney. | A positive use determination of 100% for the project to replace the 1440 feet of piping and flare kidney. | 1997-02-04 | 1300000 | 100
2052 | T1 | Rohm & Haas Texas Inc | Rohm & Haas Texas | 6600 La Porte Fwy | Deer Park | TX | 77536 | Harris | CN600131395 | RN101247070 | Replace two surface pond effluent pumps with two 2000 gpm submersible pumps including piping, electrical wiring and controls. | A positive use determination of 100% for the two 2,000 gpm submersible pumps including piping, electrical wiring and controls. | 1997-02-02 | 297000 | 100
2053 | T1 | Rohm & Haas Texas Inc | Rohm & Haas Texas | 6600 La Porte Fwy | Deer Park | TX | 77536 | Harris | CN600131395 | RN101247070 | Replace two 200 gpm shaft driven sump pumps with two 300 gpm submersible pumps and replace/modify associated piping, electrical power and controls. Install a by-pass control. | A positive use determination of 100% for the two 300 gpm submersible pumps, and the replacement/modification of the associated piping, electrical power and controls; and the project to install the by-pass control. | 1997-02-02 | 200000 | 100
2054 | T1 | Rohm & Haas Texas Inc | Rohm & Haas Texas | 6600 La Porte Fwy | Deer Park | TX | 77536 | Harris | CN600131395 | RN101247070 | Abating two MMA bottoms storage tanks to bring into compliance. Sandblast, paint and insulate two existing MMA Bottoms storage tanks and existing pumpout piping. Install a cooler that is cooled with refrigerated water on MMA Bottoms pumpout line. | A positive use determination of 100% for the project to abate the two MMA bottoms storage tanks and install the cooler. | 1997-02-04 | 150000 | 100
2055 | T1 | Rhodia Inc | Rhodia Inc | 8615 Manchester St | Houston | TX | 77012 | Harris | CN600125330 | RN100220581 | Six projects: #96HOUA1: Circulating pump foundation and control valve for makeup caustic on Caustic Scrubber. #96HOUA2: Caustic scrubber and in plant vent lines in SO2 Unit. #96HOUA3: Vent lines from treatment services RCRA storage area to regeneration unit combustion furnace. #96HOUA4: Purchased a Brady Leak Tracker System. #96HOUA5: Blower and vent pipe on abatement devices for fumes from oleum loading. #96HOUA6: Portable caustic scrubber. | A positive use determination of 100% for the six projects. | 1997-02-05 | 548524.52 | 100
2056 | T1 | Rhodia Inc | Rhodia Inc | 8615 Manchester St | Houston | TX | 77012 | Harris | CN600125330 | RN100220581 | 10 water projects. #96HOUW1: Installed trenches and lift station at Regen II including sumps, pumps and level controls. #96HOUW2: Installed distributed control system (DCS), piping, instrumentation, control valves, and installation for neutralization water treatment. #96HOUW3: Installed filter press plates, filter press hoppers, filter press air compressor in AWT process. #96HOUW4: Selenium removal process and test equipment. #96HOUW5: Modifications to water effluent neutralization system for high rainfall management including new pumps, instrumentation, and overflow line to dock. #96HOUW6: Drainage trenches, sumps, pumps, and piping on barge dock and French drains in hillside at dock. #96HOUW7: Sumps with pumps and piping to collect and recycle acid spills at dock. #96HOUW8: Drainage trenches and silica concrete coating in new truck area. #96HOUW9: Dike around tankfarm for tanks 48, 49, 55, 56. #96HOUW10: Sump with pump and piping to collect and properly dispose of acid spills at tanks 55 & 56. | A positive use determination of 100% for the ten water projects referenced as #96HOUW1 through #96HOUW10. | 1997-02-03 | 1948591.29 | 100
2057 | T1 | Rhodia Inc | Rhodia Inc | 8615 Manchester St | Houston | TX | 77012 | Harris | CN600125330 | RN100220581 | Two projects. #96HOUS1: Waste bin storage area, west dock retaining wall, and collection sumps and pumps and piping. #96HOUS2: RCRA storage area containment sump pump. | A positive use determination of 100% for the waste bin storage area, west dock retaining wall, the collection sumps with pumps and piping, and the replacement sump pump. | 1997-02-03 | 918304.53 | 100
2058 | T3 | Praxair Hydrogen Supply Inc | Praxair Tx City Plant | 703 6Th St S | Texas City | TX | 77590 | Galveston | CN600130645 | RN100220599 | 13 projects. 1. Flare System: Installed complete flare system including stack, burner tips, header, valving, controls, foundation purge source and installation. 2. DCS computer program. 3. Installed atmospheric monitors. 4. Automatic valves with bellows type packing. 5. Installed wastewater cooler E-2109. 6. Water recovery system. 7. Installed 24 low NOx burners on the Fired Heater. 8. Spill/leak Retention System: Installed liner, dike and foundation sealing at sump. 9. Filled and raised grade 4.5 feet above existing covers. 10.Capital costs for engineering, consulting fees and air permit fees. 11. Installed a seal gas recovery system. 12. Foundation, piping, wiring, etc. necessary to install CDI water treatment system. 13. Dual back-up gasifier and burner safety system. | A positive use determination of 100% for all of the projects except the Seal Gas Recovery System. A positive use determination of 50% for the Seal Gas Recovery System. | 1997-02-14 | 1752363 | 100
2059 | T1 | Coastal Refining & Marketing | Coastal - Corpus Christi Refinery | Cantwell Ln | Corpus Christi | TX | 78401 | Nueces | CN600388169 | RN102404209 | Purchase and installation of analyzer to measure particulate in electrostatic precipitator stack. | A positive use determination of 100% for the continuous opacity monitor. | 1997-02-05 | 68400 | 100
2060 | T1 | Coastal Refining & Marketing | Coastal - Corpus Christi Refinery | Cantwell Ln | Corpus Christi | TX | 78401 | Nueces | CN600388169 | RN102404209 | Provide labor, materials, equipment and services necessary to install facilities to collect, divert, and discharge stormwater. | A positive use determination of 100% for the project to install facilities to collect, divert, and discharge stormwater off the refinery's west plant property. | 1997-02-03 | 483400 | 100
2061 | T1 | Coastal Refining & Marketing | Coastal - Corpus Christi Refinery | Cantwell Ln | Corpus Christi | TX | 78401 | Nueces | CN600388169 | RN102404209 | Install containment walls around ancillary equipment pad and concrete roll overs across the adjacent road c/w sumps, piping, and epoxy coating and approximately 2900 square feet of paving area and a metal wall extension along the west containment wall. | A positive use determination of 100% for the project which installed containment walls around the ancillary equipment pad, the concrete roll overs across the adjacent road c/w sumps, piping and epoxy coating, the approximately 2900 square feet of area paving and the metal wall extension along the west containment wall. | 1997-02-03 | 70000 | 100
2062 | T1 | Coastal Refining & Marketing | Coastal - Corpus Christi Refinery | Cantwell Ln | Corpus Christi | TX | 78401 | Nueces | CN600388169 | RN102404209 | A groundwater remediation system consisting of five hydrocarbon recovery wells complete with pumps, nitrogen supply piping system, hydrocarbon gathering piping system and a 150 scfm air compressor. | A positive use determination of 100% for the groundwater remediation system consisting of five hydrocarbon recovery wells complete with pumps, nitrogen supply piping system, hydrocarbon gathering piping system, and a 150 scfm air compressor. | 1997-02-03 | 273000 | 100
2063 | T1 | Coastal Refining & Marketing | Coastal - Corpus Christi Refinery | Cantwell Ln | Corpus Christi | TX | 78401 | Nueces | CN600388169 | RN102404209 | Purchase and install a new Class 1, Division 2, Trace 320 H2S analyzer. | A positive use determination of 100% for the Class 1, Division 2, Trace 320 H2S analyzer. | 1997-02-05 | 51800 | 100
2064 | T1 | Lyondell-Citgo Refining LP | Lyondell - Channelview | 2502 Sheldon Rd | Channelview | TX | 77530 | Harris | CN600344402 | RN100633650 | Several projects were completed: 1. A condenser and compressor were added for Isopropyl Alcohol loading vapor recovery. 2. Hydrocarbon analyzers were installed on drain lines at the Olefins unit. 3. Process analyzers were modified as analyzer vent and drain controls. 4. Additional piping and a pump were installed as PGO day tank water draw controls. 5. Hydrocarbon analyzers were installed on drain lines in the East and Mid plants. 6. Replaced existing vent recovery condenser at the MEOH loading area. 7. Modification on MEOH C-7004 - added low emission packing and the installation of a nitrogen sweep. 8. Modified or designed several sample stations to be closed loop stations. 9. Project to eliminate the MEOH sump by diverting the inlets to the flare. 10. Installed a secondary seal and replaced the primary seal on tanks TK-47, 48 and 49. 11. Two waste streams were routed from the Carbonyl wash drum directly to the environmental control unit. | A positive use determination of 100% for the eleven projects which were listed on the application. | 1997-02-10 | 6725000 | 100
2065 | T1 | Lyondell-Citgo Refining LP | Lyondell - Channelview | 2502 Sheldon Rd | Channelview | TX | 77530 | Harris | CN600344402 | RN100633650 | A scrubber and blower system was installed to capture hydrocarbon vapors venting from the Alkylation spent acid tank (tk-402). A caustic wash system was also installed. | A positive use determination of 100% for the Tank 402 Scrubber and Blower System and a positive use determination of 50% for the Tank 402 Caustic Wash System. | 1997-03-07 | 295207 | 100
2066 | T1 | Lyondell-Citgo Refining LP | Lyondell - Channelview | 2502 Sheldon Rd | Channelview | TX | 77530 | Harris | CN600344402 | RN100633650 | Gas chromatograph analyzers were installed in Olefins 1 and 2 units. | A positive use determination of 100% for the two gas chromatographs. | 1997-02-07 | 240000 | 100
2067 | T1 | Lyondell-Citgo Refining LP | Lyondell - Channelview | 2502 Sheldon Rd | Channelview | TX | 77530 | Harris | CN600344402 | RN100633650 | Equipment was installed in the IPOH unit to allow collection, storage, and sampling of benzene containing wash water. An internal floating roof tank was installed to collect wash water.. The tank vent was routed to a flare. Pipe was installed to route wash water to the appropriate wastewater treatment units. | A positive use determination of 100% for the internal floating roof tank installed to collect wash water, the piping installed to vent the tank to a flare, and the pipe installed to route the wash water to the appropriate treatment units. | 1997-02-03 | 670000 | 100
2068 | T1 | Louisiana Pacific Corporation | Louisiana Pacific Cleveland Plywood | Old Highway 105 | Cleveland | TX | 77327 | Liberty | CN600127534 | RN100217967 | Purchased and installed a Regenerative Thermal Oxidizer. | A positive use determination of 100% for the thermal oxidizer which was installed. | 1997-02-07 | 2800000 | 100
2069 | T1 | Champion International | Champion International - Camden Mill | PO Box 200 FM 62 | Camden | TX | 75934 | Polk | Insufficient Information | Insufficient Information | Purchased and installed a 24,000 gallon per day sewer treatment plant with mechanical clarifier, flow equalization basin, and a sludge digester. | A positive use determination of 100% for the 24,000 gallon per day Sewer Treatment Plant with mechanical clarifier, flow equalization basin and sludge digester. | 1997-02-03 | 127912.84 | 100
2070 | T1 | James Hardie Building Products Inc | James Hardie Cleburne Plant | 820 Sparks Dr | Cleburne | TX | 76031 | Johnson | CN600482475 | RN100763895 | Constructed a wastewater treatment facility. Facility consists of process water pumps, tanks, piping, valves, cooling tower, filter press, clarifier, and other materials and equipment necessary for operation. Additional pollution control property consists of a bag house and dust collectors. | A positive use determination of 100% for the process wastewater treatment facility and the bag house and dust collectors. | 1997-02-03 | 853749 | 100
2071 | T1 | BP Chemicals Inc | Green Lake | Highway 185N | Port Lavaca | TX | 77979 | Calhoun | CN600124531 | RN100210038 | Installed instrumentation and control hardware to prevent tanks from overfilling. | A positive use determination of 100% for the instrumentation and control hardware installed to prevent tank over filling. | 1997-02-03 | 40481 | 100
2072 | T1 | BP Chemicals Inc | Green Lake | Highway 185N | Port Lavaca | TX | 77979 | Calhoun | CN600124531 | RN100210038 | Installed a copper analyzer. | A positive use determination of 100% for the copper analyzer. | 1997-02-03 | 61083 | 100
2073 | T1 | BP Chemicals Inc | Green Lake | Highway 185N | Port Lavaca | TX | 77979 | Calhoun | CN600124531 | RN100210038 | Installed secondary concrete containment in the area around the acetone cyanohydrin railcar loading spot. | A positive use determination of 100% for the secondary containment installed in the area around the acetone cyanohydrin rail car loading spot. | 1997-02-03 | 106191 | 100
2074 | T1 | BP Chemicals Inc | Green Lake | Highway 185N | Port Lavaca | TX | 77979 | Calhoun | CN600124531 | RN100210038 | Installed flow measurement and comparison instrumentation on piping which carries hazardous waste to disposal wells. | A positive use determination of 100% for the flow measurement and comparison instrumentation. | 1997-02-03 | 35360 | 100
2075 | T1 | BP Chemicals Inc | Green Lake | Highway 185N | Port Lavaca | TX | 77979 | Calhoun | CN600124531 | RN100210038 | Installed distillation equipment to remove hazardous organic content from a deepwell stream. | A positive use determination of 100% for the distillation equipment. | 1997-02-03 | 497682 | 100
2076 | T1 | BP Chemicals Inc | Green Lake | Highway 185N | Port Lavaca | TX | 77979 | Calhoun | CN600124531 | RN100210038 | Installed a secondary concrete containment pad in an area adjacent to plant process equipment. | A positive use determination of 100% for the secondary concrete containment pad. | 1997-02-03 | 93799 | 100
2077 | T1 | Asarco Incorporated | Amarillo Copper Refinery | Tx Hwy 136 | Amarillo | TX | 79108 | Potter | CN602815524 | RN101701654 | Installed Monsanto demisters on the nickel evaporators. | A positive use determination of 100% for the Nickel Plant Demisters. | 1997-03-20 | 1280000 | 100
2078 | T1 | Asarco Incorporated | Amarillo Copper Refinery | Tx Hwy 136 | Amarillo | TX | 79108 | Potter | CN602815524 | RN101701654 | Constructed a third injection well. | A positive use determination of 100% for the new injection well. | 1997-02-03 | 2750000 | 100
2079 | T1 | Asarco Incorporated | Amarillo Copper Refinery | Tx Hwy 136 | Amarillo | TX | 79108 | Potter | CN602815524 | RN101701654 | This project parts in the two precipitrol units. | A positive use determination of 100% for the Precipitrol Component Replacement (2 Units) project. | 1997-03-20 | 965000 | 100
2080 | T1 | Asarco Incorporated | Amarillo Copper Refinery | Tx Hwy 136 | Amarillo | TX | 79108 | Potter | CN602815524 | RN101701654 | Installed a baghouse on the rotary furnace. | A positive use determination of 100% for the Rotary Furnace Baghouse. | 1997-02-05 | 1000000 | 100
2081 | T1 | Asarco Incorporated | Amarillo Copper Refinery | Tx Hwy 136 | Amarillo | TX | 79108 | Potter | CN602815524 | RN101701654 | Concrete storage slabs for copper anodes are being constructed. | A positive use determination of 100% for the anode storage pads. | 1997-02-03 | 150000 | 100
2082 | T1 | Lyondell-Citgo Refining LP | Lyondell - Matagorda | 13 M S On Hwy 60 | Bay City | TX | 77414 | Matagorda | CN600124705 | RN100216159 | VOC Reduction Project: Equipment required to achieve purge includes: 1. Installation of a high pressure N2 header. 2. Installation of a blower and Controls on Lines 1 & 2. 3. Installation of Controls and piping on line 3. 4. Insulation of A and B PTS. 5. Installation of a large header, with associated controls. 6. Modification of line 1 and Carrier Gas Systems in drying area (300 area). 7. Modification of carrier gas systems. Installation of chilled water flow control valves. | A positive use determination of 100% for the VOC reduction project for the powder transfer system. | 1997-02-05 | 5100000 | 100
2083 | T1 | Lyondell-Citgo Refining LP | Lyondell - Victoria | Old Bloomington Rd | Victoria | TX | 77902 | Victoria | Insufficient Information | Insufficient Information | Constructed a new stormwater collection system consisting of 14 sumps, two 350,000 gallon tanks, a catchment basin, 26 pumps, and 6000 feet or piping. | A positive use determination of 100% for the stormwater system which consists of 14 sumps, two 350,000 gallon tanks, a catchment basin, 26 pumps, and 6,000 feet of piping. | 1997-02-03 | 3163000 | 100
2084 | T1 | Fina Oil & Chemical Company | Fina - La Porte | Hwy 134 & Miller Cut-Off | La Porte | TX | 77571 | Harris | CN603899675 | RN100667633 | Installed a baghouse. Installed piping to direct atmospheric relief valves into flare header. | A positive use determination of 100% for the Baghouse and the piping installed to direct atmospheric relief valves into the flare header. | 1997-02-05 | 332000 | 100
2085 | T1 | Fina Oil & Chemical Company | Fina - Port Arthur | Hwy 366 & 32 St | Port Arthur | TX | 77642 | Jefferson | CN603899675 | RN104691639 | Constructed a catalytic reduction system consisting of low NOx burners, fuel flow meters and continuous emissions monitors. | A positive use determination of 100% for the Catalytic Reduction System. | 1997-02-05 | 1500000 | 100
2086 | T1 | Fina Oil & Chemical Company | Fina - Bayport | 12212 Port Rd | Pasadena | TX | 77507 | Harris | CN603899675 | RN100909373 | Butane recovery project. | A positive use determination of 100% for the Butane Recovery project. | 1997-02-12 | 1493800 | 100
2087 | T1 | Fina Oil & Chemical Company | Fina - Big Spring | E I 20 & Refinery Rd | Big Spring | TX | 79720 | Howard | CN603899675 | RN100250869 | Install pump and treat groundwater remediation system, including nitrogen stripper, with non-regenerative carbon absorption beds for VOC control, storage tanks, transfer systems, feed tank and discharge lines. | A positive use determination of 100% for the pump and treat groundwater remediation system which was installed. | 1997-02-03 | 5900000 | 100
2088 | T1 | Exxon Mobil Corporation | ExxonMobil - Mont Belvieu | 13330 Hatcherville Rd | Mont Belvieu | TX | 77580 | Chambers | CN600123939 | RN102501020 | Catalyst Vent Collection System: includes several pneumatic transfer systems, associated process safety devices and a weigh scale. | A positive use determination of 100% for the Catalyst Vent Collection System. | 1997-02-03 | 195000 | 100
2089 | T1 | Exxon Mobil Corporation | ExxonMobil - Mont Belvieu | 13330 Hatcherville Rd | Mont Belvieu | TX | 77580 | Chambers | CN600123939 | RN102501020 | The IPDS/Phase 1 project: Equipment included vapor compressors, product purging vessels, ancillary vapor compressor vessels, numerous process control system. | A positive use determination of 50% for the IPDS/Phase 1 project. Equipment includes vapor compressors, product purging vessels, ancillary vapor compressor vessels, numerous process control systems, valves and piping. | 1997-02-05 | 5107500 | 100
2090 | T1 | Exxon Mobil Corporation | ExxonMobil - Hawkins Gas Plant | PO Box E | Hawkins | TX | 75765 | Wood | CN600123939 | RN100210434 | Installation of a salt water disposal well. | A positive use determination of 100% for the salt water disposal well. | 1997-02-03 | 675000 | 100
2091 | T1 | Exxon Mobil Corporation | ExxonMobil - Hawkins Gas Plant | PO Box E | Hawkins | TX | 75765 | Wood | CN600123939 | RN100210434 | Installed a saltwater disposal well. | A positive use determination of 100% for the salt water disposal well. | 1997-02-03 | 675000 | 100
2092 | T1 | Exxon Mobil Corporation | ExxonMobil - Hawkins Gas Plant | PO Box E | Hawkins | TX | 75765 | Wood | CN600123939 | RN100210434 | Installed a salt water disposal well, | A positive use determination of 100% for the salt water disposal well. | 1997-02-03 | 686000 | 100
2093 | T1 | Exxon Mobil Corporation | ExxonMobil - Stillman Station | PO Box 133 | Encino | TX | 78353 | Kenedy | CN600123939 | insufficient Information | Upgraded compressor station facilities to increase SWD capacity. | A positive use determination of 100% for the salt water disposal well upgrade. | 1997-02-03 | 240000 | 100
2094 | T1 | Exxon Mobil Corporation | ExxonMobil - Peacock Station | PO Box E | Hawkins | TX | 75765 | Wood | CN600123939 | RN100210434 | Installed fiberglass salt water gathering line (piping) from station to point near meter site 25 and tie-ins. | A positive use determination of 100% for the fiberglass salt water gathering line (pipe). | 1997-02-03 | 125000 | 100
2095 | T1 | Exxon Mobil Corporation | ExxonMobil - Salt Water | PO Box 672 | Kingsville | TX | 75765 | Wood | CN600123939 | insufficient Information | Connection of salt water station #1 to control treating station including the installation of piping, pump, strainers and turbine meter. | A positive use determination of 100% for the piping, pump, strainers and turbine meter installed to connect Salt Water Station #1 to Control Treating Station. | 1997-02-03 | 270000 | 100
2096 | T1 | Exxon Mobil Corporation | ExxonMobil - Salt Water | PO Box 672 | Kingsville | TX | 78363 | Brooks | CN600123939 | insufficient Information | Upgraded SWD system and included installation of surplus pumps, tanks and vessels. | A positive use determination of 100% for the installation of surplus pumps, tanks, and vessels as an upgrade to the TCB Salt Water Disposal System. | 1997-02-03 | 295000 | 100
2097 | T1 | Exxon Mobil Corporation | ExxonMobil Refinery - Baytown | 2800 Decker Dr | Baytown | TX | 77522 | Harris | CN600123939 | RN102579307 | Installs facilities to redirect HF-3 motor operated (MOV) bonnet and spool vents to flare stacks (F54) The project included a new vapor-liquid separator vessel, 250 ft of finned piping and 1200 ft of piping. | A positive use determination of 100% for the project to redirect HF-3 motor operated bonnet and spool vents to the flare stack. Property includes a new vapor liquid separator vessel, 250ft of finned piping and 1200ft of piping. | 1997-02-05 | 455600 | 100
2098 | T1 | Exxon Mobil Corporation | ExxonMobil Refinery - Baytown | 2800 Decker Dr | Baytown | TX | 77522 | Harris | CN600123939 | RN102579307 | Installed vapor control facilities on tank car and tank truck loading racks 2A and 22. Eligible items are a thermal oxidizer and a vapor collection system. | A positive use determination of 100% for the thermal oxidizer and the vapor collection system. | 1997-02-05 | 490300 | 100
2099 | T1 | Exxon Mobil Corporation | ExxonMobil - Irving Terminal | 1201 E Airport Fwy | Irving | TX | 75062 | Dallas | CN600123939 | RN100212984 | Installed a new shoe seal, secondary wiper seal and fiberglass-reinforced plastic liner as part of project to inspect and repair AST Tank 1091. | A positive use determination of 100% for the repair work performed on AST Tank #1091. Property includes a new shoe seal, secondary wiper seal and a fiberglass reinforced plastic liner. | 1997-02-05 | 190000 | 100
2100 | T1 | Exxon Mobil Corporation | ExxonMobil - Irving Terminal | 1201 E Airport Fwy | Irving | TX | 75062 | Dallas | CN600123939 | RN100212984 | Installed a new Mg/1 vapor recovery unit. | A positive use determination of 50% for the new Mg/1 vapor recovery unit. | 1997-02-05 | 307600 | 100
2101 | T1 | Exxon Mobil Corporation | ExxonMobil - Irving Terminal | 1201 E Airport Fwy | Irving | TX | 75062 | Dallas | CN600123939 | RN100212984 | Regrade the diked areas to allow for proper drainage of stormwater in the tankfield. Installed double-walled pipes. | A positive use determination of 100% for the regrading of the diked areas and the installation of the double walled pipes. | 1997-02-03 | 540000 | 100
2102 | T3 | Texas Farm Inc | Texas Farm Ggp & Gp Facilities | 9 SW 2Nd Ave | Perryton | TX | 79070 | Ochiltree | CN600135586 | RN103914164 | Texas Farm is comprised of four individual facilities. Two of these facilities; GGP and GP are included on this application. Each of the sites located at a given facility will be comprised of production buildings and an individually designed lagoon system. The lagoon system is comprised of a primary and a secondary lagoon. Each lagoon will have a compacted clay liner. The individual pollution control components are as follows: Waste Collection and Delivery System - Underfloor Pits, Pull plugs and sewer lines, recycle building, pumps and distribution system; Lagoon System (92%) - primary and secondary lagoon systems and diversion area (land), excavation costs, and liner construction cost, and inflow protection; Other - diversion pond, and production buildings(80%) (request only includes wall studs, outer sheet metal, roof trusses, roof sheet metal and installation labor. The request does not include insulation, electronic wiring and fixtures, fresh water plumbing, wall fixtures, concrete sidewalks and footings, production materials and equipment and associated labor costs.). | A positive use determination of 100% for the Waste Collection and Delivery System (excluding the slotted floors) and the Diversion Pond. A positive use determination of 92% for the Lagoon System. Positive Use Determinations for the Production Building Shells are as follows: 11.94% for the GGP Sow Barns, 1.46% for the GGP Nursery Barn, 12.02% for the GGP Finishing Barn, 12.04% for the GP Sow Barns, 10.53% for the GP Nursery Barn, 8.40% for the GP Finishing #1 and 8.40% for GP Finishing #2. | 1997-04-22 | 2992359 | 100
2103 | T1 | Air Liquide America Corporation | Air Liquide - Bayport | 11400 Bay Area Blvd | Pasadena | TX | 77507 | Harris | CN601662190 | RN100233998 | Replaced two chillers which had been using FREON with FES units which operate with Anhydrous Ammonia. | A positive use determination of 100% for the two FES units using Anhydrous Ammonia which were installed to replace chillers which used FREON. | 1997-02-05 | 762183 | 100
2104 | T1 | Air Liquide America Corporation | Air Liquide - La Porte | 11450 W Fairmont Pwky | La Porte | TX | 77571 | Harris | CN601662190 | RN102144821 | Replaced a chiller which had been using FREON with FES units which operate with Anhydrous Ammonia. | A positive use determination of 100% for the FES unit which uses Anhydrous Ammonia which was installed to replace a chiller which used FREON. | 1997-02-07 | 301329 | 100
2105 | T1 | Mobil Mining & Minerals Co | Mobil Mining & Minerals Co | 2001 Jackson Rd | Pasadena | TX | 77501 | Harris | Insufficient Information | Insufficient Information | Purchased land which consists of the county right-of-way and roadway which separates the phosphogypsum disposal areas. This land will allow the disposal areas to be combined and enlarged.. | A positive use determination of 100% for the purchase of the land consisting of county right-of-way and roadway which separated the phosphogypsum disposal areas. | 1997-02-26 | 65000 | 100
2106 | T1 | Zeneca Ag Products | Zeneca Ag Products - Bayport Site | 5757 Underwood Rd | Pasadena | TX | 77507 | Harris | CN600960660 | RN102344355 | The following projects were installed: Mechanical seal/packing for FIL-1DT, Distillation Column Upgrade, Add W1 Water to CN-1FT, and Column Drain/Amberlyst Screen. | A positive use determination of 100% for the four air projects: Project 4435 - mechanical seal/packing for FIL-1DT, Project 4508 - distillation column upgrade, Project 4534 - add W1 water to CN-1FT, and Project 4514 - column drain/amerlyst screen. | 1997-02-05 | 37102 | 100
2107 | T1 | Intercontinental Terminals Company | Intercontinental Terminals | 1943 Battleground Rd | Deer Park | TX | 77536 | Harris | CN601470222 | RN100210806 | The following projects: Project 1 - Constructed three marine flare systems (5A, 5B, 5C); Established a vacuum venting system to the marine flare system. Project 2 - Constructed a vapor control flare system for pressured tank vents, pressurized ships and barges, railcar and truck loading. Project 3 - Installed internal floating roofs with double seals on four existing tanks and 6 new tanks. Project 4 - Secondary containment system was constructed around the six new tanks. | A positive use determination of 100% for the installation of the 3 marine flares; the installation of the vapor control flare system; the installation of the ten internal floating roofs with double seals; and the secondary containment system installed around the six new tanks. | 1997-02-03 | 2164000 | 100
2108 | T1 | Nucor Steel | Nucor Steel | Hwy 79 South | Jewett | TX | 75846 | Leon | CN604597971 | RN107359937 | Dust Silo System: system consists of silo, supporting structure, and weighing apparatus. The system is enclosed in a metal building.. | A positive use determination of 100% for the Dust Silo System. | 1997-02-04 | 400834 | 100
2109 | T1 | South Coast Terminals LP | South Coast Wallisville Rd | 7101 Wallisville Rd | Houston | TX | 77020 | Harris | CN602743825 | RN102876976 | Constructed WRF stormwater trench to collect stormwater run-off. | A positive use determination of 100% for the WRF Stormwater Trench. | 1997-02-04 | 22536.27 | 100
2110 | T1 | South Coast Terminals LP | South Coast Wallisville Rd | 7101 Wallisville Rd | Houston | TX | 77020 | Harris | CN602743825 | RN102876976 | Installation of railroad tank car spill collection/containment pans and sumps. | A positive use determination of 100% for the installation of the railroad tank car spill collection/containment pans and sumps. | 1997-02-04 | 158251.35 | 100
2111 | T1 | South Coast Terminals LP | South Coast Wallisville Rd | 7101 Wallisville Rd | Houston | TX | 77020 | Harris | CN602743825 | RN102876976 | WRF Stormwater Tank Modifications: Tank and related piping modifications to ensure compliance with permit requirements. | A positive use determination of 100% for the WRF Stormwater Tank Modifications. | 1997-02-04 | 51160.38 | 100
2112 | T2 | Citgo Refining And Chemicals LP | Citgo Refining - Corpus Christi | 1801 Nueces Bay Blvd | Corpus Christi | TX | 78401 | Nueces | CN600127922 | RN104697966 | This project reduces the volume and concentration of H2S vented from the sour water tank. The project routes all sour water streams through a new feed flash drum. A pump system will be installed. A nitrogen blanketing system will be installed on the tank. | A positive use determination of 100% for the Sour Water Tank - H2S and the associated piping, instrumentation and electrical process equipment. | 1997-04-29 | 950000 | 100
2113 | T1 | Citgo Refining And Chemicals LP | Citgo Refining - Corpus Christi | 1801 Nueces Bay Blvd | Corpus Christi | TX | 78401 | Nueces | CN600127922 | RN104697966 | Installation of a new RVP analyzer to be used in the gasoline blending operations. | A negative determination for the RVP analyzer. This property is considered to be | 1997-04-16 | 145000 | 100
2114 | T1 | Citgo Refining And Chemicals LP | Citgo Refining - Corpus Christi | 1801 Nueces Bay Blvd | Corpus Christi | TX | 78401 | Nueces | CN600127922 | RN104697966 | Design and install continuous emissions model software technology for the East Plant I No 7 PC Boiler. | A positive use determination of 100% for the project to design and install the continuous emissions model software technology for East Plant I No 7 PC Boiler. | 1997-02-04 | 45000 | 100
2115 | T1 | Citgo Refining And Chemicals LP | Citgo Refining - Corpus Christi | 1801 Nueces Bay Blvd | Corpus Christi | TX | 78401 | Nueces | CN600127922 | RN104697966 | Project to design and install continuous emissions model software for East Plant II A, B and C Boilers. | A positive use determination of 100% for the project to design and install continuous emissions model software for the East Plant II A, B and C Boilers. | 1997-02-04 | 240000 | 100
2116 | T1 | Citgo Refining And Chemicals LP | Citgo Refining - Corpus Christi | 1801 Nueces Bay Blvd | Corpus Christi | TX | 78401 | Nueces | CN600127922 | RN104697966 | Project to eliminate an atmospheric vent of sour gas from the No. 4 crude hotwell knock-out drum. | A positive use determination of 100% for the piping and instrumentation installed to eliminate an atmospheric vent of sour gas from the No. 4 Crude Hotwell Knock-out Drum. | 1997-02-04 | 80000 | 100
2117 | T1 | Citgo Refining And Chemicals LP | Citgo Refining - Corpus Christi | 1801 Nueces Bay Blvd | Corpus Christi | TX | 78401 | Nueces | CN600127922 | RN104697966 | Project to install continuous emissions model software on Coker Heater (521-H-1). | A positive use determination of 100% for the project to install continuous emissions model software on the Coker Heater (521-H-1). | 1997-02-04 | 130000 | 100
2118 | T1 | Citgo Refining And Chemicals LP | Citgo Refining - Corpus Christi | 1801 Nueces Bay Blvd | Corpus Christi | TX | 78401 | Nueces | CN600127922 | RN104697966 | Project to install secondary seals on floating roofs of crude tanks #5003 and #5005. | A positive use determination of 100% for the project to install secondary seals on the floating roofs of crude storage tanks #5003 and #5005. | 1997-02-04 | 145000 | 100
2119 | T1 | Citgo Refining And Chemicals LP | Citgo Refining - Corpus Christi | 1801 Nueces Bay Blvd | Corpus Christi | TX | 78401 | Nueces | CN600127922 | RN104697966 | Installed a vapor recovery system on the West Plant sulfur pit. | A positive use determination of 50% for the vapor recovery system which was installed. | 1997-02-04 | 180000 | 100
2120 | T1 | Aquila Gas Pipeline | Aquila Gas Pipeline - Schulz Station |  | Carmine | TX | 78932 | Fayette | CN600125579 | Insufficient Information | Installed a JATCO BTEX Eliminator. | A positive use determination of 100% for the installation of the JATCO BTEX Eliminator. | 1997-02-04 | 19000 | 100
2121 | T1 | Aquila Gas Pipeline | Aquila Gas Pipeline - Big Creek Station |  | Somerville | TX | 77879 | Burleson | CN600407795 | RN102498581 | Installed a JATCO BTEX Eliminator. | A positive use determination of 100% for the installation of the JATCO BTEX Eliminator. | 1997-02-04 | 25000 | 100
2122 | T1 | Aquila Gas Pipeline | Aquila Gas Pipeline - Dopek Station |  | Carmine | TX | 78932 | Washington | CN600125579 | Insufficient Information | Installed a JATCO BTEX Eliminator. | A positive use determination of 100% for the installation of the JATCO BTEX Eliminator. | 1997-02-04 | 15000 | 100
2123 | T1 | Aquila Gas Pipeline | Aquila Gas Pipeline - Snook Station |  | Snook | TX | 77878 | Burleson | CN600125579 | RN101671147 | Installed a catalytic converter and a air/fuel ratio controller on a natural gas fired compressor engine. | A positive use determination of 100% for the catalytic converter and the air/fuel ratio controller. | 1997-02-04 | 15500 | 100
2124 | T1 | Aquila Gas Pipeline | Aquila Gas Pipeline - Yegua Creek |  | Dime Box | TX | 77853 | Burleson | CN600407795 | RN102705217 | Installed a catalytic converter and a air/fuel ratio controller on a natural gas fired compressor engine. | A positive use determination of 100% for the catalytic converter and the air/fuel ratio controller. | 1997-02-04 | 25000 | 100
2125 | T1 | Aquila Gas Pipeline | Aquila Gas Pipeline - Rauch Station |  | La Grange | TX | 78945 | Fayette | CN600407795 | RN100213172 | Installed a catalytic converter and a air/fuel ratio controller on a natural gas fired compressor engine. | A positive use determination of 100% for the catalytic converter and the air/fuel ratio controller. | 1997-02-04 | 13000 | 100
2126 | T1 | E I Du Pont De Nemours & Co Inc | DuPont Victoria | 2695 Old Bloomington Rd N | Victoria | TX | 77903 | Victoria | CN600128284 | RN102663671 | The property consists of two fixed bed reactors for N20 and NOx abatement, along with associated pumps, piping, stack and control systems. | A positive use determination of 100% for the two fixed-bed reactors with associated pumps, piping, stack, and control systems which were installed. | 1997-02-04 | 12000000 | 100
2127 | T1 | E I Du Pont De Nemours & Co Inc | DuPont Victoria | 2695 Old Bloomington Rd N | Victoria | TX | 77903 | Victoria | CN600128284 | RN102663671 | Constructed a new wastewater treatment facility. Property includes tanks, pumps, piping, wetlands, and biosolids reuse equipment. | A positive use determination of 100% for the new wastewater treatment facilities. | 1997-02-04 | 72000000 | 100
2128 | T2 | E I Du Pont De Nemours & Co Inc | DuPont Victoria | 2695 Old Bloomington Rd N | Victoria | TX | 77903 | Victoria | CN600128284 | RN102663671 | This property consists of filters, pumps, heat exchangers, tanks, piping, and associated control equipment to allow the treatment of DBA organics. | A positive use determination of 65% for the filters, pumps, heat exchangers, tanks, piping and associated control equipment which was installed to allow the treatment of DBA organics. | 1997-04-28 | 4650000 | 100
2129 | T2 | E I Du Pont De Nemours & Co Inc | DuPont Victoria | 2695 Old Bloomington Rd N | Victoria | TX | 77903 | Victoria | CN600128284 | RN102663671 | Currently a waste material is purged from the process and is piped for disposal. A process modification along with research and marketing yielded outside uses for this material. The new loading facility will include a tank, concrete containment, pumps, and loading equipment. | A positive use determination of 100% for the new loading facility consisting of a tank, concrete containment, pumps, and loading equipment. | 1997-02-11 | 1500000 | 100
2130 | T1 | E I Du Pont De Nemours & Co Inc | DuPont Victoria | 2695 Old Bloomington Rd N | Victoria | TX | 77903 | Victoria | CN600128284 | RN102663671 | This property consists of on-line analyzers for copper, TOC, and pH. The system includes pumps, tanks, and skimmers. | A positive use determination of 100% for the on-line analyzers and the pumps, tanks and skimmers. | 1997-02-04 | 6500000 | 100
2131 | T1 | Chevron Phillips Chemical Co LP | Chevron Phillips Orange | 5309 FM 1006 | Orange | TX | 77630 | Orange | CN600303614 | RN100215615 | This property was installed to allow for the recycle of a major hazardous waste stream leaving this facility. The property is a solvent recovery system. | A positive use determination of 100% for the Solvent Recovery System. | 1997-02-11 | 8000000 | 100
2132 | T1 | Chevron Phillips Chemical Co LP | Chevron Phillips Orange | 5309 FM 1006 | Orange | TX | 77630 | Orange | CN600303614 | RN100215615 | Installed a regenerative thermal oxidizer and associated ducting, piping, etc. | A positive use determination of 100% for the regenerative thermal oxidizer and the vapor collection system. | 1997-02-04 | 6000000 | 100
2133 | T1 | Citgo Refining And Chemicals LP | Citgo Refining - Corpus Christi | 1801 Nueces Bay Blvd | Corpus Christi | TX | 78401 | Nueces | CN600127922 | RN104697966 | Installed secondary seals on the floating roofs of crude storage tanks #5004 and #5007. | A positive use determination of 100% for the secondary seals installed on the floating roofs of tanks #5004 and #5007. | 1997-02-04 | 165000 | 100
2134 | T1 | Phelps Dodge Refining Corporation | Phelps Dodge - El Paso Refinery | 7001 N Loop Rd | El Paso | TX | 79998 | El Paso | CN600132179 | RN100226000 | Redesign of Pond #3: Convert Pond #3 to a secondary containment device. Purchase and install tanks, pumps and piping required to segregate waste streams. | A positive use determination of 100% for the project to redesign Pond #3. | 1997-03-03 | 987000 | 100
2135 | T1 | Phelps Dodge Refining Corporation | Phelps Dodge - El Paso Refinery | 7001 N Loop Rd | El Paso | TX | 79998 | El Paso | CN600132179 | RN100226000 | Four projects. Hydroxide Storage Bins (5-338) - New storage bins protected by a metal roof cover, a loading ramp, and additional concrete, 2. West Culvert Improvements - Improvements made to stop rainwater from entering the ditch. 3. New Drum Storage Area - Constructed new concrete secondary containment complete with roof. Purchased large storage bins. 4. Pipe Line from Chemical Lab to Return Tank - installed two pumps and a pipeline to move wash waters to the Return Tank. | A positive use determination of 100% for the Hydroxide Storage Bin project including the bins, the metal roof cover, the loading ramp and the additional concrete; the improvements made to the West Culvert; the New Drum Storage Area which includes concrete secondary containment, the roof cover and the large storage containers; and the pipe line installed between the Chemical Lab and the Return Tank. | 1997-02-04 | 333000 | 100
2136 | T1 | Phelps Dodge Refining Corporation | Phelps Dodge - El Paso Refinery | 7001 N Loop Rd | El Paso | TX | 79998 | El Paso | CN600132179 | RN100226000 | Hydraulic Dumper for Scrap Chopped Wire (Wire Mill) - dumper will transfer returned chopped wire to cardboard boxes. Baler For Copper Wire: used to bale scrap wire. | A positive use determination of 100% for the Hydraulic Dumper for Scrap Chopped Wire and the baler for copper wire. | 1997-02-04 | 54000 | 100
2137 | T1 | Phelps Dodge Refining Corporation | Phelps Dodge - El Paso Refinery | 7001 N Loop Rd | El Paso | TX | 79998 | El Paso | CN600132179 | RN100226000 | Copper Sulfate Plant Secondary Containment (5-162): Removal and replacement of concrete basement floor and the concrete foundations for the large stainless steel tanks. A new tank will be installed. It will be used as an overflow tank. Will install a three-inch layer of acid protection as well as new polymer concrete trenches and sumps. Nickel Sulfate Plant Secondary Containment Upgrades (6-239, 240): 1. A concrete slab will be installed on the grade containment area under the railroad racks. It will slope into a polymer trench and sump system. The entire area will be coated with an acid proof Novalac Epoxy coating system. 2. The spent acid tank containment area will be upgraded. A four foot high wall will be constructed. The whole area will be coated with Novolac Epoxy. | A positive use determination of 100% for the Copper Sulfate Plant Secondary Containment project (5-162) and the two Nickel Sulfate Plant Secondary Containment Upgrades (6-239,240). | 1997-02-04 | 1629000 | 100
2138 | T3 | Phelps Dodge Refining Corporation | Phelps Dodge - El Paso Refinery | 7001 N Loop Rd | El Paso | TX | 79998 | El Paso | CN600132179 | RN100226000 | Tank House Cell Replacement 6-210: Replace existing tanks with modern, efficient unicell polymer concrete tanks. | A positive use determination of 56% for the Tank House Cell Replacement 6-210 project. | 1997-03-03 | 7050000 | 100
2139 | T1 | Shell Odessa Refining Co | Shell Odessa Refining - El Paso | 6767 Gateway West | El Paso | TX | 79925 | El Paso | CN600890446 | RN100525237 | Carbon adsorption/Absorption Unit | A positive use determination of 50% for the carbon absorption system. | 1997-02-11 | 550000 | 100
2140 | T1 | Southwestern Public Service Company | Plant X | 4 M S On FM 1055 | Littlefield | TX | 79339 | Lamb | CN601481336 | RN100224419 | Installation of new circle sprinkler which was added to the existing wastewater output system. | A positive use determination of 100% for the new circle sprinkler. | 1997-02-04 | 61190 | 100
2141 | T1 | Southwestern Public Service Company | Plant X | 4 M S On FM 1055 | Littlefield | TX | 79339 | Lamb | CN601481336 | RN100224419 | Purchased a Sigma 900 Max Portable Sampler with accessories. | A positive use determination of 100% for the Sigma 900 Max Portable Sampler and accessories. | 1997-02-04 | 10850 | 100
2142 | T1 | Southwestern Public Service Company | Tolk Station | 8 Miles SW of Earth | Littlefield | TX | 79339 | Lamb | CN601481336 | RN100224534 | Repairs and modifications were made to the Tolk Station Unit 1 baghouse structure. | A positive use determination of 100% for the repairs and modifications made to the Tolk Station Unit 1 baghouse. | 1997-02-04 | 145329 | 100
2143 | T1 | Dee Howard Company The | Dee Howard Company The | 9610 John Saunders | San Antonio | TX | 78246 | Bexar | CN604411025 | RN102423217 | Paint hanger | Returned for failure to respond to a deficiency letter. | 1997-04-25 | 4276409 | 100
2144 | T1 | Rexene Corporation | Rexene Plant - Odessa | 2400 S Grandview Ave | Odessa | TX | 79766 | Ector | CN601065246 | RN101867554 | To prevent stormwater run-off from being contaminated concrete containment areas were installed. | A positive use determination of 100% for the concrete containment areas installed to contain leaks and spills. | 1997-02-11 | 190375 | 100
2145 | T1 | Rexene Corporation | Rexene Plant - Odessa | 2400 S Grandview Ave | Odessa | TX | 79766 | Ector | CN601065246 | RN101867554 | Installed an asphalt road crossing perpendicular to the right-of-way in order to avoid driving on public right-of-way. | A positive use determination of 100% for the asphalt road crossing which was installed perpendicular to the right-of-way. | 1997-02-11 | 50575 | 100
2146 | T1 | Schenectady International | Schenectady - Freeport | 702 FM 523 | Freeport | TX | 77541 | Brazoria | CN603119280 | RN100218999 | The wastewater treatment system expansion includes the installation of the following equipment: 200,000 gallon wastewater surge tank, oil skimmer, oil hold tank, and the carbon fines sump. | A positive use determination of 100% for the wastewater treatment system expansion. This positive determination includes the equipment which was purchased and the related installation costs. | 1997-03-12 | 2700739 | 100
2147 | T1 | Occidental Permian Ltd | Occidental Battleground Plant | Battleground Rd/Hwy 134 | La Porte | TX | 77571 | Harris | CN600125256 | RN100217363 | Installation of a diesel driven generator to provide backup power to the emergency vent scrubber. | A positive use determination of 100% for the battery-start diesel driven generator for the emergency vent scrubber. | 1997-02-12 | 195000 | 100
2148 | T1 | La Gloria Oil & Gas Company | Tyler Refinery | 1125 McMurry Dr | Tyler | TX | 75702 | Smith | CN602831232 | RN100222512 | Installed a remote, wireless, PC based tank gauging system. | A positive use determination of 100% for the tank gauging system. | 1997-02-11 | 38750 | 100
2149 | T1 | Dynagen Inc | Dynagen | 2000 East Pool Rd | Odessa | TX | 79766 | Ector | CN600876932 | RN101871507 | Installed a unit which is a two stage refrigerated condenser designed to recover butadine. | A positive use determination of 50% for the two stage refrigerated condenser which was installed to recover butadine. | 1997-03-11 | 239603 | 100
2150 | T1 | Dynagen Inc | Dynagen | 2000 East Pool Rd | Odessa | TX | 79766 | Ector | CN600876932 | RN101871507 | Six brine evaporation cells of three acres each were installed. The cells are constructed with double liners, leak detection, underlining air vents, piping, and a pump. | A positive use determination of 100% for the six brine evaporation cells consisting of liners, valves, pipe, dirt work, and surveyors, pump, flanges, consultant and contractor costs. | 1997-02-11 | 1824232 | 100
2151 | T1 | Waste Control Specialists LLC | Waste Control Windham Hill | 9998 W Hwy 176 | Andrews | TX | 79714 | Andrews | CN601298896 | RN101702439 | Property: baghouses; particulate suppression equipment; decontamination equipment; secondary containment including liners, leachate collection and removal and leak detection system; monitoring wells; RCRA containment buildings; RCRA storage tanks; spill response equipment, Vacuum truck; barrel crushers; environmental paving; and a leachate treatment unit consisting of activated carbon filter, clarifier, chemical precipitation, wastewater treatment and filters. | A positive use determination of 100% for the Baghouse, the Particulate Suppression system, the Truck Wash System, the Bin Storage Area sump, the landfill liner, the Leachate Collection and removal system, the leak detection systems, the Monitoring Wells, the two storm water tanks, the leachate collection tanks, the trailer and spill response equipment, the vacuum truck, and the Leachate Treatment Unit. A negative determination is given for the RCRA Containment buildings, the fire water tank, the Mixing Tanks, the Barrel Crushers, and the paving. | 1997-03-19 | 5576000 | 100
2152 | T1 | Sterling Chemicals Inc | Sterling Texas City | 201 Bay St | Texas City | TX | 77592 | Galveston | CN600126288 | RN100212620 | Installation of a scrubber with associated structural support and instrumentation at the acetic acid dock loading facility. | A positive use determination of 100% for the scrubber unit and associated structural support and instrumentation installed at the acetic acid loading facility. | 1997-02-26 | 1450000 | 100
2153 | T1 | Sterling Chemicals Inc | Sterling Texas City | 201 Bay St | Texas City | TX | 77592 | Galveston | CN600126288 | RN100212620 | Installation of a scrubber at the methanol dock loading facility. | A positive use determination of 100% for the scrubber unit installed at the methanol dock loading facility. | 1997-02-26 | 50000 | 100
2154 | T1 | Sterling Chemicals Inc | Sterling Texas City | 201 Bay St | Texas City | TX | 77592 | Galveston | CN600126288 | RN100212620 | This project includes the selection and installation of up to 75 test wells around the perimeter of the plant to facilitate groundwater monitoring. | A positive use determination of 100% for the Perimeter Monitoring System consisting of up 75 test wells. | 1997-02-11 | 275000 | 100
2155 | T1 | Sterling Chemicals Inc | Sterling Texas City | 201 Bay St | Texas City | TX | 77592 | Galveston | CN600126288 | RN100212620 | This project involves the installation of internal aluminum floating roofs in four existing tanks (50I01-1, 2, 3, 4). Scope of work includes: 1. add aluminum internal floating roofs. 2. add inlet flow diffusers to existing 6" nozzles. 3. remove the 2" existing recycle nozzles. 4. add 8" overflow lines with 20 "d x 24"h seal pot and level controlled water supply to tank 50I01-1,4. 5. install isolation valves and double bleeder valves. | A positive use determination of 100% for the project to install internal aluminum floating roofs on four existing methanol feed tanks (50I01-1,2,3,4). | 1997-02-26 | 250000 | 100
2156 | T1 | Sterling Chemicals Inc | Sterling Texas City | 201 Bay St | Texas City | TX | 77592 | Galveston | CN600126288 | RN100212620 | This project involves the installation of internal floating roofs in the new methanol tank (44T502-1), two new methanol day tanks (44T408-1,2), and one new crude methanol tank (44T401). | A positive use determination of 100% for the project to install internal floating roofs on the new methanol tank (44T502-1), two new methanol day tanks (44T808-1,2) and one new crude methanol tank (44T401). | 1997-02-26 | 150000 | 100
2157 | T1 | Sterling Chemicals Inc | Sterling Texas City | 201 Bay St | Texas City | TX | 77592 | Galveston | CN600126288 | RN100212620 | This project installs new 24" heavy wall piping and a new steam turbine-driven pump. | A positive use determination of 100% for the new 24" heavy wall piping and the new steam turbine-driven pump which were installed. | 1997-02-11 | 1450000 | 100
2158 | T1 | Sterling Chemicals Inc | Sterling Texas City | 201 Bay St | Texas City | TX | 77592 | Galveston | CN600126288 | RN100212620 | This project involves the installation of a new 3000 gpm diesel driven transfer pump at the Outfall 23 Lift Station. The pump will be skid mounted. A 850 gallon fuel tank with local and remote level indication will be installed. | A positive use determination of 100% for the new 3000 gpm diesel driven transfer pumps and associated equipment. | 1997-02-11 | 134100 | 100
2159 | T1 | Sterling Chemicals Inc | Sterling Texas City | 201 Bay St | Texas City | TX | 77592 | Galveston | CN600126288 | RN100212620 | This project involves the installation of ramps, berms, trenches, swales, a catch basin, and a valve box in order to divert clean rain water run-off. | A positive use determination of 100% for the project to divert clean rainwater run-off flowing to the Styrene wastewater lift station. The project includes the installation of ramps, berms, trenches, swales, a catch basin, and a valve box. | 1997-02-11 | 205000 | 100
2160 | T1 | Sterling Chemicals Inc | Sterling Texas City | 201 Bay St | Texas City | TX | 77592 | Galveston | CN600126288 | RN100212620 | This project will install a chromatographic analyzer at Outfall 23. | A positive use determination of 100% for the project to install the chromatographic analyzer at Outfall 23. Property includes a sample pump, associated piping, local pump controls, new signal cabling, support electrical and electrical upgrades to the analyzer building. | 1997-02-11 | 300000 | 100
2161 | T1 | Sterling Chemicals Inc | Sterling Texas City | 201 Bay St | Texas City | TX | 77592 | Galveston | CN600126288 | RN100212620 | This project involves the installation of new low NOx burners in Power 2 Boilers 1 & 2. | A positive use determination of 100% for the project to install low NOx burners on Power 2 boilers 1 & 2. | 1997-02-26 | 700000 | 100
2162 | T1 | Sterling Chemicals Inc | Sterling Texas City | 201 Bay St | Texas City | TX | 77592 | Galveston | CN600126288 | RN100212620 | This project involves the installation of new low NOx burners in the methanol reformer. | A positive use determination of 100% for the project to install low NOx burners in methanol reformer. | 1997-02-26 | 2500000 | 100
2163 | T1 | Waste Abatement Technology LP | Odessa Chromium I & II | 4318 Brazos/5300 N Dorothy | Odessa | TX | 79764 | Ector | Insufficient Information | Insufficient Information | Odessa Chromium I and II Groundwater Treatment Systems | A negative determination has been issued for this application. In order to qualify for a positive use determination the property must not have been taxable before January 1, 1994. Since taxes were paid in January of 1994 this property was taxable during 1993. | 1997-03-03 | 840856.85 | 100
2164 | T2 | CF Systems Corporation | Critical Fluid Extraction System | #9 Clarke Dr | Conroe | TX | 77301 | Montgomery | CN600298970 | RN100588912 | Installed a CF Systems Soil Treatment facility. | A positive use determination of 100% for the Critical Fluid Extraction Facility. | 1997-02-11 | 8011541.77 | 100
2165 | T1 | Phillips Petroleum Co | Phillips Petroleum - Houston | PO Box 1967 | Houston | TX | 77251 | Harris | Insufficent Information | Insufficent Information | Installed environmental paving in order to eliminate spilled oils and other hydrocarbons from seeping into the groundwater. | A positive use determination of 100% for the area paving. | 1997-02-11 | 60800 | 100
2166 | T1 | Phillips Petroleum Co | Phillips Petroleum - Houston | PO Box 1967 | Houston | TX | 77251 | Harris | Insufficent Information | Insufficent Information | Project: skimmer trenching and sump pump. | A positive use determination of 100% for the skimmer trenching and sump pump. | 1997-02-12 | 12800 | 100
2167 | T1 | Phillips Petroleum Co | Phillips Petroleum - Houston | PO Box 1967 | Houston | TX | 77251 | Harris | Insufficent Information | Insufficent Information | CPI Skimmer - 35-8121. | A positive use determination of 100% for the CPI skimmer. | 1997-02-12 | 56800 | 100
2168 | T1 | Phillips Petroleum Co | Phillips Petroleum - Houston | PO Box 1967 | Houston | TX | 77251 | Harris | Insufficent Information | Insufficent Information | Equalization line bag filter | A positive use determination of 100% for the installation of the Equalization Line Bag Filter (35-5037). | 1997-02-26 | 71300 | 100
2169 | T1 | Oiltanking Houston Inc | Oiltanking Houston | 15602 Jacintoport Bl | Houston | TX | 77015 | Harris | CN600129795 | RN100224740 | Two projects 1. Two gas industrial engines model number G3412C LE. 2. Concrete and site/earth work performed to handle wastewater control. | A positive use determination of 20% for the two Gas Industrial Engines and a positive use determination of 100% for the concrete and site/earth work wastewater control project. | 1997-04-16 | 300110 | 100
2170 | T1 | Mountain Pass Canning Company | Mountain Pass Canning Company | 1200 Main St | Anthony | TX | 88021 | El Paso | CN603682352 | RN100688027 | R-12 Refrigeration Unit Replacement - replacing R-12 refrigeration units in a freezer and a cooler with units using a different coolant. | A positive use determination of 100% for the replacement R-12 refrigeration units installed in the freezer and the cooler. | 1997-02-26 | 115000 | 100
2171 | T1 | Asarco Incorporated | El Paso Copper | Paisano @ Executive Dr | El Paso | TX | 79902 | El Paso | CN600127591 | RN100219021 | Purchased two opacity monitors as replacements for older units located on the converter ventilation baghouse and the CONTOP dryer baghouse. | A positive use determination of 100% for the two opacity monitors. | 1997-03-21 | 50000 | 100
2172 | T1 | Asarco Incorporated | El Paso Copper | Paisano @ Executive Dr | El Paso | TX | 79902 | El Paso | CN600127591 | RN100219021 | Zinc Stack Repairs: repair old zinc stack. | A positive use determination of 100% for the Zinc Stack Repair project. | 1997-02-26 | 100000 | 100
2173 | T1 | Asarco Incorporated | El Paso Copper | Paisano @ Executive Dr | El Paso | TX | 79902 | El Paso | CN600127591 | RN100219021 | Installed a truck stop wash rack with grease trap. | A positive use determination of 100% for the wash rack and grease trap system. | 1997-02-13 | 50000 | 100
2174 | T1 | Asarco Incorporated | El Paso Copper | Paisano @ Executive Dr | El Paso | TX | 79902 | El Paso | CN600127591 | RN100219021 | This project is to replace the existing converter intermediate fan and fan housing and converter hot gas fan housing. | A positive use determination of 100% for the Converter Intermediate Fan Replacement project. | 1997-03-21 | 300000 | 100
2175 | T1 | Asarco Incorporated | El Paso Copper | Paisano @ Executive Dr | El Paso | TX | 79902 | El Paso | CN600127591 | RN100219021 | Installing properly designed hazardous material handling facilities. Property includes: 1. Installed acid resistant coating in sumps and troughs in acid loading station. 2. Install chemical resistant floor coating at the truck shop. 3. Fabrication and installation of loading sump and drain trough at acid loading tracks for secondary containment. 4. Fabricate and install three concentrate bunkers at the ore unloading area. 5. Acid plant scrubber secondary water containment at the pack scrubbers. 6. Repaving areas at the Acid Plants. | A positive use determination of 100% for the hazardous material handling facilities which were installed. | 1997-03-12 | 184000 | 100
2176 | T1 | Asarco Incorporated | El Paso Copper | Paisano @ Executive Dr | El Paso | TX | 79902 | El Paso | CN600127591 | RN100219021 | This project is to replace the inlet plenum to the converter cottrell. | Withdrawn by applicant | 1997-04-24 | 50000 | 100
2177 | T3 | Asarco Incorporated | El Paso Copper | Paisano @ Executive Dr | El Paso | TX | 79902 | El Paso | CN600127591 | RN100219021 | Sulfuric Acid Plant Upgrades and Maintenance: dilute acid piping, acid plant preheater (2), acid plant pump containment, acid plant study, SO2 stripper scrubber tanks, acid plant structure modification, acid tank containment upgrade, false bottom acid tanks, #1 acid plant heat exchangers, #1 acid plant preheater, primary acid clarity filters, # 1 acid plant cooling upgrade, acid clarity filters backup, converter boiler bypass flue, #1 acid plant scrubber system, and #2 acid plant upgrade modifications. | A positive use determination of 81% for the Acid Plant Upgrade Project. | 1997-04-30 | 9912146 | 100
2178 | T1 | Phelps Dodge Magnet Wire Co | Phelps Dodge Magnet Wire | 9541 Plaza Circle | El Paso | TX | 79927 | El Paso | CN602387706 | RN100553726 | Installed three horizontal and four vertical ovens in the magnet wire production lines. Each oven has an air purification system consisting of recirculation fan, exhaust fan, catalyst and frequency converter. | A positive use determination of 100% for the Air Purification Systems installed on the Horizontal and Vertical Ovens. | 1997-03-21 | 433288 | 100
2179 | T1 | Conoco Inc | Conoco Liquidpower Plant | 1331 Independence Ave | Bryan | TX | 77803 | Brazos | CN601674351 | RN103121216 | Installed carbtrol filters, blowers and piping to remove VOC emissions at Conoco's Liquid Power Plant. | A positive use determination of 100% for the Carbtrol Filters, Nederman arm piping and blowers which were installed to control VOC emissions. | 1997-03-13 | 42914 | 100
2180 | T2 | Phillips Petroleum Co | Elkhart Rail Maintenance Center | PO Box 1020 | Elkhart | TX | 75839 | Anderson | Insufficent Information | Insufficent Information | This property consists of a pump with a tank, heater, electrical breaker, electrical transformer and electrical bulk material. The equipment is used to heat paint for spraying. | A positive use determination of 100% for the pump, tank, heater, and electrical support equipment installed to be used for spray painting using low solvent paints. | 1997-03-06 | 50097 | 100
2181 | T3 | Champion International | Champion International - Sheldon Mill | 11611 Fifth St | Sheldon | TX | 77044 | Harris | Insufficient Information | Insufficient Information | Installed Automatic Port Cleaners on the recovery boiler. | A positive use determination of 80% for the Recovery Boiler Automatic Port Cleaners. | 1997-04-01 | 262481 | 100
2182 | T1 | Champion International | Champion International - Sheldon Mill | 11611 Fifth St | Sheldon | TX | 77044 | Harris | Insufficient Information | Insufficient Information | The following projects: 1. Install Flue Gas Recirculation system on #2 boiler. Install Flue Gas Recirculation System on both the 2A and 2B Package Boilers. 3. Purchase and install a particulator camera for the recovery boiler. 4. Install a gas control valve, and annubar and a differential pressure transmitter for air flow measurement as a means of separating the gas and combustion air control on 2A and 2B package boilers. 5. Upgrade the existing TRS probe on the STI analyzer. | A positive use determination of 100% for the #2 Power Boiler Flue Gas Recirculation System, the 2A&2B Package Boiler Flue Gas Recirculation System, the Recovery Boiler Particulator, the 2A&2B Package Boiler Combustion Air Control, and the STI Analyzer TRS Probe Upgrade. | 1997-03-20 | 927626 | 100
2183 | T1 | Champion International | Champion International - Sheldon Mill | 11611 Fifth St | Sheldon | TX | 77044 | Harris | Insufficient Information | Insufficient Information | The following projects: 1. Install a new three stage pressurized screening system in the kraft pulp mill. 2. Purchase two high efficiency stainless steel floating aerators. 3. Modifications to the Kraft mill cooling tower. The project includes cleaning the tower, demolition of an existing header distribution system and installation of a new header distribution system and splash plate. Purchase three high efficiency stainless steel floating aerators. 5. Replace a 75hp motor and propeller from the #2 floating aerator. | A positive use determination of 100% for the Kraft Screening System, the Floating Aerators, the Kraft Mill Cooling Tower Modifications, the Three Floating Aerators, and the Aerator Motor and Propeller. | 1997-04-01 | 2820255 | 100
2184 | T1 | McNeil Consumer Products | McNeil Round Rock | 4001 N I 35 | Round Rock | TX | 78664 | Williamson | CN603646258 | RN101696441 | Non-CFC Parts Cleaning Machines: Installed new Non-CFC parts cleaning machines for cleaning tablet/caplet punches and other compression tooling. | Withdrawn by applicant | 1997-04-18 | 455500 | 100
2185 | T2 | Quantum Chemical Company | Quantum - La Porte Complex | 1515 Miller Cut-Off | La Porte | TX | 77571 | Harris | CN601243900 | RN102404811 | Q-1 Gas Phase Polyethylene (Project 2502): As part of this project a vent gas incinerator with its associated piping and controls was installed. Also additional vent piping to and existing flare was installed. | A positive use determination of 100% for the vent gas incinerator with associated piping and controls installed as part of the new gas-phase polyethylene unit and for the additional vent piping installed as a connection to the existing flare. | 1997-03-04 | 4182082 | 100
2186 | T2 | Quantum Chemical Company | Quantum - La Porte Complex | 1515 Miller Cut-Off | La Porte | TX | 77571 | Harris | CN601243900 | RN102404811 | Project 7504: This project is intended to change the primary feedstock of the Syngas/Methanol Plant from resid to natural gas. As part of the project a Tail Gas Compressor is being installed. | No status event | 1997-04-30 | 7016036 | 100
2187 | T2 | Quantum Chemical Company | Quantum - La Porte Complex | 1515 Miller Cut-Off | La Porte | TX | 77571 | Harris | CN601243900 | RN102404811 | Project 1410 Vynathene Facilities: additional piping was installed to convey hydrocarbon emission from the new process to an existing flare. | A positive use determination of 100% for the 4-inch vent line which extends from the existing production unit AB-2 to an existing flare. | 1997-03-04 | 127094.86 | 100
2188 | T1 | Quantum Chemical Company | Quantum - La Porte Complex | 1515 Miller Cut-Off | La Porte | TX | 77571 | Harris | CN601243900 | RN102404811 | Project 0402 Revise Underground Drain: Portion of the sewer system were replaced with chemical resistant piping. | A positive use determination of 100% for the chemical resistant piping which was installed in the underground drainage system. | 1997-02-13 | 318341 | 100
2189 | T1 | Quantum Chemical Company | Quantum - La Porte Complex | 1515 Miller Cut-Off | La Porte | TX | 77571 | Harris | CN601243900 | RN102404811 | Project 1606 AB3 Flare Burner Modification: install new equipment on the existing flare in the AB3 Unit. | A positive use determination of 100% for the AB3 Flare Burner Modification Project (1606). | 1997-02-26 | 44470 | 100
2190 | T1 | Quantum Chemical Company | Quantum - Latexo | Hwy 287 @ FM 2160 | Latexo | TX | 75849 | Houston | Insufficent Information | Insufficent Information | In accordance with the facility's permit the following equipment was installed: filter press, element protective system for filter press, two settling tanks, and concrete. | A positive use determination of 100% for the Filter Press, Element Protection system for the filter press, the two settling tanks and the concrete. | 1997-02-13 | 64166 | 100
2191 | T1 | Lyondell-Citgo Refining LP | Lyondell-Citgo Refinery | 12000 Lawndale | Houston | TX | 77017 | Harris | CN602600140 | RN100218130 | This project consisted of preliminary studies, detailed engineering, procurement and installation of facilities to comply with SOCMI HON, Primary equipment installed with this project includes closed loop sample devices and associated piping to contain fugitive emissions. | A positive use determination of 100% for the closed loop sample devices and associated piping installed to contain and reduce fugitive emissions. | 1997-02-13 | 2200000 | 100
2192 | T1 | Lyondell-Citgo Refining LP | Lyondell-Citgo Refinery | 12000 Lawndale | Houston | TX | 77017 | Harris | CN602600140 | RN100218130 | This project covered the initial scoping studies, engineering design, procurement of equipment and materials for construction and start up of new facilities and associated turnaround activities. The portion of the project which constitutes pollution control is environmental improvements which addressed permit mandated work. Equipment and modifications associated with part of the project included mandated upgrading/replacement of fired heaters, replacement of piping, and installation of new pumps with double mechanical seals. | A positive use determination of 100% for the 4 new pumps with mechanical seals, the replacement piping and valves, the replacement of the 1950's era threaded piping, and the replacement of the vessel used to separate liquid hydrocarbons from sour water. | 1997-04-18 | 3422808 | 100
2193 | T1 | Lyondell-Citgo Refining LP | Lyondell-Citgo Refinery | 12000 Lawndale | Houston | TX | 77017 | Harris | CN602600140 | RN100218130 | This project included Preliminary Engineering and construction of facilities to enclose certain relief valves on the vacuum towers at the 534/536 Crude Units and 634/635 HDS Units. Facilities installed included Inside Battery Limit (IBLO flare header system, a flare knock-out drum and hydrocarbon/water pumps to remove liquid from drums. Additional equipment included piping from the outlet of each knock-out drum to a new flare header system. | A positive use determination of 100% for the flare header system, flare knockout drum, hydrocarbon/water pumps on the knockout drums, and piping from each knockout drum to the new flare header. | 1997-02-20 | 4590950 | 100
2194 | T1 | Lyondell-Citgo Refining LP | Lyondell-Citgo Refinery | 12000 Lawndale | Houston | TX | 77017 | Harris | CN602600140 | RN100218130 | This project consisted of detailed engineering, procurement and installation of facilities in the Docks A, B, and C areas. Improvements at A and B docks included product sample collection system, evacuation of loading arms and manifolds and containment of products from ship and barge drip pans. The project also included the installation of closed loop samplers. Existing pumps will be modified to evacuate loading arms and the manifold to the refinery slop oil systems. Transparent sight glass will be installed at each dock and new lines will be installed to route discharge from these locations to a new enclosed vessel at each dock. Work completed for Dock C includes all items for Docks A & B and a new set of pumps to evacuate the new vessel. | A positive use determination of 50% for the modifications made to Docks A, B and C ship and barge loading facilities. | 1997-04-11 | 1100000 | 100
2195 | T1 | Lyondell-Citgo Refining LP | Lyondell-Citgo Refinery | 12000 Lawndale | Houston | TX | 77017 | Harris | CN602600140 | RN100218130 | The Fire Training Grounds upgrade project consisted of revamping the facility to meet regulations. The modifications include, the installing a concrete containment slab. The run off ditch will be concrete lined with a weir type separator installed. The underground pipe would be removed and new pipe would be installed above grade. New equipment installed included a propane receiver and storage tanks. | A positive use determination of 100% for the pollution control equipment installed as a part of the Fire Training Grounds Upgrade. | 1997-03-27 | 1100000 | 100
2196 | T1 | Lyondell-Citgo Refining LP | Lyondell-Citgo Refinery | 12000 Lawndale | Houston | TX | 77017 | Harris | CN602600140 | RN100218130 | This project includes purchasing two pumps and installation of pipes at the API separator area. | A positive use determination of 100% for the two pumps and pipes installed at the API separator area. | 1997-02-14 | 75000 | 100
2197 | T1 | Lyondell-Citgo Refining LP | Lyondell-Citgo Refinery | 12000 Lawndale | Houston | TX | 77017 | Harris | CN602600140 | RN100218130 | This project installed approximately 50 closed loop samplers throughout the refinery. Sample coolers will be installed on selected samplers. System includes piping. | A positive use determination of 100% for the 50 closed loop samplers, sample coolers and necessary pipeline which were installed to control VOC emissions from sample purge waste streams. | 1997-03-06 | 1500000 | 100
2198 | T1 | Lyondell-Citgo Refining LP | Lyondell-Citgo Refinery | 12000 Lawndale | Houston | TX | 77017 | Harris | CN602600140 | RN100218130 | This project includes converting the existing liquid film shaft seals in the FCCU 2nd Stage Compressor to state-of-the-art dry gas seals. | A positive use determination of 100% for the property installed to convert the existing liquid film shaft seals in the FCCU 2nd Stage Compressor to state-of-the-art dry gas seals. | 1997-03-11 | 626000 | 100
2199 | T1 | Lyondell-Citgo Refining LP | Lyondell-Citgo Refinery | 12000 Lawndale | Houston | TX | 77017 | Harris | CN602600140 | RN100218130 | This project funded complete detailed engineering for the following scope: 1) Installation of seven closed steamout header systems for equipment in the BTU Sulfolane and Reformate Process. 2) Installation of a 250 GPM pump. | A positive use determination of 100% for the closed headers, piping, instrumentation, pumps and wastewater tanks which were installed. | 1997-03-27 | 500000 | 100
2200 | T2 | Lyondell-Citgo Refining LP | Lyondell-Citgo Refinery | 12000 Lawndale | Houston | TX | 77017 | Harris | CN602600140 | RN100218130 | This is a multi-year project which includes 39 underground lines in the Light Oil Treating/Lube Oil Tank Farms areas, installation of associated pipe racks/sleepers and road crossings, abandonment of underground lines, installation of a tank water draw drainage system, disposal of excavated materials and other miscellaneous items such as the re-route of several equipment drains and installation of spill containment for several pumps. | A positive use determination of 100% for the project to replace 39 underground pipeline with aboveground pipelines. | 1997-04-03 | 1751400 | 100
2201 | T3 | Lyondell-Citgo Refining LP | Lyondell-Citgo Refinery | 12000 Lawndale | Houston | TX | 77017 | Harris | CN602600140 | RN100218130 | Unit 633 Hydrotreater Revamp: This application is for that equipment installed and modifications made which constitute partial pollution control property. Property includes: a third charge pump, modification of the existing makeup hydrogen/recycle gas compressors and replace associated equipment (KO drums, coolers, compressor bottles), a new makeup hydrogen/recycle compressor, a new reactor, repiping of the reactor charge system, a second hot flash vapor air cooler, new impellers and motors for the fractionator overhead liquid product pumps and bottom pumps, temperature control for the fractionator feed, add a new bay to the fractionator overhead condenser and convert an air cooler bay into product bottoms exchanger, and add a fourth bay to the product cooler. | A positive use determination of 79% for the project to upgrade Hydrodistillation Unit 633. | 1997-04-10 | 47083200 | 100
2202 | T2 | The Lubrizol Corporation | Lubrizol Deer Park | 41 Tidal Rd | Deer Park | TX | 77536 | Harris | CN600269617 | RN100221589 | Two Chlorine Storage Revisions projects which consisted of piping and instrumentation changes. | A positive use determination of 100% for the piping and instrumentation installed to allow continuous chlorine feed to the Sulfur Chlorides Unit and the PIBSA Unit. Property includes a vaporizer and metering equipment in the Sulfur Chlorides Unit and a new piping loop in the PIBSA Unit. | 1997-03-18 | 584977.2 | 100
2203 | T1 | The Lubrizol Corporation | Lubrizol Deer Park | 41 Tidal Rd | Deer Park | TX | 77536 | Harris | CN600269617 | RN100221589 | Several projects. 177 Unit Process Vent Thermal Oxidizer: Installed thermal oxidizer, vent piping, blower, controls and instrumentation. NOx Monitoring for DP Boilers: Installed instrumentation. 116 Dispersant Thermal Oxidizer: Installed thermal oxidizer, vent piping, blower, controls and instrumentation. T55 Filter Aid Vent System Upgrade: installed vent piping. 12889 MUA Absorber: tanks, piping, pumps and instrumentation. 121 and 156 Flare Modifications. 156 SR Area Monitoring: instrumentation. Installed low flow alarms for S-3A scrubber. Installed heat exchanger, piping and instrumentation on S-12 Scrubber, Installed piping and insulation as 177 Unit Vent System Modifications. Installed piping and instrumentation as 156 Flare Steam Assist Modifications. Installed piping to S-15 Scrubber. Installed burner assemblies as an upgrade to the Poly Plant Thermal Oil Heater. Installed piping and instrumentation as modifications to the MMB Flare Igniter. | A positive use determination of 100% for the 177 Unit Process Vent Thermal Oxidizer, the NOx Monitoring Instruments for the DP Boilers, the 116 Dispersant Thermal Oxidizer, the T55 Filter Aid Vent System Upgrade, the 12889 MUA Absorber System, the 121 Flare Modifications, the 156 Flare Modifications, the 156 SR Area Monitoring Instrument, the Low Flare Alarms for the S-3A Scrubber, the upgrade of the S-12 Scrubber Cooler, the 177 Unit Vent System Modification, the 156 Flare Steam Assist Modifications, the stainless steel piping installed on the S-15 Scrubber, the Low NOx burners installed on the Poly Plant Thermal Oil Heater, and the MMB Flare Igniter Modification. | 1997-03-06 | 8636429.22 | 100
2204 | T1 | The Lubrizol Corporation | Lubrizol Deer Park | 41 Tidal Rd | Deer Park | TX | 77536 | Harris | CN600269617 | RN100221589 | Several projects. Waste Organic/Zinc Treatment Expansion: Tanks, piping, sumps, foundations and instrumentation. MUA Activated Carbon System: Tanks, piping, pumps, and instrumentation. Organic/Stormwater Separation - West "D" Tank Farm, A/B Track, East "D" Tank Farm, and MUA Units: installed sumps, sewer trenches, and piping. Install FRP Trench and enclose Process sewer. Constructed containment structure and piping as "D" Tank Farm Pig Console Containment. Installed sumps, sewer trenches and piping as aboveground sewers for the Zeolite tanks. | A positive use determination of 100% for the MUA Activated Carbon System; the Organic/Stormwater Separation projects at West "D" Tank Farm, A/B Track, East "D" Tank Farm, and MUA Units; the project to install FRP Trench and enclose the process sewer; "D" Tank Farm Pig Console Containment; and the Above Ground Sewers - Zeolite Tanks project. | 1997-02-13 | 2979102.54 | 100
2205 | T1 | The Lubrizol Corporation | Lubrizol Deer Park | 41 Tidal Rd | Deer Park | TX | 77536 | Harris | CN600269617 | RN100221589 | Install a bin cover on the sulfur bin at the Sulfur Recovery Unit. | A positive use determination of 100% for the cover installed on the sulfur bin at the Sulfur Recovery Unit. | 1997-02-13 | 27889.83 | 100
2206 | T1 | The Lubrizol Corporation | Lubrizol Bayport | 12801 Bay Area Blvd | Pasadena | TX | 77507 | Harris | CN600269617 | RN101058410 | Installed a process sewer trash pump. | A positive use determination of 100% for the process sewer trash pump (project BP2513). | 1997-02-13 | 18214.43 | 100
2207 | T1 | El Paso Electric Company | El Paso Electric - Newman | 4900 Stan Roberts Sr Ave | El Paso | TX | 79934 | El Paso | CN600352819 | RN100211309 | Installed Continuous Emissions Monitoring Equipment at each of the five emission sources. Each individual unit consists of a dilution extraction sample probe, an umbilical cord, flow meters, and a PC based data collection and reporting system. A centrally located shelter houses all analyzers, data acquisition and handling systems and cleanup systems. | A positive use determination of 100% for the Continuous Emission Monitoring Systems installed at the Newman Power Station. | 1997-02-27 | 149956 | 100
2208 | T1 | El Paso Electric Company | El Paso Electric - Newman | 4900 Stan Roberts Sr Ave | El Paso | TX | 79934 | El Paso | CN600352819 | RN100211309 | The sandblasting facility consists of various components similar to what would be found in a vacuum cleaner, i.e. fan , blower, filters, bag house etc. | A positive use determination of 50% for the sandblasting facility which was constructed. | 1997-02-27 | 43976 | 100
2209 | T1 | El Paso Electric Company | El Paso Electric - Newman | 4900 Stan Roberts Sr Ave | El Paso | TX | 79934 | El Paso | CN600352819 | RN100211309 | Purchase and installation of a water purification system. The system has been installed in a new building. | A positive use determination of 100% for the reverse osmosis and demineralize water purification system and the building in which it is located. | 1997-02-27 | 14245 | 100
2210 | T2 | Lyondell-Citgo Refining LP | Lyondell-Citgo Refinery | 12000 Lawndale | Houston | TX | 77017 | Harris | CN602600140 | RN100218130 | Unit 636 Catfeed Hydrotreater - pollution control property associated with the removal of sulfur. | A positive use determination of 100% for pollution control equipment associated with the catfeed hydrotreater (Unit 636): recycle gas scrubber (T001), stripper (T002), stripper off-gas scrubber (T003), products separator (D003), stripper receiver (D010), products fractionator receiver (D013), amine collection drum (D036), recycle gas scrubber internals (T001), stripper internals (T002), stripper feed-bottoms exchanger (E011), stripper trim condenser (E012), lean amine cooler (E006), stripper condenser (E017), lean amine pumps (P002), scrubber water circulation (P003), stripper reflux pumps (P005), Stripper bottom pumps (P006), production fractionator water pumps (P008), process wastewater sump pumps (P016), and amine pump (P017). | 1997-04-08 | 96820500 | 100
2211 | T3 | Mount Vernon Mills Inc | Mount Vernon Mills Cuero | 202 Gazzie St | Cuero | TX | 77954 | Dewitt | CN600298400 | RN103872339 | Various Projects: 1. Three C4/A cards were added. This equipment consists of ceiling mounted ducting, piping, blowers, valves and electrical and pneumatic controls. 2. Purchased a Reed Chatwood Warper which uses a floor mounted blower assist system. 3. Installed a Parks Cramer Overhead Cleaning System. 4. Installed a new refrigeration chiller. 5. Installed a waste baler. 6. Installed a Abbington Central Vacuum System. 7. Installed an Air Washer. | A positive use determination of 100% for the Filtration Equipment For Dust Removal, the Abbington Waste Baler and the Abbington Waste Removal System. A positive use determination of 50% for the Filtration for the Opening and Carding System, the Parks Cramer Overhead Cleaning System, and the Air Washer #2. A positive use determination of 53% for the Trane Refrigeration Chiller. | 1997-04-11 | 1128744.34 | 100
2212 | T3 | Mount Vernon Mills Inc | Mount Vernon Mills Breham | 701 E Commerce St | Brenham | TX | 77833 | Washington | CN600298400 | RN103872156 | Three projects. 1. Outdated open end spinning was removed and replaced with updated SE9 open end spinning. New ducting and air handling equipment was installed. Replaced old filtration system with a drum filter. 2. Installed a warping system consisting of a Sclafhorst warper and a Reed Chatwood. 3. Installed a Abbington Central Vacuum System. | A positive use determination of 50% for the HVAC Modifications. A positive use determination of 100% for the Filtration Equipment for Warping and the Central Vacuum System. | 1997-04-11 | 748282.06 | 100
2213 | T1 | Solvay Interox Inc | Solvay Interox Inc | 1230 Battleground Rd | Deer Park | TX | 77536 | Harris | CN601467491 | RN100229905 | Installed an upgrade to the biological industrial wastewater system. A steam inductor was installed. Diffused aeration was installed. | A positive use determination of 100% for the steam inductor and the defused aeration systems installed in the BOD Pond. | 1997-02-13 | 135875 | 100
2214 | T1 | Solvay Interox Inc | Solvay Interox Inc | 1230 Battleground Rd | Deer Park | TX | 77536 | Harris | CN601467491 | RN100229905 | Installed sample tie-in for the hydrogen peroxide production storage in Area 250. | A positive use determination of 100% for the Hydrogen Peroxide sample tie-in. | 1997-02-13 | 38551 | 100
2215 | T1 | Solvay Polymers Inc | Solvay Polymers | 1230 Battleground Rd | Deer Park | TX | 77536 | Harris | CN601467491 | RN100229905 | A number of sanitary sewer upgrades were made. A new biological activated sludge sanitary package treatment plant was installed. Sewer line in the plant lift station was replaced. | A positive use determination of 100% for the Sanitary Wastewater Treatment plant installed in Area 150 and the Sanitary Sewer upgrades consisting of sewer line and lift station replacements in Areas 290, 10, 70 and 410. | 1997-02-13 | 539500 | 100
2216 | T1 | Solvay Polymers Inc | Solvay Polymers | 1230 Battleground Rd | Deer Park | TX | 77536 | Harris | CN601467491 | RN100229905 | Installed a required VOC and nitrogen control system. It was installed on the pneumatic flake transfer lines and flake storage vessels in the PE. | A positive use determination of 100% for the VOC & N2 Control System installed on the pneumatic flake transfer lines and the flake storage vessels in PE unit and a positive use determination of 90% for the Chiller installed as a part of this system. | 1997-03-24 | 6380000 | 100
2217 | T1 | Solvay Polymers Inc | Solvay Polymers | 1230 Battleground Rd | Deer Park | TX | 77536 | Harris | CN601467491 | RN100229905 | Pellet & Flake Retention Projects: loading improvements were made. The belt feeders on extruders FCM 2, 3, and 6 were upgraded. A vitaulic coupling was added to reactor R604. | A positive use determination of 100% for the following projects: Area 140 loading system, Area 140 FCM 2, 3, 6 belt feeder, Area 150 FCM 6 mini filter, Area 50 R604 vitaulic coupling, PE Pellet Containment, and Area 40 CM7 flake hopper vent control. | 1997-02-14 | 1206075 | 100
2218 | T1 | Solvay Polymers Inc | Solvay Polymers | 1230 Battleground Rd | Deer Park | TX | 77536 | Harris | CN601467491 | RN100229905 | Pellet & Flake Retention Project: Replaced flexible hose connectors. Solid and static transfer lines were installed. A high flow vacuum was purchased. A cyclone was upgraded on the blender system. | A positive use determination of 100% for the blender cyclone installed in Area 400, the PP Mac Vac System, and the static flake transfer lines. | 1997-02-14 | 689616 | 100
2219 | T1 | Solvay Polymers Inc | Solvay Polymers | 1230 Battleground Rd | Deer Park | TX | 77536 | Harris | CN601467491 | RN100229905 | A number of equipment upgrades and replacements that decreased fugitive emissions. Specific projects were 1) upgraded seals on pellet extruder of the ZSK1 machine in Area 440; and 2) a pump and piping replacement in Area 430 for tank V-145. | A positive use determination of 100% for the following projects: 1. ZSK1 extruder seal upgrade. 2. Replacement/repair of leaking waste valves and flanges. 3. Pumps and piping replacement in Hexanae service. | 1997-03-07 | 180271 | 100
2220 | T1 | Solvay Polymers Inc | Solvay Polymers | 1230 Battleground Rd | Deer Park | TX | 77536 | Harris | CN601467491 | RN100229905 | An alkyl KO pot seal was installed in Area 430. | A positive use determination of 100% for the Alkyl knockout pot seal installed in Area 430. | 1997-03-05 | 14471 | 100
2221 | T1 | Solvay Polymers Inc | Solvay Polymers | 1230 Battleground Rd | Deer Park | TX | 77536 | Harris | CN601467491 | RN100229905 | Installed a new flare tip, knockout pot and collection piping in Area 410. | A positive use determination of 100% for the new flare tip, knockout pot, collection piping and associated electrical and instrumentation installed in Area 410. | 1997-03-05 | 810131 | 100
2222 | T1 | Solvay Polymers Inc | Solvay Polymers | 1230 Battleground Rd | Deer Park | TX | 77536 | Harris | CN601467491 | RN100229905 | Installed a filter baghouse of the new flake production line. | A positive use determination of 100% for the PP Line 3 Baghouse. | 1997-03-05 | 204816 | 100
2223 | T1 | Solvay Polymers Inc | Solvay Polymers | 1230 Battleground Rd | Deer Park | TX | 77536 | Harris | CN601467491 | RN100229905 | Installed a new gas phase polypropylene production facility. Pollution control property includes barrier fluid or double seal pumps, filter systems for flake fines, and process safety vents tied into the flare header. | A positive use determination of 100% for the pump seals, filter and process safety valve tie-ins installed as a part of the PP Line 3 project. | 1997-03-05 | 834000 | 100
2224 | T1 | Solvay Polymers Inc | Solvay Polymers | 1230 Battleground Rd | Deer Park | TX | 77536 | Harris | CN601467491 | RN100229905 | Added a high pressure nitrogen purge to the new facility (Line 3). | A positive use determination of 100% for the high-pressure nitrogen kill/purge system installed on the new gas phase polypropylene production facility (Line 3). | 1997-03-06 | 321433 | 100
2225 | T1 | Texas Genco II LP | Cedar Bayou | 7705 Old West Bay Rd | Baytown | TX | 77520 | Chambers | CN603919200 | RN100825371 | Installed CEMS for NOx and CO2 on Units 1, 2 and 3. Property includes monitoring system and associated data acquisition and handling equipment. | A positive use determination of 100% for the Continuous Emission Monitors installed for Units 1-3. | 1997-02-27 | 271524 | 100
2226 | T1 | Texas Genco II LP | Cedar Bayou | 7705 Old West Bay Rd | Baytown | TX | 77520 | Chambers | CN603919200 | RN100825371 | Asbestos containing building and insulating material was removed. Property includes asbestos removal, HEPA vacuum equipment, negative air pressure enclosures, glove bags, personal protective equipment, decontamination facilities, testing, etc. | A positive use determination of 100% for the Asbestos Abatement project. | 1997-02-13 | 5500 | 100
2227 | T1 | Texas Genco II LP | Cedar Bayou | 7705 Old West Bay Rd | Baytown | TX | 77520 | Chambers | CN603919200 | RN100825371 | A lube oil mist eliminator was installed on Unit 3. | A positive use determination of 100% for the Lube Oil Mist Eliminator installed on Unit 3. | 1997-02-27 | 18000 | 100
2228 | T1 | Texas Genco II LP | Cedar Bayou | 7705 Old West Bay Rd | Baytown | TX | 77520 | Chambers | CN603919200 | RN100825371 | A collection/storage tank was added to the Oily Waste Treatment System. | A positive use determination of 100% for the collection/storage tank which was added to the Oily Waste Treatment System. | 1997-02-13 | 15000 | 100
2229 | T1 | Texas Genco II LP | Cedar Bayou | 7705 Old West Bay Rd | Baytown | TX | 77520 | Chambers | CN603919200 | RN100825371 | Purchase of steel and plastic 55-gallon drums for use as waste storage containers. | A positive use determination of 100% for the steel and plastic 55-gallon drums purchased for use as temporary on-site waste storage. | 1997-02-14 | 10000 | 100
2230 | T1 | Houston Lighting & Power Company | W A Parish | 2500 Y U Jones Rd | Thompsons | TX | 77481 | Fort Bend | CN600276653 | RN100888312 | Installed CEMS and associated equipment on Units 1-8 and an auxiliary boiler. | A positive use determination of 100% for the Continuous Emission Monitoring Systems installed for the WA Parish Electric Generating Station. | 1997-02-27 | 904177 | 100
2231 | T1 | Houston Lighting & Power Company | W A Parish | 2500 Y U Jones Rd | Thompsons | TX | 77481 | Fort Bend | CN600276653 | RN100888312 | Asbestos Abatement: Asbestos removal, HEPA vacuum equipment, negative air pressure enclosures, glove bags, personal protective equipment, decontamination facilities, etc. | A positive use determination of 100% for the Asbestos Abatement project. | 1997-02-14 | 67800 | 100
2232 | T1 | Houston Lighting & Power Company | W A Parish | 2500 Y U Jones Rd | Thompsons | TX | 77481 | Fort Bend | CN600276653 | RN100888312 | A lube oil mist eliminator was purchased for Unit 5. | A positive use determination of 100% for the Lube Oil Mist Eliminator installed on Unit 5. | 1997-02-27 | 11246 | 100
2233 | T1 | Houston Lighting & Power Company | W A Parish | 2500 Y U Jones Rd | Thompsons | TX | 77481 | Fort Bend | CN600276653 | RN100888312 | A street sweeper was purchased. | A positive use determination of 100% for the street sweeper. | 1997-02-14 | 83000 | 100
2234 | T1 | Houston Lighting & Power Company | W A Parish | 2500 Y U Jones Rd | Thompsons | TX | 77481 | Fort Bend | CN600276653 | RN100888312 | A balance scale for the FGD laboratory was purchased for testing absorber tower chemistry. | A positive use determination of 100% for the Mettler Balance Scale purchased for the environmental laboratory. | 1997-02-27 | 2110 | 100
2235 | T1 | Houston Lighting & Power Company | W A Parish | 2500 Y U Jones Rd | Thompsons | TX | 77481 | Fort Bend | CN600276653 | RN100888312 | Relining of the disposal cell and installation of equipment to stabilize fly ash prior to disposal. | A positive use determination of 100% for the project to reline the disposal cell and the installation of equipment to stabilize fly ash prior to disposal. Property includes: plastic liner, fencing, pug mills, air compressors, radial stacker, conveyor system, and foundation. | 1997-02-14 | 1493731 | 100
2236 | T1 | Houston Lighting & Power Company | W A Parish | 2500 Y U Jones Rd | Thompsons | TX | 77481 | Fort Bend | CN600276653 | RN100888312 | Expansion of coal combustion by-product landfill. An additional disposal area (Cell 1B) was constructed. | A positive use determination of 100% for the construction of Cell 1B at the WA Parish Coal Combustion By-Product Landfill. | 1997-02-14 | 490000 | 100
2237 | T1 | Houston Lighting & Power Company | Various Facilities | Various See App | Fort Bend County | TX | 77471 | Fort Bend | CN600276653 | Insufficient Information | Purchased steel and plastic 55-gallon drums to be used as waste storage containers. | A positive use determination of 100% for the steel and plastic 55-gallon drums purchased for use as temporary storage for waste. | 1997-02-14 | 20400 | 100
2238 | T1 | Houston Lighting & Power Company | W A Parish | 2500 Y U Jones Rd | Thompsons | TX | 77481 | Fort Bend | CN600276653 | RN100888312 | Upgrades to the chlorination system to convert from gaseous to liquid chlorine. | A positive use determination of 100% for the tanks, piping, and equipment installed to update the chlorination system. | 1997-02-14 | 231827 | 100
2239 | T1 | Houston Lighting & Power Company | W A Parish | 2500 Y U Jones Rd | Thompsons | TX | 77481 | Fort Bend | CN600276653 | RN100888312 | Unit 6 bottom ash piping replacement to prevent unauthorized discharges. | A positive use determination of 50% for the Unit 6 Bottom Ash piping replacement project. | 1997-02-14 | 55782 | 100
2240 | T1 | Houston Lighting & Power Company | W A Parish | 2500 Y U Jones Rd | Thompsons | TX | 77481 | Fort Bend | CN600276653 | RN100888312 | A BIRM filter was installed in the potable water system. | A positive use determination of 100% for the BIRM filter which was installed in the potable water system. | 1997-02-14 | 59926 | 100
2241 | T1 | Houston Lighting & Power Company | Limestone | Route 1, Box 85 | Jewett | TX | 75846 | Limestone | CN600276653 | RN100542927 | Installed a clay liner and clay cap at landfill. | A positive use determination of 100% for the clay liner and the clay cap which were installed at the Solid Waste Disposal Area. | 1997-02-14 | 317000 | 100
2242 | T1 | Houston Lighting & Power Company | Various Facilities | Various See App | Galveston County | TX | 77592 | Galveston | CN600276653 | Insufficient Information | Installed CEMS at PH Robinson Units 1, 2, 3, and 4 and Webster Unit 3. | A positive use determination of 100% for the Continuous Emission Monitoring Systems installed on PH Robinson Units 1, 2, 3 & 4, and Webster Unit 3. | 1997-02-27 | 357108 | 100
2243 | T1 | Houston Lighting & Power Company | Various Facilities | Various See App | Galveston County | TX | 77592 | Galveston | CN600276653 | Insufficient Information | Asbestos Abatement: Asbestos removal, HEPA vacuum equipment, negative air pressure enclosures, glove bags, personal protective equipment, decontamination facilities, testing, etc. | A positive use determination for the Asbestos Abatement project. | 1997-02-14 | 177800 | 100
2244 | T1 | Houston Lighting & Power Company | P H Robinson | 5501 Hs 146 | Bacliff | TX | 77518 | Galveston | CN603881384 | RN101062826 | Cleanup of PCB contaminated soil. | A positive use determination of 100% for the soil remediation project. | 1997-02-14 | 351373 | 100
2245 | T1 | Houston Lighting & Power Company | P H Robinson | 5501 Hs 146 | Bacliff | TX | 77518 | Galveston | CN603881384 | RN101062826 | Closed oil/water treatment surge pond. | A positive use determination of 100% for the modification to the oil/water surge pond. | 1997-02-14 | 393000 | 100
2246 | T1 | Houston Lighting & Power Company | Various Facilities | Various See App | Galveston County | TX | 77592 | Galveston | CN600276653 | Insufficient Information | Purchased steel and plastic 55 gallon drums for use as temporary on-site storage of waste. | A positive use determination of 100% for the steel and plastic 55-gallon drums purchased to be used for the temporary storage of waste. | 1997-02-14 | 17700 | 100
2247 | T1 | Houston Lighting & Power Company | Various Facilities | Various See App | Harris County | TX | 77292 | Harris | CN600276653 | Insufficient Information | Installed continuous emission monitoring systems, including associated data acquisition and handling equipment. | A positive use determination of 100% for the Continuous Emission Monitoring Systems installed for Deepwater Unit 7, Greens Bayou Unit 5, SP Bertron Units 1, 2, 3, 4 and the auxiliary boiler, TH Wharton Unit 2, Webster Unit 3, and San Jacinto Units 1 and 2. | 1997-02-27 | 1672805 | 100
2248 | T1 | Houston Lighting & Power Company | Various Facilities | Various See App | Harris County | TX | 77292 | Harris | CN600276653 | Insufficient Information | Asbestos Abatement: Property includes asbestos removal, HEPA vacuum equipment, negative air pressure enclosures, glove bags, personal protective equipment, decontamination facilities, etc. | A positive use determination of 100% for the Asbestos Abatement projects. | 1997-02-14 | 307800 | 100
2249 | T1 | Houston Lighting & Power Company | Energy Development Center | 12301 Kurland Dr | Houston | TX | 77034 | Harris | CN600276653 | RN102421633 | Cartridge Filter System: A 20,000 cfm Torit Downflow Dust Collector, with 36 cylindrical fabric filter cartridges. | A positive use determination of 100% for the Cartridge Filter System (20,000 cfm Torit Downflow Dust Collector) which was installed. | 1997-02-27 | 44146 | 100
2250 | T1 | Houston Lighting & Power Company | South Houston Central Complex | 4500 South Shaver | Houston | TX | 77034 | Harris | CN600276653 | RN102797164 | Remediation of PCB contaminated soil. | A positive use determination of 100% for the soil remediation project. | 1997-02-14 | 60500 | 100
2251 | T1 | Houston Lighting & Power Company | Various Facilities | Various See App | Harris County | TX | 77292 | Harris | CN600276653 | Insufficient Information | Remediation of PCB contaminated soil. | A positive use determination of 100% for the soil remediation projects. | 1997-02-14 | 154462 | 100
2252 | T1 | Houston Lighting & Power Company | Various Facilities | Various See App | Harris County | TX | 77292 | Harris | CN600276653 | Insufficient Information | Purchase of steel and plastic 55-gallon drums for use as temporary on-site storage of waste. | A positive use determination of 100% for the steel and plastic 55-gallon drums purchased for use as temporary waste storage containers. | 1997-02-14 | 133500 | 100
2253 | T1 | Houston Lighting & Power Company | Various Facilities | Various See App | Harris County | TX | 77292 | Harris | CN600276653 | Insufficient Information | Modified the hazardous waste storage sites to allow for adequate aisle space, improved security and better secondary containment. | A positive use determination of 100% for the modifications to the Hazardous Waste Storage Areas at the Baytown Service Center, the Channleview Service Center, the Katy Service Center, the South Houston Facility and the Energy Development Complex. | 1997-03-04 | 49765 | 100
2254 | T1 | Houston Lighting & Power Company | Energy Development Center | 12301 Kurland Dr | Houston | TX | 77034 | Harris | CN600276653 | RN102421633 | Constructed drum racks to properly manage drums of industrial wastes. | A positive use determination of 100% for the drum racks which were constructed. | 1997-02-14 | 3776 | 100
2255 | T1 | Houston Lighting & Power Company | Greens Bayou | 12070 Beaumont Hwy | Houston | TX | 77049 | Harris | CN601095797 | RN100542851 | Creation of an artificial wetland for removal of metals from the cooling water system. | A positive use determination of 100% for the piping and equipment used to construct the artificial wetland. | 1997-02-14 | 14800 | 100
2256 | T1 | Houston Lighting & Power Company | Greens Bayou | 12070 Beaumont Hwy | Houston | TX | 77049 | Harris | CN601095797 | RN100542851 | Secondary Containment: Concrete foundations and berms constructed around water treatment chemical storage tanks. | A positive use determination of 100% for the concrete foundations and berms constructed around the water treatment chemical storage tanks. | 1997-02-14 | 5627 | 100
2257 | T1 | Houston Lighting & Power Company | Greens Bayou | 12070 Beaumont Hwy | Houston | TX | 77049 | Harris | CN601095797 | RN100542851 | Installation of an API Separator. | A positive use determination of 100% for the algae screen which was installed on the API Separator. | 1997-02-14 | 5454 | 100
2258 | T1 | Houston Lighting & Power Company | Limestone | Route 1, Box 85 | Jewett | TX | 75846 | Limestone | CN600276653 | RN100542927 | Replacement of miscellaneous fly ash piping for Unit 1 and 2. | A positive use determination of 100% for the fly ash piping repairs on Units 1 and 2. | 1997-02-27 | 216654 | 100
2259 | T1 | Houston Lighting & Power Company | Limestone | Route 1, Box 85 | Jewett | TX | 75846 | Limestone | CN600276653 | RN100542927 | The following projects were performed on the FGD system in 1996: exterior outlet ducts were refurbished on Unit 1 FGD system and a C-22 liner was installed on the FGD absorber inlet. | A positive use determination of 100% for the exterior outlet ducts refurbished on the Unit 1 FGD system and the C-22 liner installed on the FGD absorber inlet. | 1997-02-27 | 288934 | 100
2260 | T1 | Houston Lighting & Power Company | Limestone | Route 1, Box 85 | Jewett | TX | 75846 | Limestone | CN600276653 | RN100542927 | A solvent recovery unit was purchased. | A positive use determination of 100% for the Solvent Recovery Unit. | 1997-02-14 | 20320 | 100
2261 | T1 | Houston Lighting & Power Company | Limestone | Route 1, Box 85 | Jewett | TX | 75846 | Limestone | CN600276653 | RN100542927 | Purchased steel and plastic 55-gallon drums for use as temporary storage of wastes. | A positive use determination of 100% for the steel and plastic 55-gallon drums purchased for use as temporary waste storage containers. | 1997-02-14 | 15000 | 100
2262 | T1 | Houston Lighting & Power Company | Limestone | Route 1, Box 85 | Jewett | TX | 75846 | Limestone | CN600276653 | RN100542927 | Replacement of various portions of bottom ash piping on both operating units. | A positive use determination of 50% for the bottom ash piping which was replaced. | 1997-02-14 | 358419 | 100
2263 | T1 | Houston Lighting & Power Company | Limestone | Route 1, Box 85 | Jewett | TX | 75846 | Limestone | CN600276653 | RN100542927 | A system was installed to contain, collect, and return washdown water and spillage of blended waste product to the Flue Gas Desulfurization Waste Treatment System. | A positive use determination of 100% for the pump and piping installed to contain, collect and return wash down water and spillage of blended waste product to the Flue Gas Desulfurization Waste Treatment System. | 1997-02-14 | 122260 | 100
2264 | T1 | Houston Lighting & Power Company | Wharton Service Center | 1407 N Richmond | Wharton | TX | 77488 | Wharton | CN603881384 | RN108872177 | Purchased steel and plastic 55-gallon drums for use for temporary waste storage. | A positive use determination of 100% for the steel and plastic 55-gallon drums which were purchased for use as temporary waste storage containers. | 1997-02-14 | 2700 | 100
2265 | T1 | Houston Lighting & Power Company | Brazosport Service Center | 202 Hwy 332 West | Clute | TX | 77531 | Brazoria | CN600276653 | RN100655216 | Purchase of steel and plastic 55-gallon drums for use for temporary storage of wastes. | A positive use determination of 100% for the steel and plastic 55-gallon drums which were purchased for use as temporary waste storage containers. | 1997-02-14 | 2700 | 100
2266 | T1 | Howell Hydrocarbons & Chemical Inc | Howell Hydrocarbons & Chemical | 1201 S Sheldon Rd | Channelview | TX | 77530 | Harris | CN600310346 | RN100600626 | Modified the 2000 Tank Farm to provide adequate drainage for rain water. | A positive determination of 100% for the modifications to the 2000 Tank farm to provide adequate drainage. | 1997-02-14 | 13652.19 | 100
2267 | T1 | Howell Hydrocarbons & Chemical Inc | Howell Hydrocarbons & Chemical | 1201 S Sheldon Rd | Channelview | TX | 77530 | Harris | CN600310346 | RN100600626 | Installed a sump pump in the chemical reactor area. | A positive use determination of 100% for the sump pump installed in the chemical reactor area. | 1997-02-14 | 13059.43 | 100
2268 | T1 | Howell Hydrocarbons & Chemical Inc | Howell Hydrocarbons & Chemical | 1201 S Sheldon Rd | Channelview | TX | 77530 | Harris | CN600310346 | RN100600626 | Installed an overhead vapor condenser. | A positive use determination of 50% for the Overhead Vapor Condenser which was installed. | 1997-02-24 | 7452.88 | 100
2269 | T1 | Howell Hydrocarbons & Chemical Inc | Howell Hydrocarbons & Chemical | 1201 S Sheldon Rd | Channelview | TX | 77530 | Harris | CN600310346 | RN100600626 | Installed a bottoms cooler on C-200. | A positive use determination of 50% for the Bottoms Cooler installed on C-200. | 1997-02-24 | 7367.89 | 100
2270 | T1 | Howell Hydrocarbons & Chemical Inc | Howell Hydrocarbons & Chemical | 1201 S Sheldon Rd | Channelview | TX | 77530 | Harris | CN600310346 | RN100600626 | Increased the capacity of condensate header. | A positive use determination of 100% for the project to increase the capacity of the condensate header. | 1997-02-14 | 13654.83 | 100
2271 | T1 | Howell Hydrocarbons & Chemical Inc | Howell Hydrocarbons & Chemical | 1201 S Sheldon Rd | Channelview | TX | 77530 | Harris | CN600310346 | RN100600626 | Installed flanged hoses fro railcar loading. | A positive use determination of 100% for the flanged hoses with positive seals which were installed. | 1997-03-24 | 7140.98 | 100
2272 | T1 | Howell Hydrocarbons & Chemical Inc | Howell Hydrocarbons & Chemical | 1201 S Sheldon Rd | Channelview | TX | 77530 | Harris | CN600310346 | RN100600626 | Installed "No Flush" sample points. | A positive use determination of 100% for the "No Flush" Sample Points which were installed. | 1997-02-24 | 3956.22 | 100
2273 | T1 | Howell Hydrocarbons & Chemical Inc | Howell Hydrocarbons & Chemical | 1201 S Sheldon Rd | Channelview | TX | 77530 | Harris | CN600310346 | RN100600626 | Installed a sump at the south railrack. | A positive use determination of 100% for the project to install the sump at the South Railrack. | 1997-02-14 | 14882.08 | 100
2274 | T1 | Howell Hydrocarbons & Chemical Inc | Howell Hydrocarbons & Chemical | 1201 S Sheldon Rd | Channelview | TX | 77530 | Harris | CN600310346 | RN100600626 | Installed a sump at the north railrack. | A positive use determination of 100% for the project to install a sump at the North Railrack. | 1997-02-17 | 14607.08 | 100
2275 | T1 | Howell Hydrocarbons & Chemical Inc | Howell Hydrocarbons & Chemical | 1201 S Sheldon Rd | Channelview | TX | 77530 | Harris | CN600310346 | RN100600626 | Installed piping and a pump to remove bottleneck from wastewater collection system. | A positive use determination of 100% for the project to install piping and a pump to remove the bottleneck from the wastewater collection system. | 1997-02-14 | 24647.08 | 100
2276 | T1 | Howell Hydrocarbons & Chemical Inc | Howell Hydrocarbons & Chemical | 1201 S Sheldon Rd | Channelview | TX | 77530 | Harris | CN600310346 | RN100600626 | Installed a sump pump for the 2000 Tank Farm. | A positive use determination of 100% for the sump pump installed in the 2000 Tank Farm. | 1997-02-14 | 7889.84 | 100
2277 | T1 | Howell Hydrocarbons & Chemical Inc | Howell Hydrocarbons & Chemical | 1201 S Sheldon Rd | Channelview | TX | 77530 | Harris | CN600310346 | RN100600626 | Installed a cooler on the flasher. | A positive use determination of 100% for the cooler installed on the flasher. | 1997-03-24 | 3109.57 | 100
2278 | T1 | Howell Hydrocarbons & Chemical Inc | Howell Hydrocarbons & Chemical | 1201 S Sheldon Rd | Channelview | TX | 77530 | Harris | CN600310346 | RN100600626 | Installed inert nitrogen purge capability for the 1000 tankfarm. | A positive use determination of 100% for the Inert Nitrogen Purge system which was installed for the 1000 Tank Farm. | 1997-02-24 | 5589.4 | 100
2279 | T1 | Howell Hydrocarbons & Chemical Inc | Howell Hydrocarbons & Chemical | 1201 S Sheldon Rd | Channelview | TX | 77530 | Harris | CN600310346 | RN100600626 | Installed flame arrestors on the chemical truck loading vent. | A positive use determination of 100% for the Flame Arrestors installed on the Chemical Truck Loading Vent. | 1997-02-24 | 4368.61 | 100
2280 | T1 | Howell Hydrocarbons & Chemical Inc | Howell Hydrocarbons & Chemical | 1201 S Sheldon Rd | Channelview | TX | 77530 | Harris | CN600310346 | RN100600626 | Installed conservation vents on 1000 tank. | A positive use determination of 100% for the Conservation Vents installed on the 1000 Tank. | 1997-02-24 | 4367.5 | 100
2281 | T1 | Howell Hydrocarbons & Chemical Inc | Howell Hydrocarbons & Chemical | 1201 S Sheldon Rd | Channelview | TX | 77530 | Harris | CN600310346 | RN100600626 | Installed a sump pump in the tank farms. | A positive use determination of 100% for the sump pump installed in the Tank Farms area. | 1997-02-14 | 3119.39 | 100
2282 | T1 | Howell Hydrocarbons & Chemical Inc | Howell Hydrocarbons & Chemical | 1201 S Sheldon Rd | Channelview | TX | 77530 | Harris | CN600310346 | RN100600626 | Installed a water collection point for the 1500 tank. | A positive use determination of 100% for the water collection point installed for the 1500 Tank. | 1997-02-14 | 6104.94 | 100
2283 | T1 | Howell Hydrocarbons & Chemical Inc | Howell Hydrocarbons & Chemical | 1201 S Sheldon Rd | Channelview | TX | 77530 | Harris | CN600310346 | RN100600626 | Purchased a tagging machine to enable reporting requirements. | A positive use determination of 100% for the machine purchased to make all weather tags for each emission point. | 1997-03-24 | 2743 | 100
2284 | T1 | Howell Hydrocarbons & Chemical Inc | Howell Hydrocarbons & Chemical | 1201 S Sheldon Rd | Channelview | TX | 77530 | Harris | CN600310346 | RN100600626 | Installed a sump in the 100 tank farm. | A positive use determination of 100% for the sump pump installed in the 1000 Tank Farm. | 1997-02-14 | 9676.1 | 100
2285 | T1 | Howell Hydrocarbons & Chemical Inc | Howell Hydrocarbons & Chemical | 1201 S Sheldon Rd | Channelview | TX | 77530 | Harris | CN600310346 | RN100600626 | Modified the instrumentation on the flare. | A positive use determination of 100% for the modification performed on the flare instrumentation. | 1997-02-24 | 9282.29 | 100
2286 | T1 | Howell Hydrocarbons & Chemical Inc | Howell Hydrocarbons & Chemical | 1201 S Sheldon Rd | Channelview | TX | 77530 | Harris | CN600310346 | RN100600626 | Installed seal pots on the flare system. | A positive use determination of 100% for the Seal Pots which were installed on the Flare System. | 1997-02-24 | 14850 | 100
2287 | T1 | Howell Hydrocarbons & Chemical Inc | Howell Hydrocarbons & Chemical | 1201 S Sheldon Rd | Channelview | TX | 77530 | Harris | CN600310346 | RN100600626 | Installed a floating roof in tank 2003. | A positive use determination of 100% for the Floating Roof installed in Tank 2003. | 1997-02-24 | 13000 | 100
2288 | T1 | Howell Hydrocarbons & Chemical Inc | Howell Hydrocarbons & Chemical | 1201 S Sheldon Rd | Channelview | TX | 77530 | Harris | CN600310346 | RN100600626 | Installed blinds in the 1000 tank farm. | A positive use determination of 100% for the blind flanges installed in the 1000 Tank Farm. | 1997-03-24 | 8075 | 100
2289 | T1 | Howell Hydrocarbons & Chemical Inc | Howell Hydrocarbons & Chemical | 1201 S Sheldon Rd | Channelview | TX | 77530 | Harris | CN600310346 | RN100600626 | Installed a recycle pump for the wastewater treatment facility. | A positive use determination of 100% for the recycle pump installed at the wastewater treatment facility. | 1997-02-14 | 3195 | 100
2290 | T1 | Eurecat Us Inc | Eurecat Us Inc | 13100 Baypark Rd | Pasadena | TX | 77507 | Harris | CN600370290 | RN100661644 | Purchased catalyst bins to be used for collection and storage. | A positive use determination of 100% for the catalyst bins | 1997-02-14 | 7253.22 | 100
2291 | T1 | Eurecat Us Inc | Eurecat Us Inc | 13100 Baypark Rd | Pasadena | TX | 77507 | Harris | CN600370290 | RN100661644 | Installed a liquid level control system. Installed Hydrogen Sulfide Sensors. Installed sump pumps. | A positive use determination of 100% for the Liquid Level Controls, the Hydrogen Sulfide Sensors, and the Sump Pumps which were installed. | 1997-02-14 | 15704.5 | 100
2292 | T1 | Eurecat Us Inc | Eurecat Us Inc | 13100 Baypark Rd | Pasadena | TX | 77507 | Harris | CN600370290 | RN100661644 | Thermal Oxidizer Repair: refractory, quench nozzles. Catalyst Service Unit: Installed scrubber system for stripper. Includes scrubber, associated equipment and instrumentation, civil and structural and electrical. Installation of Thermal Oxidizer: civil and structural, instrumentation and electrical and refractory. Installed refractory lined duct - TO scrubber. Installed baghouse duct. Installed hood enclosure for skip hoist. | A positive use determination of 100% for the refractory and quench nozzles installed as part of the thermal oxidizer repair project; the scrubber system installed for the stripper including associated installation costs; the thermal oxidizer which was installed including associated installation costs; the baghouse ducts and hood enclosures which were installed; and the refractory lined duct installed between the thermal oxidizer and the scrubber. | 1997-04-16 | 703007.62 | 100
2293 | T1 | Zeneca Ag Products | Zeneca Ag Products - Bayport Site | 5757 Underwood Rd | Pasadena | TX | 77507 | Harris | CN600960660 | RN102344355 | Installing a Flameless Thermal Oxidizer. Property consists of concrete pad with drainage, ceramic packed oxidizer vessel, caustic scrubber, piping, and pertinent equipment to convey gases to the oxidizer and control the unit. | A positive use determination of 100% for the Flameless Thermal Oxidizer. | 1997-03-06 | 2196000 | 100
2294 | T1 | Celanese Engineering Resins Inc | Celanese Bishop Facility | Hwy 77 South | Bishop | TX | 78343 | Nueces | CN601166929 | RN101625721 | Three projects. 1. Installed the pumps, piping, mixing and control facilities to use 50% caustic directly in the process units. 2. Installed two flares to control start-up venting. 3. Constructed a second anaerobic reactor and ancillaries at the wastewater treatment plant. | A positive use determination of 100% for the pumps, piping, mixing and control systems installed to allow the use of 50% caustic; the two flares installed to control start-up venting, and the second anaerobic reactor and ancillaries constructed as an upgrade to the wastewater treatment facility. | 1997-04-08 | 10310950 | 100
2295 | T2 | Celanese Engineering Resins Inc | Celanese Bishop Facility | Hwy 77 South | Bishop | TX | 78343 | Nueces | CN601166929 | RN101625721 | A new unloading facility designed to use acetaldehyde tank cars as storage capacity to feed the Polyol Unit. | A positive use determination of 100% for the new unloading facility installed to use acetaldehyde tank cars for storage. | 1997-04-08 | 2883071 | 100
2296 | T1 | Isomedix Operations Inc | Isomedix Operations Inc | 500 Vista Del Sol | El Paso | TX | 79936 | El Paso | CN602583742 | Insufficient Information | Installed a catalytic oxidizer. Installed new aeration rooms and ducting blowers. | A positive use determination of 100% for the Catalytic Oxidizer and the Aeration Rooms and Ducting Blowers. | 1997-04-01 | 517237 | 100
2297 | T1 | Mi-Drilling Fluids LLC | Mi-Drilling Fluids - Wharton | Hwy 59 | Wharton | TX | 77488 | Wharton | Insufficient Information | Insufficient Information | Installed a stormwater collection tank. | A positive use determination of 100% for the stormwater collection tank. | 1997-02-14 | 70000 | 100
2298 | T1 | La Gloria Oil & Gas Company | Tyler Refinery | 1125 McMurry Dr | Tyler | TX | 75702 | Smith | CN602831232 | RN100222512 | This project involves the closure of the sludge drying beds. | A positive use determination of 100% for the closure of the old and new Sludge Drying Beds. | 1997-02-17 | 55300 | 100
2299 | T1 | Nalco Energy Services LP | Nalco Energy Services | 7701 Hwy 90-A | Sugar Land | TX | 77487 | Fort Bend | CN602898751 | RN102895745 | Six Projects: J-2217 - Trench grading replacement at porta-feed wash. J-2250 - Building 5 fiberglass floor coating. 6453 - Alkylate tank farm improvements. J-2080 - Oil soluble tank truck line. J-2096 - Unit C transfer pipe changes. J-2257 - drainage and secondary containment installed as improvements to the Methanol railcar unloading area. | A positive use determination of 100% for the following projects: J-2217 Trench upgrading replacement at porta-feed wash; J-2250 Building 5 fiberglass floor coating; 6453 Alkylate Tank Farm Improvements; J-2080 Oil Soluble Tank Truck Line; J-2096 Unit C Transfer Piping Changes; and J-2257 Methanol Railcar Unloading Improvements. | 1997-03-11 | 53478 | 100
2300 | T1 | Nalco Energy Services LP | Nalco Energy Services | 7701 Hwy 90-A | Sugar Land | TX | 77487 | Fort Bend | CN602898751 | RN102895745 | Five Projects. J-2286: drum and porta-feed filling and vent devices. J-2263: #1 drum filler and vent device. J-2283: Install dripless couplings and nitrogen purge as improvements to the RPC Tank Farm manifold. J-2020: R-125 sampling system. J-7386: modifications to thermal oxidizers and vent header system. | A positive use determination of 100% for the vacuum venting system (projects J-2286, J-2263, J2283), the Collection System (project J-2020), and the Thermal Oxidizers (project J-7386). | 1997-03-10 | 1377062 | 100
2301 | T1 | Nalco Energy Services LP | Nalco Energy Services | 7701 Hwy 90-A | Sugar Land | TX | 77487 | Fort Bend | CN602898751 | RN102895745 | Six projects. J-2299: Sleeve wastewater line for leak protection. J-2237: South street drainage improvements. 95-2313: drainage improvements at N/E corner of plant. J-2253: drainage improvements north of Bldg 24. 95-2330: wastewater line relocation. 95-2343: wastewater pipe upgrade for leak protection. | A positive use determination of 100% for the following projects: J-2299: Sleeve wastewater line for leak protection; J-2237 - South street drainage improvements; 95-2313 - Drainage improvements at N/E corner of plant; J-2253 - Drainage improvements north of Bldg 243; 95-2330 - Wastewater line relocation; and 95-2343 - Wastewater pipe upgrade. | 1997-02-17 | 78010 | 100
2302 | T1 | Nalco Energy Services LP | Nalco Energy Services | 7701 Hwy 90-A | Sugar Land | TX | 77487 | Fort Bend | CN602898751 | RN102895745 | Projects J-2235 and J-2236: Insulation replacement on reactors for removal of asbestos contaminated material. | A positive use determination of 100% for the two projects (J-2235 and J-2236) which removed asbestos contaminated material from the reactors. | 1997-03-11 | 86524 | 100
2303 | T3 | Chevron Phillips Chemical Co LP | Chevron Port Arthur | 2001 S Gulfway Dr | Port Arthur | TX | 77640 | Jefferson | CN600303614 | RN100825249 | Pollution control equipment associated with the modernization and expansion of the facility | A positive use determination of 6.3% for the ethylene plant expansion project. | 1997-07-08 | 17800000 | 100
2304 | T1 | PPG Industries Inc | PPG La Porte Fine Chemicals | 1901 West H St | La Porte | TX | 77571 | Harris | CN600124614 | RN102540754 | Installed a product emergency vent header. | A positive use determination of 100% for the Emergency Vent Header Disks with 30 lb. release. | 1997-04-25 | 299000 | 100
2305 | T1 | PPG Industries Inc | PPG La Porte Fine Chemicals | 1901 West H St | La Porte | TX | 77571 | Harris | CN600124614 | RN102540754 | Installed a thermal oxidizer. | A positive use determination of 100% for the Thermal Oxidizer installed to destruct waste phosgene. | 1997-02-28 | 2650000 | 100
2306 | T1 | PPG Industries Inc | PPG La Porte Fine Chemicals | 1901 West H St | La Porte | TX | 77571 | Harris | CN600124614 | RN102540754 | Installed a liner in the surge pond. | A positive use determination of 100% for the replacement surge pond liner. | 1997-02-17 | 154000 | 100
2307 | T1 | PPG Industries Inc | PPG La Porte Fine Chemicals | 1901 West H St | La Porte | TX | 77571 | Harris | CN600124614 | RN102540754 | Installed a series of phosgene monitors. | A positive use determination of 100% for the phosgene monitors. | 1997-02-28 | 146000 | 100
2308 | T1 | PPG Industries Inc | PPG La Porte Fine Chemicals | 1901 West H St | La Porte | TX | 77571 | Harris | CN600124614 | RN102540754 | Installed a reactor seal failure system on reactor 6001. | A positive use determination of 100% for the Reactor Seal Failure System. | 1997-02-28 | 65000 | 100
2309 | T1 | PPG Industries Inc | PPG La Porte Fine Chemicals | 1901 West H St | La Porte | TX | 77571 | Harris | CN600124614 | RN102540754 | Installed a drum shredder. | A positive use determination of 100% for the drum shredder. | 1997-02-17 | 98000 | 100
2310 | T1 | PPG Industries Inc | PPG La Porte Fine Chemicals | 1901 West H St | La Porte | TX | 77571 | Harris | CN600124614 | RN102540754 | Reactor 1100 Water Hydrolysis: Installed equipment to convert reactor to a hydrocarbon by product. | A positive use determination of 100% for the Reactor 1100 Water Hydrolysis project. | 1997-02-17 | 874000 | 100
2311 | T1 | Toot'N Totum Food Stores Inc | Various - See List | Various Addresses | Potter County | TX | 79114 | Potter | CN600924666 | Insufficient Information | To meet existing and prospective rules and regulations governing the use of CFCs and substances which deplete the ozone layer, applicant has embarked upon a continuing project to replace coolers, compressors, chillers and other equipment which uses regulated refrigerants in its retail convenience stores. | A positive use determination of 100% for the following CFC replacement projects: Store #1 - replace condenser, Store # 3 - 2 condensers for Walk-In cooler, Store #5 - replace condenser, Store #21 - replacement A/C unit, Store #26 - replace condenser, Store #29 - compressor for Walk-in, Store #44 - replace compressor, Store #48 - replace condenser, PC060 RTU unit, and new compressor, Store #54 - replace condenser, Store # 65 - replace condenser, Store #92 - replace condenser, Store #11 - replace condenser, Store #16 - replace condenser, Store #17 - replace condenser, Store # 19 - Condenser installed as part of Walk-In Cooler, Store #35 - 5-ton compressor, Store #59 replace condenser, Store #61 - replace condenser, Store #84 - replace compressor. | 1997-04-13 | 33622.27 | 100
2312 | T1 | Toot'N Totum Food Stores Inc | Various - See List | Various Addresses | Potter County | TX | 79114 | Potter | CN600924666 | Insufficient Information | Installing, constructing, and upgrading concrete structures, foundations and parking lot paving. | A positive use determination of 100% for the portion of the paving projects which are located above either the underground tanks or the underground piping. This positive determination does not include the entire parking lot at any of the facilities. | 1997-04-25 | 300037.25 | 100
2313 | T1 | Toot'N Totum Food Stores Inc | Various - See List | Various Addresses | Potter County | TX | 79114 | Potter | CN600924666 | Insufficient Information | Cathodic protection systems and structures have been upgraded at eight locations in Potter county and one location in Randall county. | A positive use determination of 100% for the cathodic protection upgrades performed at eight stations located in Potter county and at one station in Randall county. | 1997-02-17 | 38970 | 100
2314 | T3 | Toot'N Totum Food Stores Inc | Various - See List | Various Addresses | Potter County | TX | 79114 | Potter | CN600924666 | Insufficient Information | Applicant is in the process of installing and upgrading its integrated containment and leak detection systems. Property includes control and distribution units, tank monitors, pumps, register equipment, and computers. | Returned for failure to respond to a deficiency letter. | 1997-05-22 | 473844.6 | 100
2315 | T1 | BASF Corporation | Freeport | 602 Copper Rd | Freeport | TX | 77541 | Brazoria | CN600124895 | RN102535143 | Install (1) an alcohol vapor collection and thermal oxidation unit on currently uncontrolled alcohol storage tanks (D-753, 752, 622, 722, 742 & 743), (2) closed dome loading, (3) two additional rail loading containment areas, (4) a new Iso-butyraldehyde storage tank, and (5) thermal oxidizer. | Returned for failure to respond to a deficiency letter. | 1997-07-28 | 3600000 | 100
2316 | T1 | BASF Corporation | Freeport | 602 Copper Rd | Freeport | TX | 77541 | Brazoria | CN600124895 | RN102535143 | Wastewater Digester/Reactor: wastewater batch reactor and auxiliary equipment which includes and agitator, decanter, two centrifugal pumps, and a diffused aeration system. | A positive use determination of 100% for the Wastewater Digester/Reactor. | 1997-02-17 | 2030000 | 100
2317 | T1 | BASF Corporation | Freeport | 602 Copper Rd | Freeport | TX | 77541 | Brazoria | CN600124895 | RN102535143 | This project installed continuous emission monitors, and a burner management system along with associated instrumentation. | A positive use determination of 100% for the Continuous Emission Monitors for NOx and the Burner Management System which were installed. | 1997-02-28 | 370000 | 100
2318 | T1 | BASF Corporation | Freeport | 602 Copper Rd | Freeport | TX | 77541 | Brazoria | CN600124895 | RN102535143 | Replacement of the Nitric Oxide Gas Holder. | Returned for failure to respond to a deficiency letter. | 1997-07-28 | 800000 | 100
2319 | T1 | BASF Corporation | Freeport | 602 Copper Rd | Freeport | TX | 77541 | Brazoria | CN600124895 | RN102535143 | Installed a distillation recycling system for recovery of ammonia from plant discharge. | A positive use determination of 100% for the EV-1 Steam Coil installed to recover ammonia from the plant discharge. | 1997-02-17 | 26415 | 100
2320 | T1 | BASF Corporation | Freeport | 602 Copper Rd | Freeport | TX | 77541 | Brazoria | CN600124895 | RN102535143 | Installed a closed dome loading system with sealed loading and vapor recovery. | A positive use determination of 50% for the Closed Dome Loading System with sealed loading and vapor recovery. | 1997-04-18 | 314982 | 100
2321 | T1 | BASF Corporation | Freeport | 602 Copper Rd | Freeport | TX | 77541 | Brazoria | CN600124895 | RN102535143 | This project installs an eductor, ED-900CY, to the bottom of the catalyst cyclone, CY-900. | A positive use determination of 100% for the eductor, ED-900CY, installed on the bottom of the catalyst cyclone (CY-900). | 1997-02-28 | 63332 | 100
2322 | T1 | BASF Corporation | Freeport | 602 Copper Rd | Freeport | TX | 77541 | Brazoria | CN600124895 | RN102535143 | Installed a new distillation tower (stripper) with associated equipment (pumps, piping, reboiler). | Returned for failure to respond to a deficiency letter. | 1997-07-28 | 718203 | 100
2323 | T1 | BASF Corporation | Freeport | 602 Copper Rd | Freeport | TX | 77541 | Brazoria | CN600124895 | RN102535143 | Installed a thermal oxidizer for incinerator in the Ester-Grade Acrylic Acid Plant 1. | A positive use determination of 100% for the Thermal Oxidizer installed for the incinerator in the Ester-Grade Acrylic Acid Plant 1. | 1997-02-28 | 3900000 | 100
2324 | T1 | BASF Corporation | Freeport | 602 Copper Rd | Freeport | TX | 77541 | Brazoria | CN600124895 | RN102535143 | Installed a 55,000 gallon storage drum on its own slab with instrumentation. | Returned for failure to respond to a deficiency letter. | 1997-07-28 | 135000 | 100
2325 | T1 | Huntsman LLC | Huntsman Conroe Plant | Jefferson Chemical Rd | Conroe | TX | 77301 | Montgomery | CN600632848 | RN100219740 | Additional piping, headers, pumps, and ancillary equipment were purchased and installed to upgrade the process vent system. | A positive use determination of 100% for the AMU Flare Upgrade Project. | 1997-02-28 | 346000 | 100
2326 | T1 | Huntsman LLC | Huntsman Conroe Plant | Jefferson Chemical Rd | Conroe | TX | 77301 | Montgomery | CN600632848 | RN100219740 | Two vapor scrubbers, piping, headers, pumps, and ancillary equipment were purchased and installed. | A positive use determination of 100% for the vapor scrubbers, piping, headers, pumps, and ancillary equipment which was installed. | 1997-02-28 | 111300 | 100
2327 | T1 | Huntsman LLC | Huntsman Conroe Plant | Jefferson Chemical Rd | Conroe | TX | 77301 | Montgomery | CN600632848 | RN100219740 | Vacuum pumps and ancillary equipment were purchased and installed. | A positive use determination of 100% for the Carbonate Vacuum System Upgrade Project. | 1997-04-01 | 1770700 | 100
2328 | T1 | Huntsman LLC | Huntsman Conroe Plant | Jefferson Chemical Rd | Conroe | TX | 77301 | Montgomery | CN600632848 | RN100219740 | A vapor stripper, pumps, piping and ancillary equipment were purchased and installed. | A positive use determination of 100% for the LB-10 Pump Seal Fluid Stripper Project. | 1997-02-28 | 31000 | 100
2329 | T1 | Huntsman LLC | Huntsman Dayton Plant | Us Hwy 90 | Dayton | TX | 77535 | Liberty | CN600632848 | RN100225721 | Screwed connectors, gaskets, valves, and ancillary equipment were replaced. | A positive use determination of 100% for the Storage, Handling, and Delivery Fugitive Emission Equipment Upgrade Project - PO Delivery. | 1997-04-01 | 22200 | 100
2330 | T1 | Huntsman LLC | Huntsman Dayton Plant | Us Hwy 90 | Dayton | TX | 77535 | Liberty | CN600632848 | RN100225721 | Screwed connectors, gaskets, valves, and ancillary equipment were replaced. | A positive use determination of 100% for the newly purchased components which were installed to replace the screwed connectors, gaskets, valves and ancillary equipment. | 1997-02-24 | 29850 | 100
2331 | T1 | Huntsman LLC | Huntsman Dayton Plant | Us Hwy 90 | Dayton | TX | 77535 | Liberty | CN600632848 | RN100225721 | Purchased equipment which provides proper electrical grounding of carbon canisters and other wastewater treatment plant components. | A positive use determination of 100% for the equipment purchased to provide proper electrical grounding to carbon canisters and other wastewater treatment plant components. | 1997-02-17 | 41000 | 100
2332 | T1 | Huntsman LLC | Huntsman Jefferson County | 6001 Hwy 366 | Port Neches | TX | 77651 | Jefferson | CN603603093 | RN100219252 | Installation and modification of nine Phenol Skips. An Ultrasonic Transducer was installed in each skip. The project also provides on new 777 gallon skip. | A positive use determination of 100% for the Ultrasonic Tranducers installed in each skip and the new 777 gallon skip which will be used for emergency temporary storage. | 1997-02-18 | 53000 | 100
2333 | T1 | Huntsman LLC | Huntsman Jefferson County | 6001 Hwy 366 | Port Neches | TX | 77651 | Jefferson | CN603603093 | RN100219252 | The F-E6-22 scrubber vent stack previously produced a rain or spray which would contaminate personnel's clothing and vehicles. The new scrubber provides for more liquid separation and deposits more of the liquid in the proper containment area. | A positive use determination of 100% for the new scrubber installed in the O & O Plant to eliminate E6 Scrubber carryover. | 1997-02-24 | 99000 | 100
2334 | T1 | Huntsman LLC | Huntsman Jefferson County | 6001 Hwy 366 | Port Neches | TX | 77651 | Jefferson | CN603603093 | RN100219252 | Installation of reinforced concrete containment for the E-1 Tank Farm. | A positive use determination of 100% for the reinforced concrete containment installed for the E-1 Tank Farm. | 1997-02-17 | 268000 | 100
2335 | T1 | Huntsman LLC | Huntsman Jefferson County | 6001 Hwy 366 | Port Neches | TX | 77651 | Jefferson | CN603603093 | RN100219252 | A3 unit High Pressure Flare Heater Improvement Project: Relocate flare vaporizer and heat exchanger at A-2 to A-3. Exchange E A2-73 installed is parallel with A-3. | A positive use determination of 100% for the A3 Unit High Pressure Flare Heater Improvement project. | 1997-02-24 | 230000 | 100
2336 | T1 | Huntsman LLC | Huntsman Jefferson County | 6001 Hwy 366 | Port Neches | TX | 77651 | Jefferson | CN603603093 | RN100219252 | Replaces the flare tip and automates the smokeless combustion controls for the existing AU flare. | A positive use determination of 100% for the modernization of the AU Flare at the A/O Plant. The upgrade includes a new tip, separate atomizing steam and center purge steam connections, an auto ignition system and automatic steam controls. | 1997-02-24 | 498000 | 100
2337 | T1 | Huntsman LLC | Huntsman Jefferson County | 6001 Hwy 366 | Port Neches | TX | 77651 | Jefferson | CN603603093 | RN100219252 | Grade work around control house, upgrade ditches and pumps. | A positive use determination of 100% for the JWWTP Drainage Improvement Project. | 1997-03-21 | 95000 | 100
2338 | T1 | Huntsman LLC | Huntsman Jefferson County | 6001 Hwy 366 | Port Neches | TX | 77651 | Jefferson | CN603603093 | RN100219252 | New control valve in bypass line around N3D1. | A negative determination. In order to qualify for a positive use determination the property must have been installed in order to met or exceed an adopted environmental rule, regulation or law. The rule listed for this property is 30 TAC 101.4. This regulation forbids the discharge of air contaminants. Air contaminants are defined in Section 382.003 of the Health & Safety Code as "particulate matter, radioactive material, mist, smoke, vapor, or odor". Noise does not qualify as an air contaminant. | 1997-03-21 | 36000 | 100
2339 | T1 | Huntsman LLC | Huntsman Jefferson County | 6001 Hwy 366 | Port Neches | TX | 77651 | Jefferson | CN603603093 | RN100219252 | This project involves the removal of 65 cubic yards of contaminated soil. It provides a 6" thick compacted base of sand and 6" compacted fill layer prior to reinforced concrete slab under E-A3-74 A&B and P-A3-207 A&B. | A positive use determination of 100% for the project to install the reinforced concrete slabs under E-A3-74 A&B and P-A3-207 A&B. | 1997-02-17 | 40000 | 100
2340 | T1 | Huntsman LLC | Huntsman Jefferson County | 6001 Hwy 366 | Port Neches | TX | 77651 | Jefferson | CN603603093 | RN100219252 | Pave an area of 14' x 160' and provide aisle markers for different types of waste. | A positive use determination of 100% for the Waste Drum Storage Area at E-7 project. | 1997-02-17 | 37000 | 100
2341 | T1 | Basis Petroleum Inc | Basis Texas City Refinery | 1301 Loop 197 S | Texas City | TX | 77590 | Galveston | CN600127468 | RN100238385 | Construction of a vapor destruction device to handle vapors emitting from ship and/or barge loading. | A positive use determination of 100% for the construction of the vapor destruction device for barge loading docks 20B and 22. | 1997-02-28 | 1395500 | 100
2342 | T1 | Basis Petroleum Inc | Basis Houston Refinery | 9701 Manchester Dr | Houston | TX | 77012 | Harris | CN600127468 | RN100219310 | Revamps three of the refinery's waste management systems. 1). the recovered oil system. 2) the vacuum truck recovery system. 3). the plant's water draw system. | Withdrawn by applicant | 1997-04-01 | 1598000 | 100
2343 | T1 | Basis Petroleum Inc | Basis Houston Refinery | 9701 Manchester Dr | Houston | TX | 77012 | Harris | CN600127468 | RN100219310 | This project includes the installation of a 460 linear foot recovery and containment system. The associated pumps, piping, electrical and instrumentation modification required to operate the proposed recovery system are also included. | A positive use determination for the Tank 370/371 Area Hydrocarbon Recovery System. | 1997-02-18 | 360000 | 100
2344 | T1 | Basis Petroleum Inc | Basis Houston Refinery | 9701 Manchester Dr | Houston | TX | 77012 | Harris | CN600127468 | RN100219310 | This project includes the installation of 200 linear feet of recovery trench, 200 linear feet of HDPE containment wall and approximately 70 linear feet of grout containment curtain. | A positive use determination of 100% for the Dock #4 Area Hydrocarbon Recovery System. | 1997-02-18 | 360000 | 100
2345 | T1 | Basis Petroleum Inc | Basis Texas City Refinery | 1301 Loop 197 S | Texas City | TX | 77590 | Galveston | CN600127468 | RN100238385 | Upgrade the Wastewater Treatment Plant - Phase I. Upgrade includes the following: Replace both API effluent sump pumps. Replace the existing aeration diffusers in the aeration tanks. Install level control on flow from each aeration tank into splitter tank. Provide a new lab building with utilities and move lab building equipment out of control room. Install an air filtration system on the WWTU control room air intake. Related wiring to handle increased electrical demand. | A positive use determination of 100% for the Wastewater Treatment Unit Upgrade - Phase I. | 1997-03-12 | 375650 | 100
2346 | T1 | Basis Petroleum Inc | Basis Houston Refinery | 9701 Manchester Dr | Houston | TX | 77012 | Harris | CN600127468 | RN100219310 | Install all items necessary to facilitate loading of gasoline products to barges at GATX/Galena Park. | A positive use determination of 50% for the Gasoline Products Vapor Recovery Project. | 1997-04-01 | 480000 | 100
2347 | T1 | Acme Brick Company Inc | Acme Brick - Bennett Plant | 2350 Bennett Road | Millsap | TX | 76066 | Parker | CN600124549 | RN100210046 | Installed a dust collection system and an air vacuum system. The water recovery system and slurry room tanks insure that the wastewater emissions are recycled. The even clay feeder sends waste clay in a shape which can be recycled. | A positive use determination of 100% for the dust collection system, dyer exhaust fans, kiln exhaust fans, kiln exit air supply, kiln fans, scrubber, scrubber fan, air vacuum system, water recovery and water feed system, slurry room tanks, and the Even Clay Feeder. | 1997-03-10 | 1524134 | 100
2348 | T3 | Coastal Oil & Gas Corporation | Coastal - Bob West Field | Falcon St Park | Falcon Heights | TX | 78545 | Starr | CN601377112 | RN102613916 | (A) Bob West Treating Facility - Amine Systems - 3 amine systems. (B) Bob West Compressor Facilities - catalytic converters. (C) Bob West Field Gas Wells - sufficient surface casing set and cemented for 42 producing wells. | A positive use determination of 100% for the catalytic converters installed on the compressor units and the surface casings constructed on the 42 existing field gas wells. A positive use determination of 60% for the three amine systems. | 1997-04-30 | 4204580 | 100
2349 | T1 | Koch Refining Company | Koch Ft Worth Terminal | 12550 Trinity Blvd | Euless | TX | 76040 | Tarrant | CN600879712 | RN102496684 | 1. Installed carbon beds to remove VOC/odors from gas loaded across the truck rack. 2. Floating Roofs - installed in tanks. 3. Cathodic protection for tank floor. 4. Installed liner inside dike. | A positive use determination of 50% for the Vapor Recovery Unit used to remove VOC/odors from gasoline loaded across the Truck Rack and a positive use determination of 100% for the Floating Roofs installed in the tanks, the cathodic protection for the tank bottoms, and the Clay Mix liner installed in the secondary containment area. | 1997-03-04 | 1692502 | 100
2350 | T1 | Natural Gas Odorizing Inc | Natural Gas Odorizing | 3601 Decker Dr | Baytown | TX | 77522 | Harris | CN600132047 | RN100683952 | Constructed a complete containment system of 400 series tanks. | A positive use determination of 100% for the complete containment system installed for the 400 series tanks. | 1997-02-18 | 201000 | 100
2351 | T1 | Natural Gas Odorizing Inc | Natural Gas Odorizing | 3601 Decker Dr | Baytown | TX | 77522 | Harris | CN600132047 | RN100683952 | Replacement of hazardous waste storage pressure vessel V-0105. | A positive use determination of 100% for the replacement of hydrocarbon waste storage pressure vessel V-0015. | 1997-02-18 | 115000 | 100
2352 | T1 | La Gloria Oil & Gas Company | Tyler Refinery | 1125 McMurry Dr | Tyler | TX | 75702 | Smith | CN602831232 | RN100222512 | Locate and repair leaking natural gas supply piping. | A negative determination. Leaking natural gas lines are a safety issue and not an environmental problem. | 1997-03-08 | 20000 | 100
2353 | T1 | La Gloria Oil & Gas Company | Tyler Refinery | 1125 McMurry Dr | Tyler | TX | 75702 | Smith | CN602831232 | RN100222512 | Install water recirculation system at bundle slab for benzene removal. | A positive use determination of 100% for the installation of the Water Recirculation System at the Bundle Slab. | 1997-02-18 | 39550 | 100
2354 | T1 | La Gloria Oil & Gas Company | Tyler Refinery | 1125 McMurry Dr | Tyler | TX | 75702 | Smith | CN602831232 | RN100222512 | Installation of combustible gas monitors in control rooms.. | A negative determination for the installation of the combustible gas monitors in the control rooms. This equipment was installed for asset protection and employee safety reasons and not as pollution control property. | 1997-04-16 | 25000 | 100
2355 | T1 | La Gloria Oil & Gas Company | Tyler Refinery | 1125 McMurry Dr | Tyler | TX | 75702 | Smith | CN602831232 | RN100222512 | Repair floating roof on tank #6. Repair floating roof in tank #59. Repair floating roof in tank #37. Modify seal on tank #156. Repair floating roof on tank #9 and install secondary seals. Repair primary wiper seal on tank 122 and add secondary wiper seal. Repair primary wiper seal on tank 124 and install secondary wiper seal. | A positive use determination of 100% for the repairs made to the floating roofs in Tanks 6, 59, 37 and 9; the seal modifications for Tank 156; and the seal repairs for Tanks 122 and 124. | 1997-02-27 | 108025 | 100
2356 | T1 | La Gloria Oil & Gas Company | Tyler Refinery | 1125 McMurry Dr | Tyler | TX | 75702 | Smith | CN602831232 | RN100222512 | Modifications to the sour water holding system. | A positive use determination of 100% for the Sour Water Holding System Modifications. | 1997-02-27 | 204300 | 100
2357 | T2 | Oxy Vinyls LP | Oxymar Vcm Plant | Highway 361 | Ingleside | TX | 78362 | San Patricio | CN600129126 | RN100211176 | Air pollution control equipment: SCR (part of the furnaces), Incinerator, HCI Absorber, Incinerator Dehumidifier Column, Caustic Scrubber, Vent Stack Knock Out Drum, Vent Gas Collection Knock Out Drum, Emergency Scrubber Modifications, Emergency Vent Scrubber Tank, Thiosulfate Storage Tank, Incinerator 10% HCI Cooler, Dehumidifier Bottoms Cooler, Incinerator Acid Transfer Pumps, Incinerator Dehumidifier supply Water Pumps, Incinerator Dehumidifier Return Water Pumps, Incinerator Thiosulfate Transfer Pumps, Incinerator Wet Vents Knock Out Drum Pumps, Storm Water Tank Vent Compressors, Vent Draft Blower. Water Pollution Control Equipment: Decommissioning Drum, VCM/OHC Area Storm water sump, storm water storage tanks, stripper water 1st stage neutralizer tank, stripper water 2nd stage neutralizer tank, stripper water neutralizer tank, process effluent water stripper bottoms cooler, VCM storage area sump pump, storm water pumps, storm water organic pump, storm water sump pump, decommissioning pump, VCM/OHC storm water pumps, process effluent stripper bottoms pumps, storm water feed pumps, stripper neutralization pumps, incinerator chemical sump pump, storm water filter, organic storm water filter, stripped water filter, stripped water 1st stage mixer, stripped water 2nd stage mixer. | A positive use determination of 100% for the pollution control property which was installed as part of the OxyMar project. | 1997-03-11 | 12721676 | 100
2358 | T1 | Midtex Gas Storage Company | Midtex Clemville Storage | Rt 1 | Clemville | TX | 77414 | Matagorda | CN601092323 | Insufficient Information | Installed vapor recovery unit for the dehydration units. | A positive use determination of 50% for the Vapor Recovery Unit installed for the Dehydration Units. | 1997-02-27 | 135900 | 100
2359 | T1 | Oxy Petrochemicals Inc | Oxy Chocolate Bayou Plant | 12 M S On FM 2917 | Alvin | TX | 77512 | Brazoria | CN604449371 | RN100210574 | Replaced 12 existing burners in each of the nine pyrolysis cracking furnaces on the Olefins Unit with new ultra low NOx/Co burners. | A positive use determination of 100% for the low NOx/CO burners which were installed. | 1997-02-27 | 850000 | 100
2360 | T1 | Oxy Petrochemicals Inc | Oxy Chocolate Bayou Plant | 12 M S On FM 2917 | Alvin | TX | 77512 | Brazoria | CN604449371 | RN100210574 | This project installed the necessary piping, pumps, instrumentation, etc to rout the six HON wastewater streams to the existing NESHAP system. | A positive use determination of 100% for the project to control and reroute the six HON/Reg V wastewater streams in the Hydrocarbons Unit. Property includes Armstrong Pneumatic Pump, approximately 200' of line pipe, various valves, design and engineering. | 1997-02-18 | 240000 | 100
2361 | T1 | Oxy Petrochemicals Inc | Oxy Chocolate Bayou Plant | 12 M S On FM 2917 | Alvin | TX | 77512 | Brazoria | CN604449371 | RN100210574 | To install flow metering and composite sampling systems on both the Hydrocarbons and Olefins Unit (wet and dry) flare systems. | A positive use determination of 100% for the flow metering and composite sampling systems installed on both the Hydrocarbons and Olefins Unit (wet and dry) flare systems. | 1997-02-27 | 228000 | 100
2362 | T1 | Oxy Petrochemicals Inc | Oxy Bayport Plant | 5761 Underwood | Pasadena | TX | 77507 | Harris | CN602288755 | RN102926920 | Upgrade the Force main pumps with larger impellers, motors and metallurgy and replace the sanitary sewer system pumps with larger pumps. Cover all regulated sumps with vapor tight enclosures and liquid seal the overflows to the emergency overflow pond. Modify regulated sewer junction boxes and drain hubs. Install a polyethylene liner inside the west LTOD pond. Install new underground piping and reroute existing underground piping between LTOD ponds. | A positive use determination of 100% for the following projects: 1. Upgrade the Force main pumps with new impellers, motors and metallurgy and replace the sanitary sewer system pumps with larger size pumps; 2. Cover all regulated sumps with vapor tight enclosures and liquid seal all overflows to the emergency overflow pond; 3. Modify regulated sewer junction boxes and seal drain hubs; 4. Install a polyethylene liner inside the West LTOD pond; and 5. Install new underground piping and reroute existing underground piping between the LTOD ponds. | 1997-02-18 | 680000 | 100
2363 | T1 | Oxy Petrochemicals Inc | Oxy Bayport Plant | 5761 Underwood | Pasadena | TX | 77507 | Harris | CN602288755 | RN102926920 | Design and construction of two 1.25mm gal wastewater API-65 storage tanks, modification of the lift pumps to handle the increase in discharge head required, secondary containment and underground pipe modifications. | A positive use determination of 100% for the wastewater tank project. | 1997-02-18 | 2510000 | 100
2364 | T1 | Oxy Petrochemicals Inc | Oxy Ingleside Plant | Highway 361 | Ingleside | TX | 78362 | San Patricio | CN600129126 | RN100211176 | Conversion of the chilled water systems refrigerant from R-12 to R-134a. Property includes the overhaul/conversion of the compressor, the purchase of refrigerant R-134a, and purchase of a spare gear set. | A positive use determination of 100% for the project to convert the chilled water systems refrigerant from R-12 to R-134a. | 1997-03-06 | 1106000 | 100
2365 | T1 | Chaparral Steel Midlothian LP | Chaparral Steel Midlothian | 300 Ward Rd | Midlothian | TX | 76065 | Ellis | CN600128656 | RN100216472 | Ventilation system in Bar Mill building. Modification of MS roof, canopy hood. Upgrade scale pit. Dust control for Large Section Mill. | A positive use determination of 100% for the Ventilation System installed in the Bar Mill Building; the modification to the MS Roof, Canopy Hood; the upgrade to the scale pit; and the Dust Control System for the Large Section Mill. | 1997-04-23 | 450239.5 | 100
2366 | T1 | FMC Corporation | Peroxygen Chemicals | 12000 Bay Area Blvd | Pasadena | TX | 77507 | Harris | CN600128102 | RN100215417 | Several Projects. Installed a solvent removal system consisting of carbon beds, condenser, collection tank, vent piping, stack and associated instruments including an on-line analyzer. Methanol Vent Scrubber: scrubber, piping, instruments and controls. Installed a 6 inch wastewater collection and transfer line. Installed new plastic filter elements in a set of six existing secondary filters. Installed dual mechanical seals on all major process pumps. Hydrogen Peroxide Vent Scrubber: Scrubber, loading arms, blower, associated piping, and instruments. Designed and installed underground sewers to collect, transfer and recover any spilled material. | A positive use determination of 100% for the methanol vent scrubber for the methanol tank vents and associated equipment; the 6" wastewater effluent line; the secondary filter modification; the dual seals for the organic liquid process pumps; and the hydrogen peroxide vent scrubber and associated equipment. A positive use determination of 50% for the solvent removal system and the underground product recovery sewer system. | 1997-04-15 | 7381599 | 100
2367 | T1 | Crown Central Petroleum Corp | Crown Central - Pasadena Refinery | 111 Red Bluff Rd | Pasadena | TX | 77506 | Harris | CN600273999 | RN100716661 | Repair and renovate tank T-202 and place it in service as a sour water storage tank. | A positive use determination of 100% for the project to repair and renovate Tank T-202 in order to place it in Sour Water service. | 1997-02-27 | 850000 | 100
2368 | T1 | Elf Atochem North America Inc | Elf Atochem North America Inc | 2810 Gulf States Rd | Beaumont | TX | 77701 | Jefferson | CN600124044 | RN100216373 | Closed Loop Loading System: This project installed the piping and valves needed to implement a closed loop loading system. Temporary Flare: A temporary flare was installed for use during maintenance operations. | A positive use determination of 50% for the Closed Loop Loading System and a positive use determination of 100% for the Temporary Flare which was installed. | 1997-02-27 | 244500 | 100
2369 | T2 | Elf Atochem North America Inc | Elf Atochem North America Inc | 2810 Gulf States Rd | Beaumont | TX | 77701 | Jefferson | CN600124044 | RN100216373 | Wastewater Chlorination System Replacement: New system consists of installation of an online chlorine analyzer and a metering pump. WWTP Underground Sour Water Lines Upgrade: Replacing old underground piping with new overhead closed piping. | A positive use determination of 100% for the online chlorine analyzer and metering pump installed at the wastewater treatment plant. A positive use determination of 96.5% for the new overhead closed piping installed between the sourwater stripper and the sourwater tanks located at the wastewater treatment plant. | 1997-02-13 | 424164 | 100
2370 | T1 | Hoechst Celanese Chemical Group | Hoechst Celanese Pampa | 5 Miles SW of Pampa | Pampa | TX | 79066 | Gray | CN601117203 | RN102980018 | Area VIII Vent System: Modified the existing vent collection system with the installation of a redundant compressor and addition of variable speed drivers to both compressors. | A positive use determination of 100% for the Area VIII Vent Collection System project. | 1997-03-04 | 289000 | 100
2371 | T1 | Hoechst Celanese Chemical Group | Hoechst Celanese Pampa | 5 Miles SW of Pampa | Pampa | TX | 79066 | Gray | CN601117203 | RN102980018 | Installed a catalytic incinerator on the vent of the formic acid storage tank. | A positive use determination of 100% for the project to install the catalytic incinerator on the vent of the formic acid field storage tank, V-744. | 1997-03-04 | 156000 | 100
2372 | T1 | Hoechst Celanese Chemical Group | Hoechst Celanese Pampa | 5 Miles SW of Pampa | Pampa | TX | 79066 | Gray | CN601117203 | RN102980018 | Close Tract P, an idle 34 acre hazardous waste surface impoundment. | A positive use determination of 100% for the Closure of Tract P. | 1997-02-18 | 5561000 | 100
2373 | T1 | Hoechst Celanese Chemical Group | Hoechst Celanese Pampa | 5 Miles SW of Pampa | Pampa | TX | 79066 | Gray | CN601117203 | RN102980018 | Construct a new Class 2 non-hazardous industrial solid waste fly ash landfill. | A positive use determination of 100% for the construction of the new #4 fly ash landfill. | 1997-02-18 | 850000 | 100
2374 | T1 | Hoechst Celanese Chemical Group | Hoechst Celanese Pampa | 5 Miles SW of Pampa | Pampa | TX | 79066 | Gray | CN601117203 | RN102980018 | Project to close #3 fly ash landfill. | A positive use determination of 100% for the project to close the #3 fly ash landfill. | 1997-02-18 | 397000 | 100
2375 | T1 | Hoechst Celanese Chemical Group | Hoechst Celanese Pampa | 5 Miles SW of Pampa | Pampa | TX | 79066 | Gray | CN601117203 | RN102980018 | Modifications to the north loading rack vent collection facilities. Improvements include installation of two vent systems. Product metering and controls for filling tank trucks and tank cars under closed dome loading techniques will be installed. | A positive use determination of 100% for the North Loading Rack Vent Collection System project. | 1997-03-04 | 3486000 | 100
2376 | T1 | Hoechst Celanese Chemical Group | Hoechst Celanese Pampa | 5 Miles SW of Pampa | Pampa | TX | 79066 | Gray | CN601117203 | RN102980018 | West Loading Rack Vent Collection Facilities: Install a new loading system which includes product metering, controls and loading arms for filling tank trucks and tank cars under closed dome loading techniques. | A positive use determination of 100% for the West Loading Rack Vent Collection System project. | 1997-03-04 | 1934000 | 100
2377 | T1 | Hoechst Celanese Chemical Group | Hoechst Celanese Pampa | 5 Miles SW of Pampa | Pampa | TX | 79066 | Gray | CN601117203 | RN102980018 | Add a fourth irrigation sprinkler system on the landfarm. | A positive use determination of 100% for the new sprinkler system added to the northeast corner of the land farm. | 1997-02-18 | 125000 | 100
2378 | T1 | Hoechst Celanese Chemical Group | Hoechst Celanese Pampa | 5 Miles SW of Pampa | Pampa | TX | 79066 | Gray | CN601117203 | RN102980018 | Vent Collection for Area XIV Tanks: Installed a collection system on atmospheric vent tanks in the Methyl Ethyl Ketone Unit. | A positive use determination of 100% for the Vent Collection System for the Area 14 Tanks. | 1997-03-07 | 411000 | 100
2379 | T1 | Hoechst Celanese Chemical Group | Hoechst Celanese Pampa | 5 Miles SW of Pampa | Pampa | TX | 79066 | Gray | CN601117203 | RN102980018 | Installed 8 monitor wells (MW-86, MW-87 MW-88, MW-89, MW-90, MW-91, MW-92, MW-93) for ground water remediation system. | A positive use determination of 100% for the eight monitor wells installed as part of the Groundwater Remediation System. | 1997-02-18 | 687000 | 100
2380 | T3 | Hoechst Celanese Chemical Group | Hoechst Celanese Pampa | 5 Miles SW of Pampa | Pampa | TX | 79066 | Gray | CN601117203 | RN102980018 | A catalytic decomposition system was installed for Liquid Phase Oxidation reactor tail gas. | A positive use determination of 100% for the Catalytic Decomposition System for Liquid Phase Oxidation Reactor Tail Gas. | 2000-02-14 | 3719000 | 100
2381 | T3 | Hoechst Celanese Chemical Group | Hoechst Celanese Pampa | 5 Miles SW of Pampa | Pampa | TX | 79066 | Gray | CN601117203 | RN102980018 | Design and implementation of a reverse osmosis water purification system for boiler feed water. | A positive use determination of 93% for the reverse osmosis water purification system. | 1997-02-12 | 3393000 | 100
2382 | T3 | Hoechst Celanese Chemical Group | Hoechst Celanese Pampa | 5 Miles SW of Pampa | Pampa | TX | 79066 | Gray | CN601117203 | RN102980018 | Design and installation of a vent system that will reduce plant odors and provide voluntary organic acid air emission reductions. The system will include a vent header and water scrubber system for eight storage tanks in the Area V-D tank farm. | A positive use determination of 100% for the stainless steel vent header and water scrubber installed in the Area V-D tank farm. | 2000-02-14 | 767000 | 100
2383 | T1 | Akzo Nobel Polymer Chemicals LLC | Akzo Nobel Catalyst | 13000 Bay Park Rd | Pasadena | TX | 77507 | Harris | CN600125496 | RN104262704 | The following equipment for the FCC Debottlenecking Project: 1. Dust Collector System consisting of two cyclone collectors #433-720D7, #433-72D8, two cyclone collector rotary airlocks, instrumentation, piping, structural steel, insulation, above and below ground electrical, breaker, transformers, motor control center, switchgear and control building long neck. 2. Dust Collecting Baghouse system consisting of air compressor, desiccant pot fourmier air dryer, exhaust gas fan II, kaolin silo dust collector bag, roots vacuum blower, twin tower disccant dryer, instrumentation, piping, structural steel, insulation, electrical and controls. 3. Wet Scrubber system consisting of exhaust gas scrubber and stack, scrubber circulation pump, tank vent fan instrumentation, piping, structural steel, insulation, electrical equipment and controls.. | A positive use determination of 100% for the Dust Collection System, the Dust Collecting Baghouse System and the Wet Scrubber System. | 1997-03-28 | 2414474 | 100
2384 | T1 | Akzo Nobel Polymer Chemicals LLC | Akzo Nobel Catalyst | 13000 Bay Park Rd | Pasadena | TX | 77507 | Harris | CN600125496 | RN104262704 | The following equipment: Oil skimmer 437-907 with decanter. Spent acid tanks 432-305 drain piping. Instrumentation and electrical for the Vespa solids recovery project. Clarified wastewater line. Mechanical and piping for T-1808. 2nd and 3rd exchange inlet filters. Flow recorder Bio-Scan disc. Computer for Bio-Scan flow recorder. | A positive use determination of 100% for the Oil Skimmer 437-907 with Decanter; the instrumentation and electrical installed as part of the Vespa Solids Recovery; Spent Acid Tank 432-305 drain piping; the mechanical and piping installed as part of Vespa Solids Recovery; the classified wastewater line; the 2nd and 3rd Exchange Belt Filters; and the Bio-San Disc Flow Recorder with computer. | 1997-02-18 | 157810 | 100
2385 | T1 | Lyondell-Citgo Refining LP | Lyondell - Matagorda | 13 M S On Hwy 60 | Bay City | TX | 77414 | Matagorda | CN600124705 | RN100216159 | The vents in the HDPE powder compounding area will be collected at a new guard filter and transfer blower and routed to boilers in a new 1200 foot duct. Additional the current atmospheric vent from the catalyst preparation area will be tied into the new duct as well. | A positive use determination of 100% for the vent collection system consisting of a guard filter, transfer blower, and ducting. | 1997-03-10 | 925000 | 100
2386 | T2 | Elf Atochem North America Inc | Elf Atochem North America Inc | 2231 Haden Rd | Houston | TX | 77015 | Harris | CN600124044 | RN100209444 | Seven projects. 1. CS2 Transfer Piping - upgrade process piping in CS2 service from screwed connections to welded connections. 2. Upgrade Screwed Piping - upgrade process piping from screwed connections to welded connections at various places in the plant. 3. MeSH Fume Suppression System - Install a water/foam system to suppress vapors from two storage tanks. 4. Asbestos Abatement: Remove asbestos insulation and other asbestos materials within the plant. 5. Upgrade Pressure Relief Devices on TBM Tanks - A dual relief device system was installed. 6. Replace Flare GC Computer - Replaced the flare computer with a new one. Flare Observation Camera - A camera, recorder and monitor were installed for continuous observation of the flare and incinerator stacks. | A positive use determination of 100% for these seven projects: CS2 Transfer Piping, Upgrade Screwed Piping, MeSH Fume Suppression System, Asbestos Abatement, Upgrade Pressure Relief Devices on TBM Tanks, Replace Flare GC Computer, and the Flare Observation Camera. | 1997-02-12 | 688297 | 100
2387 | T1 | Elf Atochem North America Inc | Elf Atochem North America Inc | 2231 Haden Rd | Houston | TX | 77015 | Harris | CN600124044 | RN100209444 | Two Projects. 1. Flare Knockout Containment - Concrete containment dikes with applied coating were installed around the flare KO pots in all areas of the plant. Sourwater Containment - containment installed around the push pots, the sourwater surge vessel and the tank truck loading area. | A positive use determination of 100% for the containment dikes installed around the Flare Knockout Pots and the containment installed around the push pots, the sourwater surge vessel and the tank truck loading area. | 1997-02-18 | 125200 | 100
2388 | T1 | Elf Atochem North America Inc | Elf Atochem North America Inc | 2231 Haden Rd | Houston | TX | 77015 | Harris | CN600124044 | RN100209444 | Five Projects. 1. Upgrade Isotank Parking Lot - Containment curbs were installed around the area and the slope was regraded for free flow of stormwater to the wastewater treatment system. The entire isotank parking area was paved with concrete. 2. Sulfur Recovery Unit Area Paving - the SRU area was graded and paved for better control of contaminated process water runoff. 3. Wastewater Sampling System - a new wastewater sampling system was installed. 4. 080 Process Area Paving - the 080 Unit area was graded and paved with concrete for better control of contaminated process water runoff. 5. 197 Process Area Paving - a portion of the 197 Unit area was paved with concrete and a trench was installed to tie-in the area where the process feed pumps are located. | A positive use determination of 100% for the following projects: 1. Upgrade Isotank Parking Area. 2. Sulfur Recovery Unit Area Paving. 3. Wastewater Sampling System. 4. 080 Process Area Paving. 5. 197 Process Area Paving. | 1997-02-18 | 222433 | 100
2389 | T1 | TXI Operations LP | Midlothian Cement Plant | 245 Ward Rd | Midlothian | TX | 76065 | Ellis | CN600125157 | RN100217199 | Stormwater Recycle Project: Installed new truck and equipment wash facility. Renovate two existing 2.0 million gallon tanks. Remove all outdoor clinker storage. Complete engineering and design of lift stations and piping. | A positive use determination of 100% for the Stormwater Recycling Project which involved improvements and modifications at the Plant/Process Detention Area, the Coal/Raw Material Storage Area, the Transfer Pumps Station, and the installation of a Vehicular Wash Rack, a Quarry Oil and Lube Change Station and a Covered Material Shed. | 1997-04-29 | 2014000 | 100
2390 | T1 | TXI Operations LP | Midlothian Cement Plant | 245 Ward Rd | Midlothian | TX | 76065 | Ellis | CN600125157 | RN100217199 | Paving of CKD pugger area and plant fueling station. | A positive use determination of 100% for the paved roadway constructed around the fueling station area and the Pugger area. | 1997-04-08 | 44376 | 100
2391 | T1 | TXI Operations LP | Midlothian Cement Plant | 245 Ward Rd | Midlothian | TX | 76065 | Ellis | CN600125157 | RN100217199 | Purchased a Tymco sweeper, a Tennant sweeper and a Guzzler vacuum truck. | A positive use determination of 100% for the Tymco truck mounted sweeper, the Tenant Sweeper, and the Guzzler Vacuum truck. | 1997-04-08 | 202625 | 100
2392 | T1 | TXI Operations LP | Midlothian Cement Plant | 245 Ward Rd | Midlothian | TX | 76065 | Ellis | CN600125157 | RN100217199 | Purchased a dust trailer for the quarry. Installed duct collectors and piping. | A positive use determination of 100% for the dust trailer. | 1997-04-11 | 43928 | 100
2393 | T1 | TXI Operations LP | Midlothian Cement Plant | 245 Ward Rd | Midlothian | TX | 76065 | Ellis | CN600125157 | RN100217199 | Installed #4 electrostatic precipitator. Property includes the precipitator, housing and installation. | A positive use determination of 100% for the repairs and modifications made to the #4 Electrostatic Precipitator. | 1997-04-08 | 2173461 | 100
2394 | T1 | TXI Operations LP | Midlothian Cement Plant | 245 Ward Rd | Midlothian | TX | 76065 | Ellis | CN600125157 | RN100217199 | Dust Collection Project: Designed to eliminate 6 existing pressure vessels used to transfer the dust catch from 4 Kiln Cooler dust collectors to dust collection silo. | A positive use determination of 100% for the new belt conveyor and two new screw conveyors installed as an upgrade to the existing kiln cooler dust system. | 1997-04-11 | 350000 | 100
2395 | T1 | TXI Operations LP | Bridgeport Stone Plant | Hwy 101 | Bridgeport | TX | 76426 | Wise | CN600125157 | RN102412178 | Installed 8" Beaver cutter dredge for use in maintenance and cleaning of waste ponds. | A positive use determination of 100% for the 8" Beaver Dredge. | 1997-04-08 | 135572 | 100
2396 | T1 | TXI Operations LP | Bridgeport Stone Plant | Hwy 101 | Bridgeport | TX | 76426 | Wise | CN600125157 | RN102412178 | Purchased a Rosco RB38 Sweeper. | A positive use determination of 100% for the Rosco RB38 sweeper which was purchased. | 1997-03-06 | 16880 | 100
2397 | T1 | TXI Operations LP | Tin Top Sand & Gravel Plant | 5211 New Tin Top Rd | Weatherford | TX | 76086 | Parker | CN603915174 | RN102422359 | Asphalt paving of roads to control dust. | A positive use determination of 100% for the double course seal coat 2.5" asphalt base road. | 1997-04-08 | 46500 | 100
2398 | T1 | TXI Operations LP | Missouri Ready-Mix Plant | 14010 Pike Rd | Missouri City | TX | 77489 | Fort Bend | CN600125157 | RN102707395 | Construct a paved road with 3" HMAC black base for dust control. | A positive use determination of 100% for the 3" HMAC black asphalt base road which runs between the Aggregate Terminal, stockpiles, and the Ready Mix Batch Plant. | 1997-04-08 | 19728 | 100
2399 | T1 | TXI Operations LP | Austin Packaged Products | 12900 Harold Green | Austin | TX | 78725 | Travis | CN600125157 | RN102707874 | Installed an emission monitor for opacity. | A positive use determination of 100% for the opacity monitor which was purchased and installed. | 1997-04-08 | 11000 | 100
2400 | T1 | TXI Operations LP | Austin Packaged Products | 12900 Harold Green | Austin | TX | 78725 | Travis | CN600125157 | RN102707874 | 4" asphalt paving and 6" concrete paving for plant area and roads to control dust. | A positive use determination of 100% for the construction of the 4" asphalt paving to connect the plant to Harold Green Road, the 4" asphalt paving around the plant areas (95,500 sq ft), and the 6" reinforced concrete paving (67,500 sq ft) which was constructed. | 1997-04-08 | 367012 | 100
2401 | T1 | TXI Operations LP | Austin Packaged Products | 12900 Harold Green | Austin | TX | 78725 | Travis | CN600125157 | RN102707874 | Installed dryer dust collector, main stacks, silo dust collectors, plant dust collectors, and dust piping. | A positive use determination of 100% for the dust collectors installed on the Dyer, Masonry Concrete Bin, Type I Concrete Bin, (2) Auxiliary Cement Bins, and the Plant; and the dust control piping which was installed. | 1997-04-08 | 150054 | 100
2402 | T1 | TXI Operations LP | Austin Packaged Products | 12900 Harold Green | Austin | TX | 78725 | Travis | CN600125157 | RN102707874 | Installed water well, pump and water treatment system for plant. Water reclamation and treating for plant water to be recycled back into use. | Withdrawn by applicant | 1997-04-29 | 20000 | 100
2403 | T1 | TXI Operations LP | Austin Packaged Products | 12900 Harold Green | Austin | TX | 78725 | Travis | CN600125157 | RN102707874 | Water reclamation system utilized to recycle water back into production cycle. | Withdrawn by applicant | 1997-04-28 | 16308 | 100
2404 | T1 | TXI Operations LP | Austin Packaged Products | 12900 Harold Green | Austin | TX | 78725 | Travis | CN600125157 | RN102707874 | Purchased a water tractor. | A positive use determination of 100% for the Water Tractor purchased for use in watering down roads and areas to reduce dust. | 1997-03-06 | 30000 | 100
2405 | T1 | TXI Operations LP | Hunter Cement Plant | 7781 FM 1102 | New Braunfels | TX | 78132 | Comal | CN600125157 | RN100212067 | Gas Conditioning Tower: fabricate and install a gas conditioning tower and duct work, 12' section of 304SS at spray ring. | Withdrawn by applicant | 1997-04-28 | 631960 | 100
2406 | T1 | TXI Operations LP | Hunter Cement Plant | 7781 FM 1102 | New Braunfels | TX | 78132 | Comal | CN600125157 | RN100212067 | Equipment Wash Facility: Construct concrete pit used to trap sludge. Oil will be skimmed from the water. Cover for equipment and containment wall is built around to ensure zero runoff. | A positive use determination of 100% for the Equipment Wash Facility. | 1997-04-08 | 21495 | 100
2407 | T1 | TXI Operations LP | Hunter Cement Plant | 7781 FM 1102 | New Braunfels | TX | 78132 | Comal | CN600125157 | RN100212067 | Cooler tower ductwork, preheater tower - ductwork between clinker cooler and heat exchanger & preheater tower replacement. | A negative determination. This property does not qualify as pollution control property. | 1997-03-18 | 322280 | 100
2408 | T1 | TXI Operations LP | Hunter Cement Plant | 7781 FM 1102 | New Braunfels | TX | 78132 | Comal | CN600125157 | RN100212067 | Constructed environmental storage for oil, grease and solvents. | A positive use determination of 100% for the Used Oil Storage Facility and associated containment equipment. | 1997-04-08 | 7618 | 100
2409 | T1 | TXI Operations LP | Hunter Cement Plant | 7781 FM 1102 | New Braunfels | TX | 78132 | Comal | CN600125157 | RN100212067 | Installed Alkali Dust Collection System: air compressors, dust fans, fan dampers, fan ducts, fume hoods, controls, and reactor. | A positive use determination of 100% for the two air compressor units for the dust collectors; the portable air compressors; the dust collector fans, dampers and duct work installed to replace existing equipment; the 2 fume hoods installed in the laboratory; the spare parts (voltage controls and reactor) purchased for the electrostatic precipitator; and the Alkali Dust Collector System. | 1997-04-08 | 157666 | 100
2410 | T1 | TXI Operations LP | Hunter Cement Plant | 7781 FM 1102 | New Braunfels | TX | 78132 | Comal | CN600125157 | RN100212067 | Purchased water truck and tank, Tymco sweeper, and a road grader for dust control. | A negative determination. The property listed in this application, a road grader, is production equipment and not pollution control property. | 1997-04-08 | 292220 | 100
2411 | T1 | TXI Operations LP | Hunter Cement Plant | 7781 FM 1102 | New Braunfels | TX | 78132 | Comal | CN600125157 | RN100212067 | Constructed FCC silica dust bin. | Withdrawn by applicant | 1997-04-28 | 297500 | 100
2412 | T1 | TXI Operations LP | Hunter Cement Plant | 7781 FM 1102 | New Braunfels | TX | 78132 | Comal | CN600125157 | RN100212067 | Monitoring Equipment: O2 analyzer, monitors, infrared temp sensors, thermometers, camera monitor, and rousemount analyzers utilized for continuous emission testing. | A negative determination. The property listed in this application is production equipment and not pollution control equipment. | 1997-04-08 | 62691 | 100
2413 | T1 | TXI Operations LP | Hunter Cement Plant | 7781 FM 1102 | New Braunfels | TX | 78132 | Comal | CN600125157 | RN100212067 | Installation of new DCS. | A negative use determination has been issued for this application. The control room equipment listed in this application is process equipment and not pollution control property. A small portion of this project, the electrostatic precipitator control room and the relocation of the four Lear Siegler CEM electronic units, may qualify as pollution control property. If you wish to have these items reviewed please re-submit this application with only those items listed. No additional fee payment would be required. | 1997-03-04 | 1896510 | 100
2414 | T1 | TXI Operations LP | Hunter Cement Plant | 7781 FM 1102 | New Braunfels | TX | 78132 | Comal | CN600125157 | RN100212067 | Paving of parking lot and roadway for control of dust. | A positive use determination of 100% for the paving of the following plant areas: haul road from rock quarry to crusher with turn-around area and extending to the main road, the shipping road from the main road to the loadout building including associated parking areas, the truck wash area, the maintenance parking lot, and the guard area parking lot. | 1997-03-03 | 117944 | 100
2415 | T1 | TXI Operations LP | Hunter Cement Plant | 7781 FM 1102 | New Braunfels | TX | 78132 | Comal | CN600125157 | RN100212067 | Coke/Coal loading system. | Withdrawn by applicant | 1997-04-28 | 168000 | 100
2416 | T1 | TXI Operations LP | Streetman | I-45 Service Rd | Streetman | TX | 75859 | Navarro | CN600125157 | RN100211283 | Construction of a concrete fuel and oil storage container. | A positive use determination of 100% for the concrete structure constructed to serve as containment for the Fuel and Oil Storage area. | 1997-02-26 | 17232 | 100
2417 | T1 | TXI Operations LP | Streetman | I-45 Service Rd | Streetman | TX | 75859 | Navarro | CN600125157 | RN100211283 | Construct coal containment structure to contain water runoff. | A negative determination. The property listed in this application, coal containment structure, is not considered to be a pollution control device. The primary purpose of this device is to minimize coal moisture. | 1997-04-08 | 85523 | 100
2418 | T1 | TXI Operations LP | Streetman | I-45 Service Rd | Streetman | TX | 75859 | Navarro | CN600125157 | RN100211283 | Equipment Wash Facility: Construct wash facility and waste collection system. | A positive use determination of 100% for the Equipment Wash Facility. | 1997-04-08 | 26950 | 100
2419 | T1 | TXI Operations LP | Streetman | I-45 Service Rd | Streetman | TX | 75859 | Navarro | CN600125157 | RN100211283 | Installed and on-site recycling system to recycle anti-freeze. | A positive use determination of 100% for the Anti-Freeze Recycle System. | 1997-04-08 | 4667 | 100
2420 | T1 | TXI Operations LP | Clodine Lightweight Plant | 7535 Harlem Rd | Clodine | TX | 77469 | Fort Bend | CN600125157 | RN100210996 | Replaced berm on water containment pond. | A positive use determination of 100% for the project to replace the berm on the water containment pond. | 1997-02-26 | 15000 | 100
2421 | T1 | TXI Operations LP | Clodine Lightweight Plant | 7535 Harlem Rd | Clodine | TX | 77469 | Fort Bend | CN600125157 | RN100210996 | Dust Tank Unload System: Installation of variable speed rotary discharge feeder and addition of pneumatic feed system to transport material to discharge point cooler to be recycled. | A positive use determination of 100% for the modifications made to the kiln cooler dust collection system. | 1997-04-14 | 9500 | 100
2422 | T1 | TXI Operations LP | Clodine Lightweight Plant | 7535 Harlem Rd | Clodine | TX | 77469 | Fort Bend | CN600125157 | RN100210996 | Water Spray System: Includes a series of spray units that spray on a timed interval to keep surface area of stock piles moistened. System includes water lines, pump system, controls and installation. Installed a truck wash facility. | A positive use determination of 100% for the Water Spray System consisting of water lines, pump system, electrical controls and installation. | 1997-03-06 | 56000 | 100
2423 | T1 | TXI Operations LP | Clodine Lightweight Plant | 7535 Harlem Rd | Clodine | TX | 77469 | Fort Bend | CN600125157 | RN100210996 | Installed a dust collection system. | A positive use determination of 100% for the dust collection system installed at the Lightweight Aggregate Plant. | 1997-03-18 | 440315 | 100
2424 | T3 | BTM Capital Corporation | Midlothian Cement Plant | 245 Ward Rd | Midlothian | TX | 76065 | Ellis | RN100217199 | RN100217199 | Installed a 6200 feet long conveyor system at the quarry. | A positive use determination of 67% for the conveyor system which was installed. This use determination does not include the rock crusher or any related production equipment. | 1997-05-02 | 2750000 | 100
2425 | T2 | TXI Operations LP | TXI - Midlothian Cement Plant | 245 Ward Rd | Midlothian | TX | 76065 | Ellis | CN600125157 | RN100217199 | Resource recovery program which consists of burning waste derived fuels as an alternative to burning traditional fossil fuels. | A positive use determination of 100% for the pollution control property associated with the resource recovery project. The pollution control property consists of the impermeable coating on the concrete surface in the tank farm containment areas; the side walls in the waste fuel storage area; the Muffin Monster solids processing units; the analytical equipment including the ion chromatograph, cold vapor mercury analyzer; lab information system and the total organic carbon analyzer; the vapor vent back/vapor balance system on the waste storage tanks, and the fuel trailer agitator screws. | 1997-04-29 | 5300000 | 100
2426 | T1 | Phillips Petroleum Co | Phillips Petroleum - Houston | PO Box 1967 | Houston | TX | 77251 | Harris | Insufficent Information | Insufficent Information | Hydrocarbon & CO Monitors: This equipment alerts personnel of hydrocarbon and carbon monoxide releases. | A positive use determination of 100% for the Hydrocarbon and CO Monitors which were installed. | 1997-03-10 | 60800 | 100
2427 | T1 | Basis Petroleum Inc | Basis Houston Refinery | 9701 Manchester Dr | Houston | TX | 77012 | Harris | CN600127468 | RN100219310 | Number 3 Dock Vapor Recovery System Modifications: Replacing safety skid, retrofitting the blower with variable frequency drive, burner modifications and PLC programing changes. | A positive use determination of 50% for the #3 Dock Vapor Recovery System Modifications. | 1997-03-06 | 272400 | 100
2428 | T1 | BP Chemicals Inc | Green Lake | Highway 185N | Port Lavaca | TX | 77979 | Calhoun | CN600124531 | RN100210038 | Area paving and waste drain piping were installed to collect stormwater from the third train. | A positive use determination of 100% for the area paving and waste drain piping installed to collect stormwater from the third train. | 1997-02-26 | 932539 | 100
2429 | T1 | BP Chemicals Inc | Green Lake | Highway 185N | Port Lavaca | TX | 77979 | Calhoun | CN600124531 | RN100210038 | The aceto heads column was replaced as part of the third reactor project. | A positive use determination of 100% for the Aceto Heads Column Replacement project. Property includes the Aceto Heads and the Column Packing. | 1997-02-18 | 641327 | 100
2430 | T1 | BP Chemicals Inc | Green Lake | Highway 185N | Port Lavaca | TX | 77979 | Calhoun | CN600124531 | RN100210038 | The waste water stripper system consists of the waste water stripper, waste water stripper trays and the waste water pumps. | A positive use determination of 100% for the wastewater stripper system. | 1997-02-26 | 313569 | 100
2431 | T1 | BP Chemicals Inc | Green Lake | Highway 185N | Port Lavaca | TX | 77979 | Calhoun | CN600124531 | RN100210038 | Installation of the third reactor cyclone system. | A positive use determination of 100% for the Third Reactor Cyclone System. This determination is for cyclones which are used to remove and recycle catalyst. This determination does not include cyclones used for product recovery. | 1997-03-05 | 648859 | 100
2432 | T1 | BP Chemicals Inc | Green Lake | Highway 185N | Port Lavaca | TX | 77979 | Calhoun | CN600124531 | RN100210038 | Closed Drain System: Sump, sump pumps, sump ejector, sump containment and trenches. | A positive use determination of 100% for the Closed Drain System consisting of sump, sump pumps, sump ejector, sump containment and trenches. | 1997-02-26 | 473286 | 100
2433 | T2 | BP Chemicals Inc | Green Lake | Highway 185N | Port Lavaca | TX | 77979 | Calhoun | CN600124531 | RN100210038 | Nitrogen barrier seals were installed instead of water barrier on all process pumps for the third reactor. | A positive use determination of 100% for the nitrogen barrier seals installed on all process pumps in the third reactor. | 1997-02-19 | 98607 | 100
2434 | T1 | BP Chemicals Inc | Green Lake | Highway 185N | Port Lavaca | TX | 77979 | Calhoun | CN600124531 | RN100210038 | Absorber Off-gas Incineration System (AOGI) - AOGI package, AOGI NOx reduction, Analyzer building, absorber demister. | A positive use determination of 100% for the Absorber Off-gas Incineration System (AOGI) consisting of AOGI Package, AOGI NOx Reduction, Analyzer Building and Absorber Demister. | 1997-03-05 | 15210136 | 100
2435 | T2 | Marathon Ashland Petroleum Lyc | Marathon Ashland Petroleum | 1320 Loop 197 S | Texas City | TX | 77590 | Galveston | CN600244933 | RN102736550 | Amine scrubbing system and process wastewater systems. | A positive use determination of 100% for the collection, storage, and conveyance system for process wastewater and the amine scrubbing system. | 1997-04-30 | 8675000 | 100
2436 | T1 | GATX Terminals Corporation | GATX Galena Park Terminal | 906 Clinton Dr | Galena Park | TX | 77547 | Harris | CN600131882 | RN100237452 | Phase 1 of the Stormwater Implementation Plan. | A positive use determination of 100% for Phase I of the Stormwater System. The stormwater system consists of piping, valves, flanges, metering equipment, drainage ditches and impoundment areas. | 1997-02-26 | 309000 | 100
2437 | T1 | GATX Terminals Corporation | GATX Galena Park Terminal | 906 Clinton Dr | Galena Park | TX | 77547 | Harris | CN600131882 | RN100237452 | Conversion of the north holding basin into a corrective action management unit. | A positive use determination of 100% for the project to convert the North Holding Basin into a Corrective Action Management Unit. | 1997-02-26 | 1600000 | 100
2438 | T1 | GATX Terminals Corporation | GATX Galena Park Terminal | 906 Clinton Dr | Galena Park | TX | 77547 | Harris | CN600131882 | RN100237452 | West Plant Flare Upgrades: A. An additional flare was installed as a back-up to the truck/rail loading or reduced rate marine loading. B. Flare Upgrades - Replaced the detonation arrester elements with type IIB. Installed oxygen analyzers to control gas to the flare. | A positive use determination of 100% for the new flare which was installed and the upgrades to the existing flare. | 1997-03-05 | 485000 | 100
2439 | T1 | GATX Terminals Corporation | GATX Galena Park Terminal | 906 Clinton Dr | Galena Park | TX | 77547 | Harris | CN600131882 | RN100237452 | A mechanical shoe seal was installed on Tank 80-17. | A positive use determination of 100% for the mechanical shoe seal installed on Tank 80-17. | 1997-03-05 | 46000 | 100
2440 | T2 | Phillips Petroleum Co | Phillips Sweeny Refinery | Highway 35 & FM 524 | Old Ocean | TX | 77463 | Brazoria | CN603881871 | RN101619179 | This property includes installation of Predictive Emission Monitors in ethylene production Unit 22. | A positive use determination of 100% for the Predictive Emission Monitors installed in the ethylene production Unit 22. | 1997-02-13 | 1100000 | 100
2441 | T1 | Phillips Petroleum Co | Phillips Sweeny Refinery | Highway 35 & FM 524 | Old Ocean | TX | 77463 | Brazoria | CN603881871 | RN101619179 | This property includes the installation of marine vapor control system for dock #3 at Freeport Terminal I. The project included a vapor combustor, hydraulic pump, instrumentation, piping, structural steel, electrical, concrete, excavation, painting equipment rental, construction costs, engineering costs and contingency costs. | A positive use determination of 100% for the Dock #3 Marine Vapor Control System. | 1997-04-15 | 2027000 | 100
2442 | T1 | Phillips Petroleum Co | Phillips Sweeny Refinery | Highway 35 & FM 524 | Old Ocean | TX | 77463 | Brazoria | CN603881871 | RN101619179 | A regenerative thermal oxidizer will be installed. | A positive use determination of 100% for the Regenerative Thermal Oxidizer which was installed. | 1997-03-05 | 4815121 | 100
2443 | T1 | Phillips Petroleum Co | Phillips Sweeny Refinery | Highway 35 & FM 524 | Old Ocean | TX | 77463 | Brazoria | CN603881871 | RN101619179 | This property includes a concrete paved area that is used for cleaning of various equipment throughout the complex. The paved area includes sumps. | A positive use determination of 100% for the Bundle Cleaning Yard and containment sumps. | 1997-02-26 | 122000 | 100
2444 | T1 | Phillips Petroleum Co | Phillips Sweeny Refinery | Highway 35 & FM 524 | Old Ocean | TX | 77463 | Brazoria | CN603881871 | RN101619179 | Unit 24 (Ethylene) retrofitted four raw gas cracking furnaces with low NOx burners. | A positive use determination of 100% for the project to retrofit the four Unit 24 raw gas cracking furnaces with low NOx burners. | 1997-03-05 | 964000 | 100
2445 | T1 | Phillips Petroleum Co | Phillips Sweeny Refinery | Highway 35 & FM 524 | Old Ocean | TX | 77463 | Brazoria | CN603881871 | RN101619179 | The property includes the installation of all the necessary equipment needed to provide a vapor tight seal on the sumps and junction boxes in the oily water sewers. | A positive use determination of 100% for the vapor tight seals installed on the sumps and junction boxes in the oily water sump. | 1997-02-26 | 1900000 | 100
2446 | T1 | Oxy Petrochemicals Inc | Occidental Chemical Company | Rt 1, Box 141P | Bay City | TX | 77414 | Matagorda | Insufficient Information | Insufficient Information | Installed flare tip and flare knock out heater. | A positive use determination of 100% for the project to replace the Flare Tip and install the Knock Out Header. | 1997-03-04 | 314630 | 100
2447 | T1 | La Gloria Oil & Gas Company | Tyler Refinery | 1125 McMurry Dr | Tyler | TX | 75702 | Smith | CN602831232 | RN100222512 | Removal and disposal of asbestos from coke drums. | A positive use determination of 100% for the project to remove and dispose of asbestos from the coke drums. | 1997-04-16 | 59989 | 100
2448 | T1 | La Gloria Oil & Gas Company | Tyler Refinery | 1125 McMurry Dr | Tyler | TX | 75702 | Smith | CN602831232 | RN100222512 | Installed potable water system. | A positive use determination of 100% for the potable water system. | 1997-02-26 | 80000 | 100
2449 | T1 | IBP Inc | IBP Amarillo | FM 1912 & Hwy 66 E | Amarillo | TX | 79187 | Potter | CN600767016 | RN104928312 | Installed two Flygt Mixers in the Tannery Beamhouse Pretreatment Equalization Basin. Purchased a Sigma 900 Sampler. Installed a Venturi Scrubber with chemical injection. | A positive use determination of 100% for the two Flygt Mixers, the Sigma 900 Sampler and the Rendering Blood Venturi Scrubber with Chemical Injection. | 1997-02-26 | 52055.84 | 100
2450 | T1 | Advanced Micro Devices | Advanced Micro Devices | 5204 E Ben White | Austin | TX | 78741 | Travis | CN600411433 | RN100723741 | Thermal Oxidizer Systems: Property consists of exhaust duct to route emissions to existing thermal oxidizer. | A positive use determination of 100% for the exhaust duct installed to route emissions to the existing thermal oxidizer and or point of use thermal oxidizers. | 1997-03-04 | 39000 | 100
2451 | T1 | Advanced Micro Devices | Advanced Micro Devices | 5204 E Ben White | Austin | TX | 78741 | Travis | CN600411433 | RN100723741 | Packed Bed Scrubber Systems: Property consists of exhaust duct to route emissions to a packed bed crossflow scrubber system.. | A positive use determination of 100% for the ductwork, associated gaskets and ancillary equipment installed to exhaust corrosive air emissions into the packed bed crossflow scrubber system. | 1997-03-04 | 19800 | 100
2452 | T1 | Advanced Micro Devices | Advanced Micro Devices | 5204 E Ben White | Austin | TX | 78741 | Travis | CN600411433 | RN100723741 | Building 1 Hazardous Waste accumulation area, including waste management units #002 and #023. This property includes the construction of secondary containment structures, piping and ancillary equipment to control, convey and accumulate hazardous waste materials. | A positive use determination of 100% for the Building 1 Hazardous Waste accumulation area, including waste management unit #002 and #023. | 1997-04-10 | 535700 | 100
2453 | T1 | Advanced Micro Devices | Advanced Micro Devices | 5204 E Ben White | Austin | TX | 78741 | Travis | CN600411433 | RN100723741 | Solvent Waste Systems: This property includes piping and associated equipment to collect and convey hazardous solvent waste into an onsite collection system. | A positive use determination of 100% for the piping and associated equipment installed to collect and convey hazardous solvent waste. | 1997-02-26 | 59100 | 100
2454 | T1 | Advanced Micro Devices | Advanced Micro Devices | 5204 E Ben White | Austin | TX | 78741 | Travis | CN600411433 | RN100723741 | Solvent Tank: This property consists of a tank and associated equipment to collect hazardous solvent waste prior to offsite disposal. | A positive use determination of 100% for the tank and associated equipment installed to collect hazardous solvent waste prior to offsite disposal. | 1997-02-26 | 16100 | 100
2455 | T1 | Safety Kleen Corporation | Safety Kleen Corporation | 1722 Copper Creek Rd | Denton | TX | 76202 | Denton | CN600128128 | RN103896387 | Installation of thermal oxidizer scrubber system and associated equipment. Installation of additional safety equipment. Coating of tank farm concrete to prevent migration of waste. Installation of concrete curb at metal separation tower. | A positive use determination of 100% for the Thermal Oxidizer Scrubber System, the Upgrade to the Plant Fire Alarms, the Infrared Sensors Installed at the opening to the vats, the coating of the tank farm areas, and the curb installed at the metal separation tank. A negative use determination is given for the Breathable Air Suits. These Suits are worker safety equipment and not pollution control property. | 1997-03-27 | 2941436 | 100
2456 | T1 | Amerada Hess Corporation | Amerada Hess Seminole Gas Plant | 3 M N of Hwy 214 | Seminole | TX | 79360 | Gaines | CN600132245 | RN103758470 | Modify flare pilots fuel gas header by modifying piping, control trim, conduit, and wiring. Install a remote optical flare monitor on the flare pilots. Install two ultrasonic flow meters, one on the high BTU flare and one on the low BTU flare. Install a new emergency flare - project includes repair of existing flare, including a new burner tip, molecular seal, and pilots, and installation of temporary piping. | A positive use determination of 100% for the following projects: Modify Flare Pilots Fuel Gas Header; Install Remote Optical Flame Monitor on Flare Pilots; Install Two Ultrasonic Flow Meter; and Install a New Flare. | 1997-03-04 | 1594014 | 100
2457 | T1 | Amerada Hess Corporation | Amerada Hess Seminole Gas Plant | 3 M N of Hwy 214 | Seminole | TX | 79360 | Gaines | CN600132245 | RN103758470 | Increased the size of the line from SRU1 & SRU II incinerator blowers to the incinerator burners. Repipe the SRU II reactor furnace atmospheric vent so that it discharges into the incinerator feed gas line. Purchase and install continuous emission monitors at the SRU plant. Upgrade the ignition assemblies and the incinerator blowers for SRU I & SRU II. | A positive use determination of 100% for the following projects: 1. Increase Line Size From SRU1 & SRU2 Incinerator Air Blower to the Incinerator Burners. 2. Repipe the SRU2 Reactor Furnace Vent. 3. Purchase and Install SO2 Continuous Emission Monitors for SRU1 and SRU2. 4. Upgrade Ignition Assemblies for SRU1 and SRU2. 5. Purchase Incinerator Air Blower for SRU1 and SRU2. | 1997-03-06 | 328644 | 100
2458 | T1 | BASF Corporation | Freeport | 602 Copper Rd | Freeport | TX | 77541 | Brazoria | CN600124895 | RN102535143 | Pollution control property installed at the Acrylic Acid III Plant. Property includes: drainage system; acid water concentrator; concentrate header; vent headers; wash water system; plant blow down; high level switches on tanks and drums; closed loop sampler systems; cooling tower; spill pit expansion; concrete curbing and pavement for containment in the tank farm; high level switched for tanks and drums; incinerator and flare system; underground piping and site development; the portion of the building housing the new control room; piping and vent pipe and vapor recovery system for the Propylene Distribution system; monitor, controllers, flowmeters, alarms, indicators, level meters, and other monitoring and control equipment for the barge loading facility; wastewater tank and containment structure; OSBL piping and equipment; portion of piping and equipment used for vapor and steam recovery to reduce waste discharge. | A positive use determination of 100% for the Drainage System; the Acid Water Concentrator; the Concentrate Header; the Vent Headers; The Wash Water System; the Plant Blow Down System; the Closed Loop Samplers; the Cooling Tower blowdown, mist eliminators, washwater tank, and DiOL fractions tank; the Spill Pit expansion; the Tank Farm Containment; the High Level Switches; the Incinerator and Flare; the Underground Piping for contaminated process water; the portion of the new Control Room which houses pollution control and monitoring equipment; the monitors, controllers, flowmeters, alarms, indicators, level meters, and other monitoring and control equipment for the barge loading facility; the DM Unit wastewater tank and containment structure; and the OSBL Utility Piping and Equipment used to convey and contain contaminated process water. A positive use determination of 50% for the Propylene Vapor Recovery System and the Steam and Power Vapor/Steam Recovery System. | 1997-02-28 | 29600000 | 100
2459 | T1 | BASF Corporation | Freeport | 602 Copper Rd | Freeport | TX | 77541 | Brazoria | CN600124895 | RN102535143 | Demister - F49B vent coalescer, W-49C power ventilation heater, and W-49 C/D pourer ventilation blowers. | Returned for failure to respond to a deficiency letter. | 1997-07-28 | 187783 | 100
2460 | T1 | Quietflex Manufacturing Co LP | Quietflex Manufacturing | 4518 Brittmoore Rd | Houston | TX | 77041 | Harris | CN600582621 | RN100909621 | Installed a complete dust collection system which includes five baghouses and oxidizers. | A positive use determination of 100% for the complete Dust Collection System consisting of five baghouses and oxidizers. | 1997-03-04 | 773596 | 100
2461 | T1 | Alamo Quarry Market Ltd | Alamo Quarry Market Center | 255 E Basse Rd | San Antonio | TX | 78209 | Bexar | Not Regulated by TCEQ | No Regulated Entity at this Location | Constructed a parking lot. Property includes site fill and excavation. select fill, light duty pavement, heavy duty pavement, concrete pavement, curbs and sidewalks, pavement markings, mobilization, storm drains and land. | A negative determination. Letter from Rep Stiles - not legislative intent. Negative - this property is not pollution control property. | 1997-06-23 | 12439000 | 100
2462 | T1 | The Lubrizol Corporation | Lubrizol Bayport | 12801 Bay Area Blvd | Pasadena | TX | 77507 | Harris | CN600269617 | RN101058410 | Installed the U-801 HCL Storage Tank Scrubber consisting of an absorber, piping and instrumentation. | A positive use determination of 100% for the U-801 HCL Storage Tank Scrubber consisting of absorber, piping, and instrumentation. | 1997-02-14 | 79768 | 100
2463 | T1 | Motorola | Motorola - William Cannon | 6501 William Cannon | Austin | TX | 78735 | Travis | CN602689218 | RN102752763 | Construction of building and infrastructure including collection tanks for sulfuric acid reprocessor system. | A positive use determination of 100% for the project to construct a building and infrastructure, including collection tanks, for the sulfuric acid reprocessor system. | 1997-04-02 | 390686 | 100
2464 | T1 | Motorola | Motorola - William Cannon | 6501 William Cannon | Austin | TX | 78735 | Travis | CN602689218 | RN102752763 | Expansion and modifications of acid waste treatment system, including construction of blister room on waste treatment building, installation of new waste collection and reaction tanks, installation of reactor tank water cooling loop and installation of filter presses. | A positive use determination of 100% for the expansion and modifications of the acid waste treatment system. | 1997-02-28 | 116276 | 100
2465 | T1 | Motorola | Motorola - William Cannon | 6501 William Cannon | Austin | TX | 78735 | Travis | CN602689218 | RN102752763 | Construction of ducts and air mixing system for oxidizer exhaust connection with rotor-concentrator treated process exhaust. | A positive use determination of 100% for the ducts and the air mixing system which were installed. | 1997-03-06 | 39742 | 100
2466 | T1 | Motorola | Motorola - William Cannon | 6501 William Cannon | Austin | TX | 78735 | Travis | CN602689218 | RN102752763 | Construction of system to allow use of either waste mixed acid or waste sulfuric acid in the ammonia scrubber liquor. | A positive use determination of 100% for the system constructed to allow the use of either waste mixed acid or waste sulfuric acid in the ammonia scrubber liquor. | 1997-03-06 | 8645 | 100
2467 | T1 | Motorola | Motorola - William Cannon | 6501 William Cannon | Austin | TX | 78735 | Travis | CN602689218 | RN102752763 | Installation of centrifugal pumps for injection of acid reagent into wastewater treatment system. | A positive use determination of 100% for the centrifugal pumps. | 1997-02-28 | 36315 | 100
2468 | T1 | Motorola | Motorola - William Cannon | 6501 William Cannon | Austin | TX | 78735 | Travis | CN602689218 | RN102752763 | Installation of pumps, drain lines, piping upgrades and flow meters for waste acid collection and treatment systems. | A positive use determination of 100% for the pumps, drain lines, piping upgrades and flow meters. | 1997-02-28 | 74598 | 100
2469 | T1 | Motorola | Motorola - William Cannon | 6501 William Cannon | Austin | TX | 78735 | Travis | CN602689218 | RN102752763 | Installation of exhaust collection system on waste acid neutralization system. | A positive use determination of 100% for the installation of the exhaust collection system on the waste acid neutralization system. | 1997-03-06 | 75355 | 100
2470 | T1 | Motorola | Motorola - William Cannon | 6501 William Cannon | Austin | TX | 78735 | Travis | CN602689218 | RN102752763 | Modifications of existing waste solvent collection system to receive new solvent. | A positive use determination of 100% for the modifications to the existing waste solvent collection system. | 1997-02-28 | 81514 | 100
2471 | T1 | Borg-Warner Automotive Inc | Performance Friction Products | Highway 349 | Longview | TX | 75604 | Gregg | CN603893496 | Insufficient Information | Mist Collector for the Mazak lathe. Hycarb Room pH monitoring equipment. Cover for the mineral spirits storage tanks. Pufs-E Filter System takes coolant and pulls the water away from the concentrate prior to disposal. | A positive use determination of 100% for the Mist Collector, the pH Monitoring Equipment, the SDF-2 Torit Downflow Collector, the Cover for the Mineral Storage Tanks, and the PUFS-E Filter System. | 1997-03-27 | 14471.62 | 100
2472 | T1 | Consolidated C-Stores | Checkered Flag | 4940 Davis Blvd | Fort Worth | TX | 76180 | Tarrant | CN604448613 | RN102383957 | Installed level monitor and wells. Installed Stage II Vapor Recovery system consisting of piping, dispensers, hoses and nozzles. Installed cathodic protection. | A positive use determination of 100% for the tank level monitors and wells, and the cathodic protection which were installed. A positive use determination of 50% for the piping, dispensers, hoses, and nozzles installed. | 1997-02-28 | 74210 | 100
2473 | T3 | GPM Gas Company LLC | GPM Gas N Cowden Plant | Hwy 185 Near Goldsmith | Odessa | TX | 79760 | Ector | CN601229917 | RN102176039 | GPM has installed equipment to reduce emissions and increase efficiencies through new equipment, material, modifications and other costs. As part of the project both acquired plants, including a grandfathered facility, as well as all but one of the booster stations in the area were shut down. | A positive use determination of 34.72% for the following projects/equipment: Goldsmith Plant upgrade, the new pipeline/gathering system, the new compression, booster, Chapel Hill (Ector, Total Flow equipment. This property was installed in order to reduce overall plant emissions. | 1997-04-13 | 1836688 | 100
2474 | T1 | GPM Gas Company LLC | GPM Gas Imperial Plant | 1/2 M E of Hwy 1053 | Crane County | TX | 79731 | Crane | CN601587348 | RN102054830 | Installed one Caterpillar G3516 TALE with JGE aerial compressor. This system uses lean burn technology. | A positive use determination of 20% for the Caterpillar G3516 TALE with JGE aerial compressor. | 1997-03-06 | 400000 | 100
2475 | T1 | TXU Electric Company | Substations | Various See App | Tarrant County | TX | 76118 | Tarrant | CN603313842 | Insufficient Information | Installation of a secondary containment system. An earthen berm was completely built around the oil-filled equipment in the substation. Drains were installed to allow the removal of water. Polymer imbiber beads were installed in the drains. | A positive use determination of 100% for the secondary containment systems installed at the Handley and Hemphill Substations. | 1997-02-28 | 81398 | 100
2476 | T1 | TXU Electric Company | Collin County Substations | Various See App | Collin County | TX | 75074 | Collin | CN603313842 | Insufficient Information | Installation of a secondary containment system. An earthen berm was completely built around the oil-filled equipment in the substation. Drains were installed to allow the removal of water. Polymer imbiber beads were installed in the drains. | A positive use determination of 100% for the secondary containment systems installed at the Allen and Renner Switch Substations. | 1997-02-28 | 50882 | 100
2477 | T1 | TXU Electric Company | Royce Switch Substation | 1400 W Hwy 66 | Royce City | TX | 75189 | Rockwall | CN603313842 | Insufficient Information | Installation of a secondary containment system. An earthen berm was completely built around the oil-filled equipment in the substation. Drains were installed to allow the removal of water. Polymer imbiber beads were installed in the drains. | A positive use determination of 100% for the secondary containment system installed at the Royce Switch Substation. | 1997-03-13 | 270454 | 100
2478 | T1 | TXU Electric Company | Edgewood Substation | Hwy 80/Ready Rebuilt | Edgewood | TX | 75117 | Van Zandt | CN603313842 | Insufficient Information | Installation of a secondary containment system. An earthen berm was completely built around the oil-filled equipment in the substation. Drains were installed to allow the removal of water. Polymer imbiber beads were installed in the drains. | A positive use determination of 100% for the secondary containment installed at the Edgewood Substation. | 1997-02-28 | 40361 | 100
2479 | T1 | TXU Electric Company | Sandow SES | PO Box 1111 | Rockdale | TX | 76567 | Milam | CN600128490 | RN102147881 | Upgrading of the Unit 4 SO2 Control System (scrubber) gas ducts and associated structural steel modifications. The project includes the following items: 1. Absorber Tower Outlet Duct - add a protective roof over the top of each roof. 2. Bypass Duct - upgrade duct bracing system, blank off the reheat connection to the bypass tie, add grating platform below the bypass duct; Absorber Tower Inlet Manifold - add insulation and duct platework, add checkered plate over roof, reinforce guillotine damper frames; 4. Inlet Duct - add insulation and platework, add checkered plate over roof, reinforce guillotine damper frames, add duct damper access platform and ladder; 5. Modify reaction tank vents. | A positive use determination of 100% for the upgrade of the Unit 4 SO2 Control System gas ducts and associated structural steel modifications. | 1997-03-06 | 2047648 | 100
2480 | T1 | TXU Electric Company | North Main | 210 NW 4Th St | Fort Worth | TX | 76106 | Tarrant | CN600135511 | RN100685577 | Purchase and install a groundwater remediation system to extract shallow groundwater, remove contaminants and discharge the treated water into a sanitary sewer system. The system includes three extraction wells, an air stripper, a storage tank, a building, and other associated equipment. | A positive use determination of 100% for the project to install the system to extract and treat contaminated groundwater at the North Main Recycling Site. | 1997-02-28 | 258827 | 100
2481 | T1 | TXU Electric Company | Martin Lake Sees | 8850 FM 2658 N | Henderson | TX | 75653 | Titus | CN600135511 | RN105127682 | A new surface impoundment was constructed for the temporary storage of scrubber water. | A positive use determination of 100% for the new surface impoundment constructed for the temporary storage of scrubber water. | 1997-02-28 | 864143 | 100
2482 | T1 | TXU Electric Company | Martin Lake Sees | 8850 FM 2658 N | Henderson | TX | 75653 | Rusk | CN600135511 | RN105127682 | This project involved the purchase and installation of a new 430 HP motor on one of the Low Pressure Ash Water Pumps. | A positive use determination of 100% for the new 450 HP motor installed on the low Pressure Ash Water pumps. | 1997-02-28 | 41828 | 100
2483 | T1 | TXU Electric Company | Martin Lake Sees | 8850 FM 2658 N | Henderson | TX | 75653 | Rusk | CN600135511 | RN105127682 | This project involved replacing the existing HVAC system in the Units 1, 2, and 3 Scrubber Control Rooms with a water cooled HVAC system that will be enclosed in a protective housing. | A positive use determination of 100% for the replacement of the Unit 1 Scrubber Control Room South HVAC System, Unit 2 Scrubber Control Room North and South HVAC System, and the Unit 3 Scrubber Control Room North and South HVAC System. | 1997-03-06 | 292826 | 100
2484 | T1 | TXU Electric Company | Martin Lake Sees | 8850 FM 2658 N | Henderson | TX | 75653 | Rusk | CN600135511 | RN105127682 | This project involves upgrading the Units 1 and 2 SO2 Control Systems (scrubbers). Included in this project scope is the design and construction of plant water balance projects to ensure that all plant water handling systems have the capacity to support the needs of the scrubber system. Items included in this project are: Replace Unit 2 inlet dampers. Replace Units 1, 2, and 3 walkways and platforms. Add solids area sump for Units 1, 2, and 3. Unit 1, 2, and 3 Scrubber area sump and drain control valve modification. Install common facilities instrument air dryers and dibasic acid feed system, Replace Unit 1 inlet dampers. Modify Units 1 and 2 outlet duct and replace dampers. Modify Units 1 and 2 C & D scrubber towers. Modify Units 1, 2, and 3 inlet manifold and bypass duct. Add Unit 3 South thickener sump and lignite area runoff pond. Install Units 1, 2, and 3 electrical and freeze protection equipment. Add common facilities thickener underflow system. Modifications to Units 1, 2 and 3 service water systems. Add common facilities thickener overflow system. | A positive use determination of 100% for the project to upgrade the Units 1 and 2 SO2 Control Systems (scrubbers). | 1997-04-03 | 71000000 | 100
2485 | T1 | TXU Electric Company | Dallas County Substations | Various See App | Dallas County | TX | 75247 | Dallas | CN603313842 | Insufficient Information | Installation of a secondary containment system. An earthen berm was completely built around the oil-filled equipment in the substation. Drains were installed to allow the removal of water. Polymer imbiber beads were installed in the drains. | positive use determination of 100% for the secondary containment installed for the Centerville Switch Substation and the Lawson Road Substation. | 1997-02-28 | 84321 | 100
2486 | T1 | Agrium Us Inc | Borger Nitrogen Operations | 9201 Farm Road 1551 | Borger | TX | 79007 | Hutchinson | CN600128227 | RN101865715 | Installed a waste gas stream flare system. | A positive use determination of 100% for the Waste Gas Stream Flare System. | 1997-03-06 | 1003510 | 100
2487 | T1 | Union Carbide Corporation | Union Carbide - Texas City | 3301 5Th Ave S | Texas City | TX | 77592 | Galveston | CN601688781 | RN100219351 | Replaced three gas turbines with one large gas turbine. The new turbine incorporates the latest combustor technology and associated hardware, and a steam injection system into the fuel supply. | Returned for failure to respond to a deficiency letter. | 1997-04-25 | 1290000 | 100
2488 | T1 | Union Carbide Corporation | Union Carbide - Texas City | 3301 5Th Ave S | Texas City | TX | 77592 | Galveston | CN601688781 | RN100219351 | The new Organic Acids unit will employ an improved technology which improves raw material efficiencies, while meeting and exceeding environmental operating parameter. A partial determination is requested. | Returned for failure to respond to a deficiency letter. | 1997-04-25 | 2394000 | 100
2489 | T1 | Nucor Corporation, Vulcraft Division | Nucor Corp - Vulcraft | Hwy 287 N | Grapeland | TX | 75844 | Houston | CN604422428 | RN102448792 | Constructed a metal shed to cover freshly painted steel product. | A positive use determination of 100% for the metal shed with concrete slab. | 1997-04-03 | 47908 | 100
2490 | T1 | Nucor Corporation, Vulcraft Division | Nucor Corp - Vulcraft | Hwy 287 N | Grapeland | TX | 75844 | Houston | CN604422428 | RN102448792 | Constructed a metal shed which covers the primer and paint tanks. The purpose of the shed is to divert rainwater from the containment structure which surrounds the tanks. | A positive use determination of 100% for the metal shed constructed to cover the primer and paint tanks. | 1997-04-03 | 79000 | 100
2491 | T2 | Star Enterprise | Star Enterprise - Port Arthur Plant | 2100 Houston Ave | Port Arthur | TX | 77641 | Jefferson | Insufficient Information | Insufficient Information | This project will totally enclose the process waste water system in a vapor tight system. Property includes a vapor collection system, instrumentation, piping, and supports. | A positive use determination of 100% for the project to totally enclose the process wastewater system in a vapor tight system. | 1997-02-28 | 5798000 | 100
2492 | T1 | Motorola | Motorola - Ed Bluestein | 3501 Ed Bluestein Bl | Austin | TX | 78721 | Travis | CN600271365 | RN100843747 | The following projects/equipment: Ammonia Scrubbers & Exhaust Collection System (A-Building), Ammonia Scrubbers & Exhaust Collection System (B-Building), Ammonia Exhaust Collection System (Y-Building), Acid Scrubber (U-Building), Acid Scrubbers & Exhaust Collection System (P-Building), Regenerative Thermal Oxidizer Installation/Upgrade (B-Building). | A positive use determination of 100% for the three ammonia scrubbers and exhaust collection system for the A-Building, the two ammonia scrubbers and exhaust collection system for the B-Building, the ammonia exhaust collection system for the Y-Building, the Y-Building and U-Building acid fume scrubbers, the two acid fume scrubbers and exhaust collection system for the P-Building, and the Regenerative Thermal Oxidizer for the B-Building. | 1997-03-21 | 8952000 | 100
2493 | T1 | Montell USA Inc | Montell Bayport Faculty | 12001 Bay Area Blvd | Pasadena | TX | 77507 | Harris | CN604188763 | RN100216761 | PCB Transformer Removal project. | A positive use determination of 100% for the PCB Transformer Removal project. | 1997-02-28 | 288768 | 100
2494 | T1 | Montell USA Inc | Montell Bayport Faculty | 12001 Bay Area Blvd | Pasadena | TX | 77507 | Harris | CN604188763 | RN100216761 | Rainwater to Holding Pond Project. Cooling Tower Hydrocarbon Analyzer Project. | A positive use determination of 100% for the Rainwater To Holding Pond Project and the Cooling Tower Hydrocarbon Analyzer. | 1997-02-28 | 133881 | 100
2495 | T1 | Montell USA Inc | Montell Bayport Faculty | 12001 Bay Area Blvd | Pasadena | TX | 77507 | Harris | CN604188763 | RN100216761 | The following projects: Elevated Flare Refurbishment. D-line Steamer Modifications. Fugitive Emissions Repair and Replacement. Baghouse Maintenance & Repair. Hydrogen Removal System. Flare Camera. Dryer Hydrocarbon GC. Flare Meter. Additive Seal Pot. Propane Recovery. | A positive use determination of 100% for the following projects: Elevated Flare Refurbishment, D-Line Steamer Modifications, M-3501 Recirculation Gas Analyzer, Fugitive Emissions Repair and Replacement, Baghouse Maintenance and Repair, Hydrocarbon Removal System, Flare Camera, the On-Line Hydrocarbon Analyzer, Flare Meter, Additive Seal Pot and Propane Recovery. | 1997-04-01 | 1292921 | 100
2496 | T1 | Elf Atochem North America Inc | Elf Atochem North America Inc | 18000 Crosby Eastgate Rd | Crosby | TX | 77532 | Harris | CN600124044 | RN100210301 | The site began construction of a new wastewater treatment unit in 1996. The project includes wastewater handling systems (pumps, agitators, piping, sump, monitoring equipment, etc.). The project included the construction of secondary containment structures for hazardous material, and loading/unloading areas. Construction of storage tanks for waste with ancillary equipment and monitoring devices. | A positive use determination of 100% for the new wastewater treatment unit. | 1997-02-28 | 2800000 | 100
2497 | T1 | Elf Atochem North America Inc | Elf Atochem North America Inc | 18000 Crosby Eastgate Rd | Crosby | TX | 77532 | Harris | CN600124044 | RN100210301 | The site manages raw materials, products, wastes and spent acid in tanks and containers. The tank systems and container storage areas require secondary containment to prevent pollution of the environment. Installed liners/coating in 8 secondary containment areas. | A positive use determination of 100% for the liners/coatings installed in the eight secondary containment areas. | 1997-02-28 | 2783 | 100
2498 | T1 | Elf Atochem North America Inc | Elf Atochem North America Inc | 18000 Crosby Eastgate Rd | Crosby | TX | 77532 | Harris | CN600124044 | RN100210301 | The site uses sulfuric acid in the manufacturing process. A tank system consisting of a tank, piping and electronic controls was installed to collect the spent acid for recycling. | A positive use determination of 100% for the tank, piping, and electronic controls installed to collect spent acid. | 1997-02-28 | 72000 | 100
2499 | T1 | Elf Atochem North America Inc | Elf Atochem North America Inc | 18000 Crosby Eastgate Rd | Crosby | TX | 77532 | Harris | CN600124044 | RN100210301 | The site disposes of process wastewater by injection into permitted on-site injection wells. Ancillary equipment (pump and piping) have been installed as part of the leaf filter system. | A positive use determination of 100% for the pumps and piping installed as part of the on-site injection well system. | 1997-02-28 | 5400 | 100
2500 | T1 | Elf Atochem North America Inc | Elf Atochem North America Inc | 18000 Crosby Eastgate Rd | Crosby | TX | 77532 | Harris | CN600124044 | RN100210301 | The site manages hazardous wastes in containers. The site constructed a new RCRA 90 day storage building. Included in the construction is secondary containment for the building and the loading/unloading areas. | A positive use determination of 100% for the hazardous waste storage building and the secondary containment structures. | 1997-02-28 | 130000 | 100
2501 | T1 | Elf Atochem North America Inc | Elf Atochem North America Inc | 18000 Crosby Eastgate Rd | Crosby | TX | 77532 | Harris | CN600124044 | RN100210301 | In an effort to reduce the amount of wastewater generated water meters have been installed to monitor water Usage and to aid in minimizing wastewater production. | A positive use determination of 100% for the water meters which were installed. | 1997-02-28 | 7000 | 100
2502 | T1 | Cooper Cameron Corporation | Cooper Cameron Liberty Plant | Us Hwy 90E & FM1909 | Liberty | TX | 77575 | Liberty | Insufficient Information | Insufficient Information | Installed a new wastewater treatment facility (Haliburton Sewage Treatment Plant). | A positive use determination of 100% for the Haliburton Sewage Treatment Plant. | 1997-02-28 | 207754.67 | 100
2503 | T1 | Van Der Horst USA Corporation | Van Der Horst USA | 419 E Grove St | Terrell | TX | 75160 | Kaufman | CN600284699 | RN100574235 | 1. Installed four new holding tanks in the waste treatment facility. 2. Constructed a secondary containment area in the waste treatment facility. | A positive use determination of 100% for the holding tanks and secondary containment installed in the waste treatment facility. | 1997-02-28 | 16705 | 100
2504 | T1 | Texas Petrochemicals Corporation | Texas Petrochemicals Corporation | 8600 Park Place Blvd | Houston | TX | 77017 | Harris | CN603436122 | RN100219526 | A catalyst oxidation system with an unfired heat recovery steam generator is being replaced with a system that will supplement ally fire the exhaust gas across a duct burner. The new equipment includes a duct burner, a ceramic fiber lined furnace section for residence time, and a heat recovery system. | A positive use determination of 100% for the gas fired duct burner and the ceramic fiber lined furnace section installed in the #1 DEH unit. A negative determination is given for the heat recovery boiler which is considered to be process equipment. | 1997-03-11 | 7830000 | 100
2505 | T1 | Bayer MaterialScience LLC | Bayer - Houston | 8701 Parkplace Blvd | Houston | TX | 77017 | Harris | CN600124440 | RN100700277 | Installed facilities to prevent xylene from going to the atmosphere out of the existing E-504 exchanger and from going into the trench out of the existing F-509 decanter. Property includes piping, steam ejectors, nitrogen piping and pressure controls, rupture disk, safety relief valve, a capacitance probe-type interface level control loop, a temperature indicator, a conductivity indicator, interlocks, and instrumentation including two pressure loops, a level loop, a temperature loop, and a conductivity loop. | A positive use determination of 100% for the facilities installed to prevent xylene from going to the atmosphere out of the existing E-504 exchanger and from going to the trench form the existing F-509 decanter. | 1997-02-28 | 334632 | 100
2506 | T1 | Radian International LLC | Radian Electronics Division | 15508 Bratton Ln | Austin | TX | 78728 | Travis | CN603271701 | RN106602717 | Property: a new wastewater treatment system, which in short is a 2-train six module micro filtration system. Other property includes: pH electrodes, controls and recorders, wastewater sampling equipment, process specific treatment equipment, a metering manhole, flow measuring electronics, an emergency diversion system, a cascading polishing system, pumps, plumbing, controllers, chart paper, transmitters, receivers, decking to mount controls, sampling equipment, wastewater tanks, alarms, horns, strobes, level controls and switches, electrical , flow switches, flow meters, pneumatic systems, flooring liners, engineering, design, and overhead. | A positive use determination of 100% for the new wastewater treatment system, a 2-train six module micro filtration system, and associated equipment. | 1997-02-28 | 305540.61 | 100
2507 | T3 | BP Chemicals Inc | Green Lake | Highway 185N | Port Lavaca | TX | 77979 | Calhoun | CN600124531 | RN100210038 | Spent Catalyst Regeneration System. Quench Stripper. | A positive use determination of 24.38% for the AN-3 project. This partial percentage represents that part of the project related to the Spent Catalyst Regeneration System and the Quench Stripper. | 1997-04-07 | 12816280 | 100
2508 | T1 | BP Chemicals Inc | Green Lake | Highway 185N | Port Lavaca | TX | 77979 | Calhoun | CN600124531 | RN100210038 | The following projects: 94-0557: Wastewater Tank A, 95-0538: Wastewater Tank B, 95-0563: Filtered Wastewater tank. | A positive use determination of 100% for the Wastewater Filtration Tanks (Projects 94-0557, 95-0538, 95-0563). | 1997-02-28 | 1325015 | 100
2509 | T1 | Anheuser-Busch Companies Inc | Anheuser-Busch Inc | 775 Gellhorn Dr | Houston | TX | 77029 | Harris | CN600125629 | RN100211697 | Parking Lot - Surface employee overflow and Tour parking lot to meet Harris County Env. Regulations. | A positive use determination of 100% for the parking lot paving project. | 1997-04-03 | 1800000 | 100
2510 | T3 | Anheuser-Busch Companies Inc | Anheuser-Busch Inc | 775 Gellhorn Dr | Houston | TX | 77029 | Harris | CN600125629 | RN100211697 | Four Projects: a. Automated Chill Proofing - ACP is a material utilized in place of diatomaceous earth (DE) as a filtering medium in the final filtering process. b. Yeast Separators - Use of yeast separators was also beneficial in reducing the DE usage by improving the clarity of the beer before final filtering. Blockhouse HVAC: project to replace the six Freon HVAC units with and ammonia to direct chilled water units. Capacity increased by 15%. Request an 85% determination. Beer Out Temperatures (BOT): A new central BOT cooling system replaced three individual cooling loops. The new system reduces waterflow to sewer by 300,000 gallon per day. | A positive use determination of 85% for the Block House HVAC project. A positive use determination of 50% for the Automated Chill Proofing project and the Yeast Separators project. A positive use determination of 14.3% for the Beer Out Temperature project. | 1997-11-19 | 9851199 | 100
2511 | T1 | Mobil Chemical Co | Mobil Houston Olefins Plant | 9822 La Porte Fwy | Houston | TX | 77017 | Harris | CN600125777 | RN102576063 | Installed a vent collection system and a Thermal Oxidizer to destruct collected vent gases. | A positive use determination of 100% for the vent collection system and Thermal Oxidizer Unit which were installed. | 1997-03-05 | 688700 | 100
2512 | T1 | Mobil Chemical Co | Mobil Houston Olefins Plant | 9822 La Porte Fwy | Houston | TX | 77017 | Harris | CN600125777 | RN102576063 | The project provides an additional tank to facilitate separation of oil/water emulsion from the process wastewater. | A positive use determination of 100% for the new tank installed as part of the wastewater treatment process. | 1997-03-05 | 127000 | 100
2513 | T1 | BP Chemicals Inc | Green Lake | Highway 185N | Port Lavaca | TX | 77979 | Calhoun | CN600124531 | RN100210038 | The site has constructed concrete containment and dikeage in the hazardous waste handling area. | A positive use determination of 100% for the completion of the project to construct concrete containment and dikeage in the hazardous waste handling area. | 1997-03-05 | 1051698 | 100
2514 | T1 | The Dow Chemical Company | The Dow Chemical Company | 2301 Brazosport Blvd | Freeport | TX | 77541 | Brazoria | CN600356976 | RN102692258 | This project consisted of adding a scrubber (T-793) and associated equipment to remove contaminants from the vapor gas stream off the vacuum jets in the B-3800 GMA Market Development facility. | A positive use determination of 100% for scrubber T-793 and associated equipment. | 1997-01-24 | 121000 | 100
2515 | T1 | The Dow Chemical Company | The Dow Chemical Company | 2301 Brazosport Blvd | Freeport | TX | 77541 | Brazoria | CN600356976 | RN102692258 | A portion of this project contained a water conservation project, which consisted of modifying pipe, pumps, valves, and instrumentation to increase the recycled use of recovered wastewater. | A positive use determination of 100% for the Water Conservation project which consisted of modifying pipe, pumps, valves and instrumentation to increase the recycled use of recovered wastewater. | 1997-01-21 | 125000 | 100
2516 | T1 | The Dow Chemical Company | The Dow Chemical Company | 2301 Brazosport Blvd | Freeport | TX | 77541 | Brazoria | CN600356976 | RN102692258 | This project consisted of adding a grinder and hydro-clone to remove particulate matter from plant vent gas stream. | A positive use determination of 100% for the grinder and the hydro-clone. | 1997-01-24 | 20000 | 100
2517 | T1 | The Dow Chemical Company | The Dow Chemical Company | 2301 Brazosport Blvd | Freeport | TX | 77541 | Brazoria | CN600356976 | RN102692258 | This project consisted of modifying the drainage area, basins, valves, and underground lines in the B3806 plant to help segregate stormwater from process water. The project also added a new sump pump and piping to convey contaminated process water. | A positive use determination of 100% for the project to modify the drainage area, basins, valves and underground lines in the B-3806 area and the installation of the new sump pump. | 1997-01-21 | 95000 | 100
2518 | T3 | The Dow Chemical Company | The Dow Chemical Company | 2301 Brazosport Blvd | Freeport | TX | 77541 | Brazoria | CN600356976 | RN102692258 | The PCP recovery project involved the installation of a new distillation tower to recover additional intermediate product. | A positive use determination of 20% for the construction of the distillation tower in the Cholorpyrdine Unit. | 1997-01-30 | 440000 | 100
2519 | T1 | The Dow Chemical Company | The Dow Chemical Company | 2301 Brazosport Blvd | Freeport | TX | 77541 | Brazoria | CN600356976 | RN102692258 | Secondary containment, consisting of a concrete slab throughout the process area with a containment dike, is being constructed at the Toluene Diisocyanate production facility. | A positive use determination of 100% for the secondary containment, consisting of a concrete slab and containment dike, which was installed. | 1997-03-05 | 698000 | 100
2520 | T1 | The Dow Chemical Company | The Dow Chemical Company | 2301 Brazosport Blvd | Freeport | TX | 77541 | Brazoria | CN600356976 | RN102692258 | A segregated stormwater collection and handling system is being installed as the Toluene Diisocyanate production facility. The system consists of a concrete trench system, concrete sump, leak detection/leachate collection system, and associated pumps and associated piping. | A positive use determination of 100% for the segregated stormwater collection and handling system installed at the Toluene Diisocyanate production facility. | 1997-03-05 | 322000 | 100
2521 | T1 | The Dow Chemical Company | The Dow Chemical Company | 2301 Brazosport Blvd | Freeport | TX | 77541 | Brazoria | CN600356976 | RN102692258 | Installed two activated carbon adsorption systems at the Toluene Diisocyanate production facility. | A positive use determination of 100% for the two activated carbon adsorption systems installed at the Toluene Diisocyante production facility. | 1997-03-05 | 200000 | 100
2522 | T2 | The Dow Chemical Company | The Dow Chemical Company | 2301 Brazosport Blvd | Freeport | TX | 77541 | Brazoria | CN600356976 | RN102692258 | Constructed a refrigerated vent condenser and associated equipment designed to reduce emissions of Ortho-Dichlorobenze from a process vent at the Toluene Diisocyante production facility. | A positive use determination of 100% for the refrigerated vent condenser system. | 1997-03-20 | 380000 | 100
2523 | T3 | The Dow Chemical Company | The Dow Chemical Company | 2301 Brazosport Blvd | Freeport | TX | 77541 | Brazoria | CN600356976 | RN102692258 | The property in this application consists of 918 "leakless" flanges installed in areas of the plant in phosgene and/or Hydrogen Chloride service at the Toluene Diisocyanate production facility. | A positive use determination of 90% for the 918 leakless flanges which were installed in areas of the plant in phosgene and hydrogen chloride service. | 1997-03-19 | 428400 | 100
2524 | T3 | The Dow Chemical Company | The Dow Chemical Company | 2301 Brazosport Blvd | Freeport | TX | 77541 | Brazoria | CN600356976 | RN102692258 | The property in this application consists of 46 sealless pumps installed at the Toluene Diisocyanate production facility. The determination is being requested for the sealless feature of the pumps. | A positive use determination of 65% for the 46 sealless pumps installed in the B-400/B-1000 Toluene Diisocyanate Production Facility. | 1997-03-21 | 2571500 | 100
2525 | T1 | The Dow Chemical Company | The Dow Chemical Company | 2301 Brazosport Blvd | Freeport | TX | 77541 | Brazoria | CN600356976 | RN102692258 | Installed an emergency mitigation system, consisting of a panel type enclosure surrounding phosgene and/or HCI containing equipment, an exhaust blower that maintains a constant negative pressure on the enclosure, two recirculating caustic scrubbers, a dispersion stack, monitors on the stack, and a concrete trench and sump system with leak detection/leachate collection system, at the Toluene Diisocyanate production facility. | A positive use determination of 100% for the emergency mitigation system installed at the Toluene Diisocyanate production facility. | 1997-03-05 | 4746000 | 100
2526 | T1 | Baytank Inc | Baytank (Houston) | 12211 Port Rd | Seabrook | TX | 77586 | Harris | CN603555897 | RN100218411 | Items associated with the completion of Bay 14. Pollution control items that were installed include: concrete retaining walls, clay dikes, HDPE liner, pressurization of tanks, instrumentation to reduce the possibility of spills and emissions, vapor balancing lines and hoses, safety equipment and instruments on vapor lines and associated indirect cost. | A positive use determination of 100% for the pollution control items associated with the completion of Bay 14. | 1997-04-02 | 2066600 | 100
2527 | T1 | Baytank Inc | Baytank (Houston) | 12211 Port Rd | Seabrook | TX | 77586 | Galveston | CN603555897 | RN100218411 | Items associated with the completion of Bay 14. Pollution control items that were installed include: concrete retaining walls, clay dikes, HDPE liner, pressurization of tanks, instrumentation to reduce the possibility of spills and emissions, vapor balancing lines and hoses, safety equipment and instruments on vapor lines and associated indirect cost. | A positive use determination of 100% for the pollution control items associated with the completion of Bay 14. | 1997-04-02 | 2066600 | 100
2528 | T1 | Georgia Gulf Corporation | Georgia Gulf Corporation | 3503 Pasadena Frwy | Pasadena | TX | 77503 | Harris | CN604301937 | RN100213958 | Installed the following pollution control property: Cumene groundwater remediation system, fugitive emission tagging new equipment, new 20" flare header, vent seal pots to flare, purchase spare seals for new pumps and new P-90's, H-1 PLC programing by Petrocon, modify H-1 burner management system, vent new AE-2238 exhaust and AE-2105 and AE-203 to flare header, repair broken sewer line, and locate main sanitary sewer line to M-1. | A positive use determination of 100% for the following projects: Cumene Groundwater remediation, Fugitive Emission Tagging New Equipment, New 20" Flare Header, Vent Seal Pots Routed to Flare, Purchase Spare Seals for P-90's, H-1 PLC Programing, Modify H-1 Burner Management System, Vent AE-2238, AE-2105 and AE-203 to Flare Header, Repair Broken Sewer Line, and Locate Main Sanitary Sewer Line to M-1. | 1997-03-27 | 383707 | 100
2529 | T1 | The Dow Chemical Company | The Dow Chemical Company | 2301 Brazosport Blvd | Freeport | TX | 77541 | Brazoria | CN600356976 | RN102692258 | Located stationary emission monitors at strategic locations at the Toluene Diisocyanate production facility. | A positive use determination of 100% for the Stationary Air Emission Monitors installed at various locations at the Toluene Diisocyanate production facility. | 1997-03-05 | 1650000 | 100
2530 | T1 | Texas Foundries Ltd | Texas Foundries | 1611 N Raguet | Lufkin | TX | 75903 | Angelina | CN602869547 | RN100218288 | Dust Handling Project: Property includes three dense phase conveying systems to handle bag house dust with screw feeder/conveyors for each system; the 100 ton capacity silo with attachments and foundation; the associated electrical and plumbing as required by the project. | A positive use determination of 100% for the Dust Handling Project. | 1997-03-12 | 456000 | 100
2531 | T1 | Texas Foundries Ltd | Texas Foundries | 1611 N Raguet | Lufkin | TX | 75903 | Angelina | CN602869547 | RN100218288 | Constructed a baghouse system (47 J#1 and #2) for use in filtering particulate matter. Property includes: A. two Wheelabrator Model No. 3971RA-168, Series 6P. B. System Ductwork and Hooding. C. Baghouse Fans - two Twin City Blower fans with 200 hp motors and drives and outlet plenums with 80 inch exhaust stacks. D. Two Air Make-up Units. | A positive use determination of 100% for the baghouse constructed for use in filtering particulate matter. | 1997-03-12 | 1113982 | 100
2532 | T1 | Carpenter Company | Carpenter Co - Roger W Powell Plant | 11002 Choate Rd | Pasadena | TX | 77507 | Harris | CN602189474 | RN100210830 | Installed Equipment: 8 fiberglass and 1 steel rail siding drip pans with chemical sewer collection piping, sump, and pump. | A positive use determination of 100% for the eight fiberglass and one steel rail siding drip pans with chemical sewer collection piping, sump, and pump which were installed. | 1997-03-12 | 153197 | 100
2533 | T1 | Texas Electric Cooperatives Inc | Texas Electric Cooperatives Inc | Bevil Loop Rd | Jasper | TX | 75951 | Jasper | Insufficient Information | Insufficient Information | Constructed a concrete slab and two sheds at the freshly treated pole unloading station. The purpose of the project is to guard against the recurrence and attendant reclamation of surface soil contamination resulting from diminutive creosote drip at the site where trams carrying freshly treated poles are parked prior to unloading. | A positive use determination of 100% for the concrete slab and two sheds installed at the freshly treated pole unloading station. | 1997-03-12 | 123771 | 100
2534 | T1 | Newpark Shipbuilding And Repair Inc | Newpark Shipbuilding and Repair Inc | 8502 Cypress St | Houston | TX | 77012 | Harris | CN604408377 | RN102320116 | Constructed a Marine Vapor Control System for the degassing of marine vessels. The system is a John Zink vapor combustor system consisting of one Dock Safety Unit, piping, Vapor Combustion Unit and controls. | A positive use determination of 100% for the Marine Vapor Combustion System. | 1997-03-12 | 365000 | 100
2535 | T1 | Reichhold Chemicals Inc | Reichhold Chemicals Inc | 1503 Haden Rd | Houston | TX | 77015 | Harris | CN600380885 | RN100673136 | Purchased and installed a Progressive Recovery Inc. microwave recovery and processing system. Project includes site preparation and equipment enclosure with lighting. | A positive use determination of 100% for the purchase and installation of the Progressive Recovery Inc. microwave recovery and processing system including site preparation and equipment enclosure. | 1997-03-20 | 221085 | 100
2536 | T3 | Champion International | Champion International - Lufkin Mill | Hwy 103 E | Lufkin | TX | 75901 | Angelina | CN600254304 | RN102322740 | This project's objective was to replace a byproduct (turpentine) recovery system with a self contained reliable system with greater recovery potential. A companion project is meant to provide the containment system. The project includes the demolition of the old system and the installation of a spill basin which was constructed under the existing system during 1994. | A positive use determination of 100% for the replacement turpentine recovery system. | 1997-04-25 | 2388913 | 100
2537 | T1 | Champion International | Champion International - Lufkin Mill | Hwy 103 E | Lufkin | TX | 75901 | Angelina | CN600254304 | RN102322740 | This project's objective was to divert the excess combined stormwater and process wastewater into a concrete spill basin which could be drained and cleaned when the flow peak subsides. | A positive use determination of 100% for the diversion basin. | 1997-03-13 | 166931 | 100
2538 | T2 | Champion International | Champion International - Lufkin Mill | Hwy 103 E | Lufkin | TX | 75901 | Angelina | CN600254304 | RN102322740 | Process wastewater flows through various gravity sewers to main trunk sewers and then to a 48 inch gravity sewer to the wastewater treatment plant. Installed Parshall flumes and ultrasonic flow meters to monitor and provide feedback information to mill operations in order to reduce losses or loading to the wastewater treatment plant. | A positive use determination of 100% for the project to purchase and install Parshall flumes and ultrasonic flow meters. | 1997-03-13 | 57642 | 100
2539 | T1 | Champion International | Champion International - Lufkin Mill | Hwy 103 E | Lufkin | TX | 75901 | Angelina | CN600254304 | RN102322740 | This project's objective was to provide the necessary monitoring equipment to provide control information for the wastewater treatment plant operators to manage the process. The project includes the installation of a pH probe and transmitter in each primary clarifier and two flow meters . | A positive use determination of 100% for the project to purchase and install pH and flow monitors at the wastewater treatment facility. | 1997-03-13 | 73736 | 100
2540 | T1 | Champion International | Champion International - Lufkin Mill | Hwy 103 E | Lufkin | TX | 75901 | Angelina | CN600254304 | RN102322740 | The project's objective was to replace the necessary obsolete uninterruptible power system to provide conditioning, surge protection, and emergency power to the sludge dewatering distributed control system. | A positive use determination of 100% for the uninterruptible power system which was installed to replace an obsolete one. | 1997-03-13 | 66105 | 100
2541 | T2 | Champion International | Champion International - Lufkin Mill | Hwy 103 E | Lufkin | TX | 75901 | Angelina | CN600254304 | RN102322740 | This project's objective was to provide a sewer flow meter to monitor losses and efficiencies of the scrubber and loadings to the wastewater treatment plant. | A positive use determination of 100% for the sewer flow meter which was installed. | 1997-03-14 | 10549 | 100
2542 | T1 | Champion International | Champion International - Lufkin Mill | Hwy 103 E | Lufkin | TX | 75901 | Angelina | CN600254304 | RN102322740 | The project's objective was to provide the necessary monitoring equipment to provide control information from which the WTP operators mange the process. The project involved the replacement of an obsolete control device with a new flow meter on the Parshall flume. | A positive use determination of 100% for the ultrasonic flow meter installed on the existing Parshall flume. | 1997-03-14 | 10776 | 100
2543 | T3 | Geon Company The | Geon Company - La Porte | 2400 Miller Cutoff Rd | La Porte | TX | 77571 | Harris | CN600129126 | RN100224674 | Wet Crude EDC Storage Tank: A new tank was installed. The tank is equipped with a double bottom and leak detection equipment. Catoxid Blend Tank Replacement: Replaced the two blend tanks with a vertical pressurized vessels with conical bottoms. | A positive use determination of 100% for the double bottom and leak detection equipment associated with the Wet Crude EDC Storage Tank. A positive use determination of 75% for the Catoxid Blend Tank Replacement Project. | 1997-04-08 | 2562555 | 100
2544 | T3 | Geon Company The | Geon Company - La Porte | 2400 Miller Cutoff Rd | La Porte | TX | 77571 | Harris | CN600129126 | RN100224674 | During the Phase 1 VCM Expansion, the B Oxyhydrochlorination Unit was converted from an air process to an Oxygen Vent Recycle process. In this mode of operation, pure gaseous oxygen is fed to the reactor. The unreacted product gases are compressed and recycled back to the reactor and a much smaller quantity of gas is vented from the reactor to the incinerator. There is a resulting 100 fold decrease in the quantity of vent gas exiting the reactor for processing in the incinerators. | A positive use determination of 94% for the OVR Conversion of the "B" Oxyhydrochlorination Unit Project. | 1997-04-30 | 5009448 | 100
2545 | T1 | Geon Company The | Geon Company - La Porte | 2400 Miller Cutoff Rd | La Porte | TX | 77571 | Harris | CN600129126 | RN100224674 | Incinerator Scrubber Modifications: Modify HCI emergency vent piping and install Continuous Emission Monitoring stations. Install Catalyst Scrubber System. Boiler Oxygen Replacement: Replace oxygen analyzer. Incinerator Stack Replacement: Replace stack. Catoxid Vent Scrubber Piping: Replace piping system. Replace the Wet Vent Knockout Pot. Replace Corroded Scrubber Vent Piping. Purchase a Spare Wastewater Spiral Exchanger. HCI Dump Capacity: Add additional storage capacity. Chlorine Tank Car Unloading: Install environmental systems including: an ambient air monitoring system, a chlorine scrubber, a vent system, a meteorological station and MIDAS predictive release software, a thiosulfate system, personnel protective clothing, training, and decontamination equipment. | A positive use determination of 100% for the following projects: Incinerator Scrubber Modifications, Catalyst Scrubber System, Boiler Oxygen Analyzer Replacement, Incinerator Stack Replacement, Catoxid Vent Scrubber Piping Replacement, Wet Vent Knockout Pot Replacement, Replacement of Corroded Scrubber Vent Piping, Purchase of Spare Wastewater Spiral Exchanger, Add Additional Capacity to HCI Dump, Install Environmental Systems for Chlorine Tank Car Unloading excluding the personal protective clothing. | 1997-03-17 | 3874000 | 100
2546 | T1 | Geon Company The | Geon Company - La Porte | 2400 Miller Cutoff Rd | La Porte | TX | 77571 | Harris | CN600129126 | RN100224674 | Copper Clarifiers: Install two new copper clarifiers. pH Control Modifications: Add facilities to increase capacity. Contaminated Water Storage Tank: Remove existing tank and construct replacement. Area Paving with Storm Water Drains and Pumps: pave areas to control stormwater. Process Sewers and Decommissioning Tanks: Install system. EDC Tank Farm Decommissioning Piping: Remove existing sewers and replace with double-walled pipe. Remove Existing CWS "A" Dike Area: Demolish existing dike wall and construct one continuous dike area. Rehab of "A" Primary Clarifier: Replace rake system and install a new protective liner. Flow Control Valves for Contaminated Water Storage Tanks "A" & "B": replace flow control valves. Oxy Decommissioning Sewer: Upgrade sewer to provide double containment. pH Control at 002 Outfall: facilities were added to enable continuous monitoring of pH. Static Mixer to aid pH Control: Installed an improved static mixer. Wastewater Treatment Conduit Tray: add conduit trays to provide additional electrical circuitry for the expanded wastewater treatment capacity. Rehab "A" Filtrate Pump. | A positive use determination of 100% for the following projects: Install two new Copper Clarifiers, pH Control Modifications, Replacement Contaminated Water Storage Tank, Area Paving with Storm Water Drains and Pumps, Construction of Process Sewers and Decommissioning Tanks, EDC Tank Farm Decommissioning Piping, Remove Existing CWS "A" Dike Area, Rehabilitate the "A" Primary Clarifier, Replace Flow Control Valves for Contaminated Water Storage Tank "A" & "B", Containment for the Oxy Decommissioning Sewer, Add pH Control at 002 Outfall, Improved Static Mixer for pH Control, Add Conduit Trays for Wastewater Treatment, and Rehabilitate "A" Filtrate Pump. | 1997-03-17 | 9396014 | 100
2547 | T1 | TXU Electric Company | Murphy Road Substation | 701 Murphy Rd | Plano | TX | 75094 | Collin | CN603313842 | Insufficient Information | Installation of a secondary containment system. An earthen berm was completely built around the oil-filled equipment in the substation. Drains were installed to allow the removal of water. Polymer imbiber beads were installed in the drains. | A positive use determination of 100% for the secondary containment systems installed at the Murphy Road Substation. | 1997-03-18 | 34827 | 100
2548 | T1 | Lone Star Corrugated Container Corp | Lone Star Corrugated Container Corp | 700 N Wildwood Dr | Irving | TX | 75061 | Dallas | CN600534341 | RN100857358 | Purchased and installed a wastewater treatment plant to process all process drainage. Purchased and installed a Bailmaster E560 for use in scrap collection and compression, and dust control. | A positive use determination of 100% for the Wastewater Treatment Plant and the Bailmaster E560. | 1997-03-19 | 114539 | 100
2549 | T1 | Motorola | Motorola - Ed Bluestein | 3501 Ed Bluestein Bl | Austin | TX | 78721 | Travis | CN600271365 | RN100843747 | Installed seven cooling towers for the U-Building. Installed ten cooling towers for the P-Building. Installed a new 24 inch industrial wastewater discharge line. Installed a new 8 inch force main return line. Installed an upgrade to the industrial wastewater treatment system consisting of new pumps, piping, and controls. Installed an industrial wastewater collection system consisting of tanks, pumps and piping for the P-Building. | A positive use determination of 100% for the seven cooling towers for the U-Building, the ten cooling towers for the P-Building, the 24 inch industrial wastewater discharge line, the 8 inch force main return line, the upgrade to the industrial wastewater treatment system, and the industrial wastewater collection system installed for the P-Building. | 1997-03-21 | 4958970 | 100
2550 | T1 | Motorola | Motorola - Ed Bluestein | 3501 Ed Bluestein Bl | Austin | TX | 78721 | Travis | CN600271365 | RN100843747 | Installed new Teflon coated steel acid waste drain lines with a new polyethylene pipe liner in the A-Building. Two solvent waste collection tanks and several drain lines were installed in the P-building. The central chemical and hazardous waste building was upgraded by applying chemical resistant coatings to the floor areas and other upgrades to assist in proper handling of waste materials. A new secondary containment tray was installed in the A-Building. A chemical resistant coating was applied to the floors and curbs of the chemical loading/unloading area of the U-Building. | A positive use determination of 100% for the acid waste drain line for the A-Building, the solvent waste drain lines and collection tanks (2) for the P-Building, the upgrade to the chemical and hazardous waste building, the acid waste drain line secondary containment for the A-Building, and the chemical resistant coating of the U-Building loading/unloading area. | 1997-03-21 | 771800 | 100
2551 | T1 | KMCO LP | KMCO LP | 16503 Ramsey Rd | Crosby | TX | 77532 | Harris | CN604105221 | RN101613511 | Installed an additional vapor chiller on the Batch Distillation Vents. | A positive use determination of 100% for the installation of the additional vapor chiller on the Batch Distillation Vents. | 1997-03-21 | 6213 | 100
2552 | T1 | KMCO LP | KMCO LP | 16503 Ramsey Rd | Crosby | TX | 77532 | Harris | CN604105221 | RN101613511 | Installed concrete under the new tank farm in order to prevent soil contamination and to control stormwater. | A positive use determination of 100% for the concrete installed under the new tank farm. | 1997-03-21 | 61493 | 100
2553 | T1 | KMCO LP | KMCO LP | 16503 Ramsey Rd | Crosby | TX | 77532 | Harris | CN604105221 | RN101613511 | Installed Carbon Bed and Potassium Permangate Scrubbers on the Batch Reactor Vents. | A positive use determination of 100% for the Carbon Bed and Potassium Permangate Scrubbers installed on the Batch Reactor Vents. | 1997-03-21 | 6024 | 100
2554 | T2 | Great Lakes Carbon Corporation | Great Lakes Carbon Port Arthur | Coke Dock Rd | Port Arthur | TX | 77640 | Jefferson | CN602597635 | RN100209287 | The following seven projects: 1. Transfer House Dust Collection System: Purchase and install a dust collection system, baghouse and reclaim system. 2. Calcine Silo No. 1 Dust Collection System: design and purchase dust collector and system to collect fugitive dust emissions at the top of Calcine Coke Silo No. 1. 3. Shiploading Boom No. 1 Modifications: engineering study and modifications to shiploading boom. 4. C & S Dust Storage And Loadout Facilities: Installation of dust silo and foundations. 5. Green Belt Phase One: Construction of berm along west property line and planting of trees and vegetation. 6. Raw Coke Rainbird System: Installation of Rainbird Water Spray System in raw coke storage yard. 7. Dome Door and Dust Suppression System: Installed a roll-up door on the Calcine Coke Storage Dome and installed piping and controls for spraying dust control agent on calcine coke in the shiploading area. | A positive use determination of 100% for the following seven projects: Transfer House Dust Collection System, Calcine Silo No 1 Dust Collection System, Ship Loading Boom No 1 Modification, C & S Dust Storage and Loadout Facilities, Green Belt Phase One, Raw Coke Rainbird System, and the Dome Door and Dust Suppression System. | 1997-03-25 | 847272 | 100
2555 | T2 | Hoechst Celanese Chemical Group | Hoechst Celanese Bay City | FM 3057 | Bay City | TX | 77404 | Matagorda | CN601117203 | RN100258060 | This project replaced the 160# steam jet ejector (M-1198) with a liquid ring vacuum pump (P-2194). | A positive use determination of 100% for the liquid ring vacuum pump (P-2194) installed to replace the 160# steam jet ejector (M-1198). | 1997-03-27 | 179427 | 100
2556 | T1 | American Railcar Industries Inc | American Railcar Industries | 300 Stevens St | Longview | TX | 75604 | Gregg | CN601353378 | RN102666450 | Constructed a Paint Spray Booth consisting of two GRACO 45:1 cart mounted paint pumps and three GRACO 45:1 wall mounted paint pumps. | A positive use determination of 100% for the Paint Spray Booth. | 1997-03-27 | 27967 | 100
2557 | T1 | American Railcar Industries Inc | American Railcar Industries | 300 Stevens St | Longview | TX | 75604 | Gregg | CN601353378 | RN102666450 | Installed a water conservation system consisting of three cooling towers. Installed four Arc Air Booths with dust collection equipment. Installed a Particulate Matter collection system consisting of Dust Collectors and Duct Work Dust Collection system. | A positive use determination of 100% for the three cooling towers and the dust collectors and duct work dust collection system. A positive use determination of 50% for the four Arc Air Booths with dust collection. | 1997-03-27 | 139080 | 100
2558 | T1 | Elf Atochem North America Inc | Elf Atochem North America Inc | 18000 Crosby Eastgate Rd | Crosby | TX | 77532 | Harris | CN600124044 | RN100210301 | High Level Alarms: Installed high level alarms on 17-T-19 (sulfur dioxide tank). | A positive use determination of 100% for the high level alarms installed on 17-T-19. | 1997-03-27 | 17876 | 100
2559 | T1 | Elf Atochem North America Inc | Elf Atochem North America Inc | 18000 Crosby Eastgate Rd | Crosby | TX | 77532 | Harris | CN600124044 | RN100210301 | Spill Containment/Stormwater Collection Project: Installed containment dikes and coatings to provide containment for possible spills around tank and heater areas. Concreted and installed drainpipes on the stormwater containment ditches located on the southside of the CPU/MPU control rooms. | A positive use determination of 100% for the Spill Containment/Stormwater Collection Project. | 1997-03-27 | 98900 | 100
2560 | T3 | Excel Corporation | Excel Corporation | 4 M W On Hwy 60 | Friona | TX | 79035 | Parmer | CN602700668 | RN104210554 | The following Items: Venturi Scrubber, Cyclones used to knock down particulate matter, Opacity Meter on the incinerator, new Dissolved Air Flotation and grit collection system, Centrifuge - Westfalia RSD 200, Installation of Equalization basin, Installed water screen for the irrigation pumps and installed blending pumps and 2 miles of 10" PVC irrigation line, Modified inlet and outlet structures which service the anaerobic lagoons, Installed a wastewater screen. | A positive use determination of 100% for the Venturi Scrubber, the Opacity Meter, the monitors/composite samplers, the Outfall Diffuser, and the upgrade to the irrigation system. A positive use determination of 75% for the cyclone. A positive use determination of 50% for the Dissolved Air Filtration unit, the Westfalia RSD 200 high speed separator, the equalization basin, and the wastewater screen. | 1997-04-16 | 1223520 | 100
2561 | T1 | Nippon Petrochemical Co Ltd | Nisseki Chemical Texas Inc. | 10500 Bay Area Blvd | Pasadena | TX | 77507 | Harris | CN603867268 | RN102887270 | Constructed a new rail loading and unloading area. Pollution control property includes spill containment, storm/waste water collection, and a tie to the flare system for venting gases. | A positive use determination of 100% for the spill containment system, storm/waste water collection system and flare system tie-in constructed as a part of the railroad loading/unloading project. | 1997-04-30 | 22000 | 100
2562 | T1 | Reichhold Chemicals Inc | Reichhold Chemicals Inc | 1503 Haden Rd | Houston | TX | 77015 | Harris | CN600380885 | RN100673136 | Purchased a new 40 HP power aerator for the wastewater treatment plant. | A positive use determination of 100% for the purchase of the new 40 HP power aerator. | 1997-04-03 | 20981 | 100
2563 | T1 | Poco Graphite Inc | Poco Graphite Plant | 1000 Miles Rd | Decatur | TX | 76234 | Wise | CN601096266 | RN100807783 | Installed a flare to burn CO at the source and a dust collection system to carry silica dust to a dust collector. | A positive use determination of 100% for the dust collector and the flare. | 1997-04-04 | 87978 | 100
2564 | T1 | Poco Graphite Inc | Poco Graphite Plant | 1000 Miles Rd | Decatur | TX | 76234 | Wise | CN601096266 | RN100807783 | Installed four new thermal oxidizers for the bake furnace. | A positive use determination of 100% for the four thermal oxidizers which were added. | 1997-04-04 | 175132 | 100
2565 | T1 | Poco Graphite Inc | Poco Graphite Plant | 1000 Miles Rd | Decatur | TX | 76234 | Wise | CN601096266 | RN100807783 | Installed a thermal oxidizer as part of the installation of the second pre-conditioner. | A positive use determination of 100% for the thermal oxidizer installed for Preconditioner #2. | 1997-04-04 | 26000 | 100
2566 | T1 | Poco Graphite Inc | Poco Graphite Plant | 1000 Miles Rd | Decatur | TX | 76234 | Wise | CN601096266 | RN100807783 | New ductwork was installed to connect a new building to an existing dust collector. | A positive use determination of 100% for the Stack 5 dust collection duct work. | 1997-04-04 | 8800 | 100
2567 | T1 | Poco Graphite Inc | Poco Graphite Plant | 1000 Miles Rd | Decatur | TX | 76234 | Wise | CN601096266 | RN100807783 | A second dust collector was installed in the Poco Precision Machining department. | A positive use determination of 100% for the second dust collector installed in the Poco Precision Machining department. | 1997-04-04 | 134449 | 100
2568 | T1 | Mobil Chemical Co | Mobil O/A Facility | 2775 Gulf States Rd | Beaumont | TX | 77704 | Jefferson | CN600125777 | RN100542844 | Installed the following pollution control property as a part of the construction of the paraxylene unit: process flare, marine flare, wharf tank farm thermal oxidizer, refinery tank farm thermal oxidizer, oily wastewater and sanitary sewer system, tank farm secondary containment, continuous emission monitoring system, leakless valves, and leakless pump and compressor seal system. | A positive use determination of 100% for the following pollution control equipment which was installed as a part of the Paraxylene unit: Process Flare, Marine Flare, Wharf Tank Thermal Oxidizer, Refining Tank Thermal Oxidizer, Oily Wastewater and Sanitary Sewer System, Tank Farm Secondary Containment, Continuous Emission Monitoring System, Leakless Valves and the Leakless Pump and Compressor Seal System. | 1997-04-08 | 19274387 | 100
2569 | T1 | Paktank Corporation | Paktank Deer Park Terminal | 2759 Battleground Rd | Deer Park | TX | 77536 | Harris | CN601003254 | RN101842334 | Installed a vapor combustor, an enclosed flare, to burn VOC emissions from tank truck and tank car loading stations 1 through 8. | A positive use determination of 100% for the enclosed flare installed to burn VOC emissions from tank car and tank truck loading at stations 1 through 8. | 1997-04-08 | 70059 | 100
2570 | T1 | Paktank Corporation | Paktank Deer Park Terminal | 2759 Battleground Rd | Deer Park | TX | 77536 | Harris | CN601003254 | RN101842334 | Installed secondary seals and internal floating roofs in nine storage tanks - T-560, T-566, T-917, T-606, T-720, T-920, T-775, T-785, and T-778. | A positive use determination of 100% for the secondary seals and internal floating roofs which were installed in nine storage tanks (T-560, T-566, T-917, T-606, T-720, T-920, T-775, T-785, and T-778). | 1997-04-08 | 140288 | 100
2571 | T1 | Paktank Corporation | Paktank Deer Park Terminal | 2759 Battleground Rd | Deer Park | TX | 77536 | Harris | CN601003254 | RN101842334 | Installed vapor recovery equipment consisting of vapor return lines, piping, valves and controls. This equipment will direct VOC vapors to an enclosed flare. | A positive use determination of 100% for the vapor recovery equipment which was installed to direct VOC vapors to an enclosed flare. | 1997-04-08 | 1385670 | 100
2572 | T1 | Paktank Corporation | Paktank Deer Park Terminal | 2759 Battleground Rd | Deer Park | TX | 77536 | Harris | CN601003254 | RN101842334 | Purchased an organic vapor analyzer. | A positive use determination of 100% for the organic vapor analyzer. | 1997-04-08 | 17073 | 100
2573 | T1 | Paktank Corporation | Paktank Deer Park Terminal | 2759 Battleground Rd | Deer Park | TX | 77536 | Harris | CN601003254 | RN101842334 | Installed a stormwater sump, shut-off valve, and flow meters to segregate stormwater from process water. | A positive use determination of 100% for the stormwater sump, shut-off valve, and flow meter. | 1997-04-08 | 75405 | 100
2574 | T1 | Empak Inc | Empak Deer Park Terminal | 2759 Battleground Rd | Deer Park | TX | 77536 | Harris | CN601527955 | RN101842334 | Upgraded a thermal oxidizer by installing a new burner and associated controls. | A positive use determination of 100% for the upgrade to the thermal oxidizer. | 1997-04-08 | 78055 | 100
2575 | T1 | Empak Inc | Empak Deer Park Terminal | 2759 Battleground Rd | Deer Park | TX | 77536 | Harris | CN601527955 | RN101842334 | Installed fixed roofs and associated piping on three tanks: T-3, T-4B and T-9B. | A positive use determination of 100% for the fixed roofs and associated piping installed on the three wastewater tanks (T-3, T-4B and T-9B). | 1997-04-08 | 167628 | 100
2576 | T1 | Empak Inc | Empak Deer Park Terminal | 2759 Battleground Rd | Deer Park | TX | 77536 | Harris | CN601527955 | RN101842334 | A vapor scrubber, including a pump and associated piping, was installed. | A positive use determination of 100% for the vapor scrubber, with pump and associated piping, which was installed. | 1997-04-08 | 102839 | 100
2577 | T1 | Empak Inc | Empak Deer Park Terminal | 2759 Battleground Rd | Deer Park | TX | 77536 | Harris | CN601527955 | RN101842334 | Installed emission control vent piping utilized for VOC fugitive emission monitoring. | A positive use determination of 100% for the vent piping which was installed. | 1997-04-08 | 19541 | 100
2578 | T1 | Empak Inc | Empak Deer Park Terminal | 2759 Battleground Rd | Deer Park | TX | 77536 | Harris | CN601527955 | RN101842334 | Installed a high density polyurethane liner as a secondary containment system. | A positive use determination of 100% for the impervious liner which was installed. | 1997-04-08 | 4290 | 100
2579 | T1 | Empak Inc | Empak Deer Park Terminal | 2759 Battleground Rd | Deer Park | TX | 77536 | Harris | CN601527955 | RN101842334 | Modifications were made to upgrade tank 563 to allow decanting of hydrocarbons from process waters. | A positive use determination of 100% for the project to upgrade tank 563 for use in decanting hydrocarbons from process water. | 1997-04-08 | 240408 | 100
2580 | T1 | Empak Inc | Empak Deer Park Terminal | 2759 Battleground Rd | Deer Park | TX | 77536 | Harris | CN601527955 | RN101842334 | Installed a wastewater pretreatment system consisting of two pre-treatment tanks for chemical precipitation. | A positive use determination of 100% for the installation of the wastewater pre-treatment system. | 1997-04-08 | 394800 | 100
2581 | T1 | Paktank Corporation | Galena Park Terminal | 1500 Clinton Dr | Galena Park | TX | 77547 | Harris | CN601003254 | RN102753670 | A vapor combustor, an enclosed flare, was installed to burn VOC emissions from tank car and tank truck loading stations 1 and 2. | A positive use determination of 100% for the enclosed flare which was installed. | 1997-04-08 | 118463 | 100
2582 | T1 | Paktank Corporation | Galena Park Terminal | 1500 Clinton Dr | Galena Park | TX | 77547 | Harris | CN601003254 | RN102753670 | Installed secondary seals and internal floating roofs in three storage tanks - T-153, T-198 and T-199. | A positive use determination of 100% for the secondary seals and internal floating roofs installed in tanks 153, 198, and 199. | 1997-04-08 | 89194 | 100
2583 | T1 | Paktank Corporation | Galena Park Terminal | 1500 Clinton Dr | Galena Park | TX | 77547 | Harris | CN601003254 | RN102753670 | Vapor recovery equipment, consisting of return lines, piping, valves, and controls, were installed to direct VOC vapors to an enclosed flare. | A positive use determination of 100% for the vapor recovery equipment which was installed. | 1997-04-08 | 410623 | 100
2584 | T1 | Paktank Corporation | Galena Park Terminal | 1500 Clinton Dr | Galena Park | TX | 77547 | Harris | CN601003254 | RN102753670 | A HDPE liner was installed as secondary containment for tanks 198 and 199. | A positive use determination of 100% for the HDPE Liner which was installed underneath tanks 198 and 199. | 1997-04-08 | 21109 | 100
2585 | T1 | Paktank Corporation | Galena Park Terminal | 1500 Clinton Dr | Galena Park | TX | 77547 | Harris | CN601003254 | RN102753670 | Concrete retaining walls were installed underneath the tank manifolds for tanks 127, 198 and 199 as secondary containment for spills. | A positive use determination of 100% for the secondary containment installed underneath the tank manifolds for tanks 128, 198 and 199. | 1997-04-08 | 89000 | 100
2586 | T1 | Geon Company The | Geon Company - Deer Park | 1000 Tidal Rd | Deer Park | TX | 77536 | Harris | CN600129126 | RN100225879 | Water System Improvement: Pumping systems installed to allow reuse of wastewater in cooling tower - RO reject to tower pumps, piping, and instrumentation; concentrate tank to tower pumps, piping, and instrumentation. Process Sewer Expansion: provide extensions of the process sewers to prevent contamination of stormwater systems - containment structure and lift station; process sewer extensions. | A positive use determination of 100% for the waster system improvement and the process sewer expansion. | 1997-04-08 | 201515 | 100
2587 | T1 | Geon Company The | Geon Company - Deer Park | 1000 Tidal Rd | Deer Park | TX | 77536 | Harris | CN600129126 | RN100225879 | The following pollution control property was installed: two wet scrubbers, two day bin baghouses, two cyclone surge hopper baghouses, four silo baghouses, four fugitive free loading spouts, poly double mechanical seals, recovery compressor for the AA stripping column, AA stripping column, poly agitator seal upgrade, vent recovery membrane improvements and wet scrubber upgrades. | A positive use determination of 100% for the two wet scrubbers, the two day bin baghouses, the two cyclone surge hopper baghouses, the four silo baghouses, the four fugitive free loading spouts, the poly double mechanical seal, the AA stripping column, the poly agitator seal upgrade, and the wet scrubber upgrades. A positive use determination of 50% for the AA stripping column recovery compressor and the vent recovery membrane improvements. | 1997-04-08 | 2469720 | 100
2588 | T1 | Dick Poe Motors Inc | Dick Poe Motors Inc | 6501 Montana Ave | El Paso | TX | 79925 | El Paso | CN600286322 | RN100608017 | Constructed a new painting facility. Property includes land, 60 x 100 Masonry building, 2 spray booths, 2 prep stations, gun washer, prep mixing room, HVLP spray guns, secondary containment for prep room, and a wastewater settling basin. | A positive use determination of 100% for the two paint booths, the secondary containment for the Prep Room, and the Wastewater Settling Basin. A positive use determination of 90% for the Prep Mixing Room and the Gun Washer. A positive use determination of 70% for the HVLP Spray Guns. A positive use determination of 100% for the portion of the building which houses the two Paint Booths and the Prep Mixing Room. A positive use determination of 100% for the portion of the land which is under the approved portion of the building. | 1997-04-22 | 502410 | 100
2589 | T1 | Ball Metal Beverage Container Corp | Ball Metal Beverage Container | 1000 North FM 3083 | Conroe | TX | 77303 | Montgomery | CN600132062 | RN100214881 | Major modifications to an existing thermal oxidizer: 1. Replace inlet and exhaust valves with heat-seated temperature valves. 2. Install hydraulic valve actuators. 3. Replace inlet and exhaust ducts and expansion joints. 4. Add a burner to bake out the inlet duct. 5. Add PanelView and programming for fan and burner control. Purchased and installed a Marathon heavy duty 2 yard compactor and 40 yard octagonal container to be used to separate and classify waste material. | A positive use determination of 100% for the modifications performed on the existing thermal oxidizer and the purchase and installation of the trash compactor and container. | 1997-04-10 | 560191 | 100
2590 | T1 | Butler Swd Inc | Butler Swd - Panola Disposal Well #1 | Hill Lakes Road | Carthage | TX | 75633 | Panola | Insufficient Information | Insufficient Information | Injection well for disposal of oil and gas wastes, necessary to reduce the possibility of contamination of the fresh water supply and land. | A positive use determination of 100% for the injection well used to dispose of oil and gas wastes. | 1997-04-11 | 300000 | 100
2591 | T3 | Excel Corporation | Excel Corporation | Hwy 27 North | Plainview | TX | 79072 | Hale | CN602700668 | RN104751995 | Installed a 60,000 gallon wastewater clarifier to recover solids from washdown waste. Installed two LoNOx burners on two new steam boilers. Installed a LoNOx burner as an upgrade to the bone dryer system. Installed a larger product cyclone and an air recycle tubing system as part of the upgrade to the bone dryer system. Installed a high efficiency centrifuge in the edible rendering process. | A positive use determination of 100% for the Wastewater Clarifier, the two LoNOx burners installed on the steam boilers, the LoNOx burner installed on the bone dryer system. A positive use determination of 75% for the Bone Dryer Cyclone and air recycle system. A positive use determination of 50% for the Centrifuge RSD-200. | 1997-04-16 | 683750 | 100
2592 | T1 | Lone Star Industries Inc | Maryneal Cement | Star Route Box 25 | Sweetwater | TX | 79556 | Nolan | CN600363683 | RN100220847 | Dust Collectors were upgraded from mechanical cleaning to more efficient pulse jet cleaning in the #4 Finish Mill Baghouse and Sly Baghouse, and the Quarry Crusher Baghouse and Raw Mill Aux Dust Coll. | A positive use determination of 100% for the dust collector/baghouse upgrades for the #4 Finish Mill Baghouse and Sly Baghouse and the Quarry Crusher Baghouse and Raw Mix Aux Dust Collector. | 1997-04-16 | 199494 | 100
2593 | T1 | Air Products And Chemicals Inc | Pasadena Chemical Plant | 1423 Hwy 225 | Pasadena | TX | 77506 | Harris | CN601658347 | RN100221324 | The property consists of various pieces of equipment such as magnets, filters and settling tanks which are used to capture and remove particulate nickel from wastewater streams. | A positive use determination of 100% for the nickel removal system used to remove nickel from wastewater streams. | 1997-04-18 | 125000 | 100
2594 | T1 | Air Products And Chemicals Inc | Pasadena Chemical Plant | 1423 Hwy 225 | Pasadena | TX | 77506 | Harris | CN601658347 | RN100221324 | The property consists of a Selective Catalytic Reduction system (catalysts, supports, instrumentation, structures, process computer interface) used to reduce NOx emissions. | A positive use determination 100% for the Selective Catalytic Reduction system installed to reduce NOx. | 1997-04-18 | 2386238 | 100
2595 | T1 | Air Products And Chemicals Inc | Pasadena Chemical Plant | 1423 Hwy 225 | Pasadena | TX | 77506 | Harris | CN601658347 | RN100221324 | The property consists of electric blowers and instrumentation to provide flue gas recirculation to a process gas thermal oxidizer. | A positive use determination of 100% for the flue gas recirculation equipment. | 1997-04-18 | 70926 | 100
2596 | T1 | Cavern Disposal Inc | Freestone Storage Well #1 | County Rd 290 | Oakwood | TX | 75855 | Freestone | CN604844423 | RN108447145 | Injection control well for the disposal of oil and gas waste. | A positive use determination of 100% for underground injection control well, Storage Well #1, used for the disposal of oil and gas waste. | 1997-04-18 | 200000 | 100
2597 | T1 | Si Warehouse Inc | Si Warehouse Inc | 16643 Jacintoport Rd | Houston | TX | 77015 | Harris | Insufficient Information | Insufficient Information | This tank semitrailer cleaning facility is a fully closed system utilized to control and monitor emissions generated by tractor trailer tank cleaning. | A positive use determination of 100% for the Tank Semitrailer cleaning facility and the land occupied by the cleaning facility. | 1997-04-18 | 1421164 | 100
2598 | T1 | Dayton Hudson Corporation | Target Store | 4325 San Felipe | Houston | TX | 77027 | Harris | Insufficient Information | Insufficient Information | Installed a parking lot containing 585 parking spaces (286,000 square feet). Property includes: land, site fill and excavation, concrete and asphalt pavement, and curbs and islands. | A negative determination. Letter from Rep Stiles - not legislative intent. Negative - this property is not pollution control property. | 1997-06-23 | 3566100 | 100
2599 | T1 | Letourneau Inc | Letourneau Inc | 2400 S MacArthur Blvd | Longview | TX | 75601 | Gregg | CN600360465 | RN10650779 | Installed a Polypropylene Re-Entry System to replace the existing 1,1,1-trichloroethane vapor degreasing system. Installed a Torit DFZDF4 Dust Collector system in Department 881. System consists of a baffler system and a cartridge filtration system. | A positive use determination of 100% for the Polypropylene Re-Entry System and the Torit DFZDF4 Dust Collector. | 1997-04-23 | 31437 | 100
2600 | T1 | Universal Forest Products Texas LP | Universal Forest - Plant 224 | 1000 Hwy 81 S | Grandview | TX | 76050 | Johnson | CN602996290 | RN104609748 | Installed a Dust Collection System consisting of a cyclone system which uses centrifugal force to transport sawdust to a collection hopper. | A positive use determination of 100% for the Dust Collection System. | 1997-04-23 | 194528 | 100
2601 | T1 | Air Products And Chemicals Inc | Pasadena Chemical Plant | 1423 Hwy 225 | Pasadena | TX | 77506 | Harris | CN601658347 | RN100221324 | 1. Reformer Furnace: Conventional/standard burners to min. unburned VOCs, stack sampling facilities, piping and systems for transport of PSA purge gas, piping of deaerator vent to reformer furnace. 2. Flare systems: stack, burners, tip, blower, instrumentation, etc. 3. Wastewater Storage tank, pad, pumps, piping, pipeline, etc. 4. Stormwater and wastewater drainage, collection, treatment, and discharge systems. 5. Secondary Containment for all tanks. 6. Process Instrumentation and Process Control System - Flowmeters and computerized emissions monitoring system. 7. Signs for all emission points. 8. Caps, blind flanges, plugs and second valves installed on open-ended lines as fugitive emission controls. 9. Raw Material/Waste Storage areas special areas created to prevent or control spills. 10. Recycled Material Collection and Storage - recycling bins, etc. used to collect and separate material. 11. Liquid Level Indicators, Alarms, and Controllers - installed to prevent spills from tanks. 12. Spill Kits and storage sheds constructed to store spill kits. 13, Water Conservation Systems - equipment installed to recycle condensate or other wastewater. 14. Emergency Deluge Equipment - system installed to prevent release of contaminants to the environment. | A positive use determination of 100% for the pollution control property associated with the reformer furnace - burners, stack sampling facilities, piping installed to transport PSA purge gas, and the piping of deaerator vent to the furnace; the flare system; the wastewater storage tank, pad, pumps, piping, pipeline and associated equipment; the Stormwater and wastewater drainage, collection, treatment, and discharge system; the secondary containment for the tanks; the flow meters and continuous emission monitoring system; the air emission point signs; the caps, blind flanges, plugs, and second valves installed on open ended lines; the raw material/waste storage area; the recycled material collection and storage area; the liquid level indicators, alarms, and controllers installed to prevent spills; the spill kits and associated storage sheds; the water conservations systems installed to recycle condensates and other wastewater; and the emergency deluge equipment. | 1997-04-26 | 4955000 | 100
2602 | T1 | Petrounited Terminals Inc | Petrounited Bayport Terminal |  | Seabrook | TX | 77586 | Harris | CN600125405 | RN101041598 | Installed the following control equipment: Truck Rack Flare, B-14 Vapor Control system, B-307 Vapor Recovery Equipment, Steel Pan Internal Floating Roof, Marine Vapor Recovery Flare System, MgGill Flare, Underground Chemical Drain System, Emergency Response and Fire Protection Equipment, Vapor Recovery Systems, and the Truck Vapor Recovery Line. | A positive use determination of 100% for the Truck Rack Flare, the Steel Pan Internal Floating tank roof, the Marine Vapor Recovery Flare, the MgGill Flare, the Underground Chemical Drain System, and the Emergency Response Fire Protection System. A positive use determination of 50% for the B-14 Vapor Control equipment; the B-307 Vapor Recovery Equipment; the piping, valves, and misc. equipment installed as Vapor Recovery Systems; and the Truck Vapor Recovery Line. | 1997-04-25 | 2759212 | 100
2603 | T1 | Johann Haltermann Ltd | Johann Haltermann Ltd | 16717 Jacintoport Blvd | Houston | TX | 77015 | Harris | CN601181282 | RN100219237 | Installed a Marine Loading Emission Collection and Abatement System. The system provides vapor recovery between the barge dock and the shore side flare. | A positive use determination of 100% for the Marine Loading Emissions Collection and Abatement System. | 1997-04-25 | 800000 | 100
2604 | T1 | American Garment Finishers | American Garment Finishers | 3715 Durazano | El Paso | TX | 79905 | El Paso | CN600497861 | RN100815034 | Constructed a wastewater treatment system which allows for the removal of particles and solvents from wastewater and the reuse of the water. | A positive use determination of 100% for the wastewater treatment plant and the land occupied by the wastewater treatment plant. | 1997-04-29 | 753590 | 100
2605 | T1 | Warren Petroleum Company | Warrengas Terminal | 12801 American Petro | Galena Park | TX | 77547 | Harris | CN600665392 | RN102080066 | Constructed a Marine Vapor Recovery system for docks 2, 2A and 3. The system consists of three dock safety modules, two gravity separators, an absorber, and an oil regeneration module. | A positive use determination of 50% for the Marine Vapor Recovery system installed for docks 2, 2A and 3. | 1997-04-29 | 1125000 | 100
2606 | T1 | Wayne Backus Texaco Inc | Backus Texaco Inc | 10141 E NW Highway | Dallas | TX | 75238 | Dallas | CN603711268 | RN102041126 | Installed Stage II Vapor Recovery equipment. | A positive use determination of 50% for the Stage II Vapor Recovery equipment. | 1997-04-30 | 13077 | 100
2607 | T1 | Roddie Wool Scouring Company Inc | Roddie Wool Scouring Company Inc | 201 A L Reed St | Brady | TX | 76825 | McCulloch | CN600360614 | RN100650936 | Constructed a wastewater evaporation pond. | A positive use determination of 100% for the wastewater evaporation pond. | 1997-04-30 | 187568 | 100
2608 | T1 | Groendyke Transport | Groendyke Transport | 134 E Waller | Angleton | TX | 77515 | Brazoria | CN600350292 | No Regulated Entity at this Location. | Installed a flare system to destruct VOCs from truck loading/unloading operations. | A positive use determination of 100% for the Flare System which was installed. | 1997-04-30 | 68490 | 100
2609 | T1 | Groendyke Transport | Groendyke Transport | 106 Hwy 146 | Texas City | TX | 77592 | Galveston | CN600350292 | RN102288966 | Installed a flare system to destruct VOCs from truck loading/unloading operations. | A positive use determination of 100% for the Flare System which was installed. | 1997-04-30 | 47216 | 100
2610 | T1 | Groendyke Transport | Groendyke Transport | Ryder Rd @ Eastman | Longview | TX | 75608 | Gregg | CN600350292 | RN101466480 | Installed a flare system to destruct VOCs from truck loading/unloading operations. | A positive use determination of 100% for the Flare System which was installed. | 1997-04-30 | 66400 | 100
2611 | T1 | Norwest Financial Leasing Inc | Bergman's Paint & Body | 2316 Havenhurst | Farmers Branch | TX | 75234 | Dallas | Insufficient Information | Insufficient Information | Installed a Garmat Paint Booth, Model 99700, to control paint spray. | A positive use determination of 100% for the Garmat Paint Booth installed to control paint spray. | 1997-04-30 | 44950 | 100
2612 | T1 | Dixie Electro Plating Company Inc | Dixie Electro Plating Co | 3001 Engelke | Houston | TX | 77003 | Harris | CN600303846 | RN100593920 | Installed two chemical meter type pumps used to feed the precipitant and coagulant into the wastewater treatment system. | A positive use determination of 100% for the two chemical meter type pumps. | 1997-05-06 | 1097 | 100
2613 | T1 | Schumacher Company Inc | Schumacher Company Inc | 5610 Polk | Houston | TX | 77023 | Harris | CN603166851 | RN100917970 | Installed two 4,200 gallon polyethylene waste storage tanks and associated secondary containment. | A positive use determination of 100% for the two 4,200 gallon polyethylene waste storage tanks and associated secondary containment. | 1997-05-06 | 9872 | 100
2614 | T1 | 7-Eleven Inc | Store #14854 | 3620 S 31 St | Temple | TX | 76501 | Bell | CN600240329 | RN102025954 | Installed Multi-Product Dispensers and Hanging Hardware. | A positive use determination of 50% for the Multi-Product Dispensers and the Hanging Hardware which were installed. | 1997-05-06 | 6300 | 100
2615 | T1 | 7-Eleven Inc | Store #17556 | 1511 FM 440 | Killeen | TX | 76541 | Bell | CN600240329 | RN102026879 | Installed Multi-Product Dispensers. | A positive use determination of 50% for the Multi-Product Dispensers which were installed. | 1997-05-06 | 7357 | 100
2616 | T1 | 7-Eleven Inc | Store #22387 | 1216 W Ave H | Temple | TX | 76501 | Bell | CN600240329 | RN102036605 | Installed Gas Tank Probes. | A positive use determination of 100% for the Gas Tank Probes which were installed. | 1997-05-06 | 2680 | 100
2617 | T1 | 7-Eleven Inc | Store #24864 | 4201 W Adams | Temple | TX | 76501 | Bell | CN600240329 | RN102038015 | Installed Multi-Product Dispensers and Hanging Hardware. | A positive use determination of 50% for the Multi-Product Dispensers and the Hanging Hardware which were installed. | 1997-05-06 | 10859 | 100
2618 | T1 | 7-Eleven Inc | Store #12189 | 3601 E 14TH ST | Plano | TX | 75074 | Collin | CN600240329 | RN102248283 | Installed Hanging Hardware. | A positive use determination of 50% for the Hanging Hardware which was installed. | 1997-05-06 | 6455 | 100
2619 | T1 | 7-Eleven Inc | Store #20031 | 3203 Independence Pkwy | Plano | TX | 75075 | Collin | CN600240329 | RN102251691 | Installed Hanging Hardware and the Multi-Product Dispensers. | A positive use determination of 50% for the Multi-Product Dispensers and the Hanging Hardware which were installed. | 1997-05-06 | 10222 | 100
2620 | T1 | 7-Eleven Inc | Store #20767 | 2417 Jupiter Rd | Plano | TX | 75074 | Collin | CN600240329 | RN102047131 | Installed Hanging Hardware and a Gas Tank Probe. | A positive use determination of 100% for the Gas Tank Probe and a positive use determination of 50% for the Hanging Hardware which were installed. | 1997-05-06 | 6535 | 100
2621 | T1 | 7-Eleven Inc | Store #22604 | 651 Ave K | Plano | TX | 75074 | Collin | CN600240329 | RN102254760 | Installed Hanging Hardware and a Gas Tank Probe. | A positive use determination of 100% for the Gas Tank Probe and a positive use determination of 50% for the Hanging Hardware which were installed. | 1997-05-06 | 7308 | 100
2622 | T1 | 7-Eleven Inc | Store #23764 | 1050 W Park Blvd | Plano | TX | 75075 | Collin | CN600240329 | RN102044880 | Installed Hanging Hardware and the Multi-Product Dispensers. | A positive use determination of 50% for the Multi-Product Dispensers and the Hanging Hardware which were installed. | 1997-05-06 | 12086 | 100
2623 | T1 | 7-Eleven Inc | Store #24514 | 900 W Springcreek Pkwy | Plano | TX | 75023 | Collin | CN600240329 | RN102256880 | Installed Hanging Hardware and a Gas Tank Probe. | A positive use determination of 100% for the Gas Tank Probe and a positive use determination of 50% for the Hanging Hardware which were installed. | 1997-05-08 | 7336 | 100
2624 | T1 | 7-Eleven Inc | Store #25080 | 17605 Midway Rd | Dallas | TX | 75287 | Collin | CN600240329 | RN102012911 | Installed Hanging Hardware. | A positive use determination of 50% for the Hanging Hardware which was installed. | 1997-05-08 | 12911 | 100
2625 | T1 | 7-Eleven Inc | Store #25576 | 2025 West Spring Creek | Plano | TX | 75023 | Collin | CN600240329 | RN102245529 | Installed Hanging Hardware and a gas tank monitor. | A positive use determination of 50% for the Multi-Product Dispensers and the Hanging Hardware which were installed. | 1997-05-08 | 7327 | 100
2626 | T1 | 7-Eleven Inc | Store #26264 | 100 N Greenville | Allen | TX | 75002 | Collin | CN600240329 | RN102267275 | Installed Hanging Hardware. | A positive use determination of 50% for the Multi-Product Dispensers and the Hanging Hardware which were installed. | 1997-05-08 | 2656 | 100
2627 | T1 | 7-Eleven Inc | Store #22669 | 2912 Legacy Dr | Plano | TX | 75024 | Collin | CN600240329 | RN102436813 | Installed Hanging Hardware and the Multi-Product Dispensers. | A positive use determination of 50% for the Multi-Product Dispensers and the Hanging Hardware which were installed. | 1997-05-08 | 12859 | 100
2628 | T1 | 7-Eleven Inc | Store #27246 | 2500 E Plano Pkwy | Plano | TX | 75074 | Collin | CN600240329 | RN102222817 | Installed Hanging Hardware and Gas Tank Probes. | A positive use determination of 100% for the Gas Tank Probes and a positive use determination of 50% for the Hanging Hardware which were installed. | 1997-05-08 | 7944 | 100
2629 | T1 | 7-Eleven Inc | Store #27529 | 18101 Coit Rd | Dallas | TX | 75252 | Collin | CN600240329 | RN102020039 | Installed Gas Tank Monitors and the Multi-Product Dispensers. | A positive use determination of 50% for the Multi-Product Dispensers and the Hanging Hardware which were installed. | 1997-05-08 | 40968 | 100
2630 | T1 | 7-Eleven Inc | Store #16466 | 2012 W Ave B | Copperas Cove | TX | 76522 | Coryell | CN600240329 | RN102042199 | Installed Hanging Hardware. | A positive use determination of 50% for the Hanging Hardware which was installed. | 1997-05-08 | 437 | 100
2631 | T1 | 7-Eleven Inc | Store #16802 | 2124 E Highway 190 | Copperas Cove | TX | 76522 | Coryell | CN600240329 | RN102042884 | Installed Hanging Hardware and Multi-Product Dispensers. | A positive use determination of 50% for the Multi-Product Dispensers and the Hanging Hardware which were installed. | 1997-05-08 | 9217 | 100
2632 | T1 | 7-Eleven Inc | Store #18450 | 501 N 1st St | Copperas Cove | TX | 76522 | Coryell | CN600240329 | RN102043601 | Installed Hanging Hardware and Multi-Product Dispensers. | A positive use determination of 50% for the Multi-Product Dispensers and the Hanging Hardware which were installed. | 1997-05-08 | 8526 | 100
2633 | T1 | 7-Eleven Inc | Store #20119 | 1115 E University | Denton | TX | 76201 | Denton | CN600240329 | RN102045770 | Installed Hanging Hardware. | A positive use determination of 50% for the Hanging Hardware which was installed. | 1997-05-08 | 6455 | 100
2634 | T1 | 7-Eleven Inc | Store #21495 | 1415 West Oak | Denton | TX | 76201 | Denton | CN600240329 | RN102261971 | Installed Hanging Hardware, Multi-Product Dispensers and a Gas Tank Probe. | A positive use determination of 100% for the Gas Tank Probes and a positive use determination of 50% for the Multi-Product Dispensers and the Hanging Hardware which were installed. | 1997-05-08 | 13565 | 100
2635 | T1 | 7-Eleven Inc | Store #23638 | 1629 W University | Denton | TX | 76201 | Denton | CN600240329 | RN102038734 | Installed Hanging Hardware and a Gas Tank Probe. | A positive use determination of 100% for the Gas Tank Probes and a positive use determination of 50% for the Hanging Hardware which were installed. | 1997-05-08 | 7344 | 100
2636 | T1 | 7-Eleven Inc | Store #23864 | 1302 W Main St | Lewisville | TX | 75067 | Denton | CN600240329 | RN102037090 | Installed Hanging Hardware, a Gas Tank Monitor and a Gas Tank Probe. | A positive use determination of 100% for the Gas Tank Probe and the Gas Tank Monitor and a positive use determination of 50% for the Hanging Hardware which were installed. | 1997-05-08 | 8114 | 100
2637 | T1 | 7-Eleven Inc | Store #24274 | 6750 FM 423 | The Colony | TX | 75056 | Denton | CN600240329 | RN102036043 | Installed Hanging Hardware and a Gas Tank Monitor. | A positive use determination of 100% for the Gas Tank Monitor and a positive use determination of 50% for the Hanging Hardware which were installed. | 1997-05-08 | 7327 | 100
2638 | T1 | 7-Eleven Inc | Store #24585 | 1855 Frankford Rd | Carrollton | TX | 75007 | Denton | CN600240329 | RN102014883 | Installed Hanging Hardware, Multi-Product Dispensers, and a Gas Tank Monitor. | A positive use determination of 100% for the Gas Tank Probe and a positive use determination of 50% for the Multi-Product Dispensers and Hanging Hardware which were installed. | 1997-05-08 | 14387 | 100
2639 | T1 | 7-Eleven Inc | Store #25268 | 966 Mill St | Lewisville | TX | 75067 | Denton | CN600240329 | RN102267317 | Installed a Gas Tank Monitor. | A positive use determination of 100% for the Gas Tank Monitor which was installed. | 1997-05-08 | 784 | 100
2640 | T1 | 7-Eleven Inc | Store #25298 | 1865 Rosemeade | Carrollton | TX | 75007 | Dallas | CN600240329 | RN102432754 | Installed Hanging Hardware. | A positive use determination of 50% for the Hanging Hardware which was installed. | 1997-05-08 | 6733 | 100
2641 | T1 | 7-Eleven Inc | Store #25808 | 101 E SW Parkway | Lewisville | TX | 75067 | Denton | CN600240329 | RN102032190 | Installed Hanging Hardware, Multi-Product Dispensers, and a Gas Tank Probe. | A positive use determination of 100% for the Gas Tank Probe and a positive use determination of 50% for the Multi-Product Dispenser and Hanging Hardware which were installed. | 1997-05-08 | 23759 | 100
2642 | T1 | 7-Eleven Inc | Store #26178 | 3108 Old Denton Rd | Carrollton | TX | 75007 | Denton | CN600240329 | RN102435492 | Installed Hanging Hardware, Multi-Product Dispensers, and a Gas Tank Monitor. | A positive use determination of 100% for the Gas Tank Probe and a positive use determination of 50% for the Multi-Product Dispensers and Hanging Hardware which were installed. | 1997-05-08 | 17641 | 100
2643 | T1 | 7-Eleven Inc | Store #26271 | 5010 Main St | The Colony | TX | 75056 | Denton | CN600240329 | RN102031309 | Installed Hanging Hardware. | A positive use determination of 50% for the Hanging Hardware which was installed. | 1997-05-08 | 6455 | 100
2644 | T1 | 7-Eleven Inc | Store #26412 | 193 E Corporate Dr. | Lewisville | TX | 75067 | Denton | CN600240329 | RN102063500 | Installed Hanging Hardware, Multi-Product Dispensers, and a Gas Tank Monitor. | A positive use determination of 100% for the Gas Tank Probe and a positive use determination of 50% for the Multi-Product Dispensers which were installed. | 1997-05-08 | 12321 | 100
2645 | T1 | 7-Eleven Inc | Store #26528 | 1024 Dallas Dr | Denton | TX | 76205 | Denton | CN600240329 | RN102008943 | Installed Hanging Hardware. | A positive use determination of 50% for the Hanging Hardware which was installed. | 1997-05-08 | 6455 | 100
2646 | T1 | 7-Eleven Inc | Store #26896 | 297 FM 3040 | Lewisville | TX | 75067 | Denton | CN600240329 | RN102438173 | Installed Hanging Hardware and a Gas Tank Monitor. | A positive use determination of 100% for the Gas Tank Monitor and a positive use determination of 50% for the Hanging Hardware which were installed. | 1997-05-08 | 3895 | 100
2647 | T1 | 7-Eleven Inc | Store #27341 | 2636 Frankford | Dallas | TX | 75252 | Denton | CN600240329 | RN102276664 | Installed Hanging Hardware and a Gas Tank Probe. | A positive use determination of 100% for the Gas Tank Probe and a positive use determination of 50% for the Hanging Hardware which were installed. | 1997-05-08 | 10550 | 100
2648 | T1 | 7-Eleven Inc | Store #23560 | 403 N Guadalupe St | San Marcos | TX | 78666 | Hays | CN600240329 | RN102430519 | Installed Gas Tank Probes. | A positive use determination of 50% for the Multi-Product Dispensers and the Hanging Hardware which were installed. | 1997-05-08 | 4755 | 100
2649 | T1 | 7-Eleven Inc | Store #18531 | 716 Poindexter | Cleburne | TX | 76031 | Johnson | CN600240329 | RN102056280 | Installed Gas Tank Monitors, Gas Tank Probes and Multi-Product Dispensers. | A positive use determination of 100% for the Gas Tank Monitor and the Gas Tank Probe and a positive use determination of 50% for the Multi-Product Dispensers which were installed. | 1997-05-08 | 14132 | 100
2650 | T1 | 7-Eleven Inc | Store #20102 | 2005 S Washington | Kaufman | TX | 75142 | Kaufman | CN600240329 | RN102013158 | Installed Hanging Hardware. | A positive use determination of 50% for the Multi-Product Dispensers and the Hanging Hardware which were installed. | 1997-05-08 | 1110 | 100
2651 | T1 | 7-Eleven Inc | Store #12476 | 5050 Davis Blvd | North Richland Hills | TX | 76180 | Tarrant | CN600240329 | RN104424866 | Installed Hanging Hardware and Multi-Product Dispensers. | A positive use determination of 50% for the Multi-Product Dispensers and the Hanging Hardware which were installed. | 1997-05-08 | 7515 | 100
2652 | T1 | 7-Eleven Inc | Store #17884 | 901 S Main St | Weatherford | TX | 76086 | Parker | CN600240329 | RN101557445 | Installed a Gas Tank Monitor, a Sump/Trench Probe, Hanging Hardware and Multi-Product Dispensers. | A positive use determination of 100% for the Gas Tank Monitor and the Sump/Trench Probe and a positive use determination of 50% for the Multi-Product Dispensers and the Hanging Hardware which were installed. | 1997-05-08 | 16560 | 100
2653 | T1 | 7-Eleven Inc | Store #24632 | 1100 Ridge Rd | Rockwall | TX | 75087 | Rockwall | CN600240329 | RN102234655 | Installed a Hanging Hardware and Multi-Product Dispensers. | A positive use determination of 50% for the Multi-Product Dispensers and the Hanging Hardware which were installed. | 1997-05-08 | 6378 | 100
2654 | T1 | 7-Eleven Inc | Store #16718 | 2403 WILLIAMS DR | Georgetown | TX | 78626 | Williamson | CN600240329 | RN102007341 | Installed Hanging Hardware and Multi-Product Dispensers. | A positive use determination of 50% for the Multi-Product Dispensers and the Hanging Hardware which were installed. | 1997-05-08 | 12710 | 100
2655 | T1 | 7-Eleven Inc | Store #21359 | 600 McNeil Rd | Round Rock | TX | 78681 | Williamson | CN600240329 | RN102064920 | Installed Hanging Hardware and a Gas Tank Probe. | A positive use determination of 100% for the Gas Tank Probe and a positive use determination of 50% for the Hanging Hardware which were installed. | 1997-05-08 | 5452 | 100
2656 | T1 | 7-Eleven Inc | Store #25391 | 1118 Palm Valley Rd | Round Rock | TX | 78664 | Williamson | CN600240329 | RN102064342 | Installed a Gas Tank Probe. | A positive use determination of 100% for the Gas Tank Probe which was installed. | 1997-05-08 | 7563 | 100
2657 | T1 | 7-Eleven Inc | Store #25945 | 1909 Hermitage Dr | Round Rock | TX | 78681 | Williamson | CN600240329 | RN102040243 | Installed a Gas Tank Probe, a liquid probe and a sump probe. | A positive use determination of 100% for the Gas Tank Probe, Liquid Probe and Sump Probe which were installed. | 1997-05-08 | 8099 | 100
2658 | T1 | 7-Eleven Inc | Store #12702 | 1747 E Oltorf | Austin | TX | 78741 | Travis | CN600240329 | RN102124187 | Installed a Gas Tank Probe. | A positive use determination of 100% for the Gas Tank Probe which was installed. | 1997-05-08 | 4755 | 100
2659 | T1 | 7-Eleven Inc | Store #17810 | 12434 N Lamar | Austin | TX | 78751 | Travis | CN600240329 | RN102010493 | Installed Multi-Product Dispensers. | A positive use determination of 50% for the Multi-Product Dispensers which were installed. | 1997-05-08 | 8094 | 100
2660 | T1 | 7-Eleven Inc | Store #21884 | 917 N Lamar | Austin | TX | 78703 | Travis | CN600240329 | RN102019692 | Installed a Gas Tank Probe. | A positive use determination of 100% for the Gas Tank Probe which was installed. | 1997-05-08 | 5015 | 100
2661 | T1 | 7-Eleven Inc | Store #22245 | 2103 S Congress | Austin | TX | 78704 | Travis | CN600240329 | RN102057890 | Installed a Gas Tank Probe. | A positive use determination of 100% for the Gas Tank Probe which was installed. | 1997-05-08 | 5015 | 100
2662 | T1 | 7-Eleven Inc | Store #22327 | 9406 Dessau Rd | Austin | TX | 78753 | Travis | CN600240329 | RN102009743 | Installed a Gas Tank Monitor. | A positive use determination of 100% for the Gas Tank Monitor which was installed. | 1997-05-08 | 1890 | 100
2663 | T1 | 7-Eleven Inc | Store #23295 | 1814 Guadalupe | Austin | TX | 78701 | Travis | CN600240329 | RN102018819 | Installed a Gas Tank Probe. | A positive use determination of 100% for the Gas Tank Probe which was installed. | 1997-05-08 | 5015 | 100
2664 | T1 | 7-Eleven Inc | Store #23581 | 12164 Burnet Rd | Austin | TX | 78758 | Travis | CN600240329 | RN102008935 | Installed a Gas Tank Probe. | A positive use determination of 100% for the Gas Tank Probe which was installed. | 1997-05-08 | 5015 | 100
2665 | T1 | 7-Eleven Inc | Store #24002 | 7100 FM 620 W | Austin | TX | 78750 | Travis | CN600240329 | RN102233814 | Installed a Gas Tank Probe. | A positive use determination of 100% for the Gas Tank Probe which was installed. | 1997-05-08 | 5015 | 100
2666 | T1 | 7-Eleven Inc | Store #24008 | 5101 N Lamar | Austin | TX | 78751 | Travis | CN600240329 | RN102015401 | Installed Multi-Product Dispensers. | A positive use determination of 50% for the Multi-Product Dispensers which were installed. | 1997-05-08 | 5631 | 100
2667 | T1 | 7-Eleven Inc | Store #24909 | 8010 Brodie Ln | Austin | TX | 78745 | Travis | CN600240329 | RN102039492 | Installed a Gas Tank Probe. | A positive use determination of 100% for the Gas Tank Probe which was installed. | 1997-05-08 | 4755 | 100
2668 | T1 | 7-Eleven Inc | Store #25157 | 2620 Lake Austin Blvd | Austin | TX | 78703 | Travis | CN600240329 | RN102055167 | Installed a Gas Tank Probe. | A positive use determination of 100% for the Gas Tank Probe which was installed. | 1997-05-08 | 4755 | 100
2669 | T1 | 7-Eleven Inc | Store #26353 | 601 W Ben White Blvd | Austin | TX | 78704 | Travis | CN600240329 | RN102041019 | Installed a Gas Tank Probe. | A positive use determination of 100% for the Gas Tank Probe which was installed. | 1997-05-08 | 2680 | 100
2670 | T1 | 7-Eleven Inc | Store #27554 | 9912 Manchaca | Austin | TX | 78748 | Travis | CN600240329 | RN102038908 | Installed a Gas Tank Probe. | A positive use determination of 100% for the Gas Tank Probe which was installed. | 1997-05-08 | 4755 | 100
2671 | T1 | 7-Eleven Inc | Store #20850 | 2000 W NORTHWEST HWY | Grapevine | TX | 76051 | Tarrant | CN600240329 | RN102042454 | Installed Hanging Hardware. | A positive use determination of 50% for the Hanging Hardware which was installed. | 1997-05-08 | 6455 | 100
2672 | T1 | 7-Eleven Inc | Store #29730 | 6841 W Northwest Hwy | Dallas | TX | 75225 | Dallas | CN600240329 | RN102037298 | Installed Gas Tank Probe, Hoses and Nozzles. | A positive use determination of 100% for the Gas Tank Probe and a positive use determination of 50% for the Nozzles and Hoses which were installed. | 1997-05-08 | 7519 | 100
2673 | T1 | 7-Eleven Inc | Store #12475 | 2536 East Lancaster | Fort Worth | TX | 76103 | Tarrant | CN600240329 | RN102008125 | Installed Hanging Hardware and a Gas Tank Monitor. | A positive use determination of 100% for the Gas Tank Monitor and a positive use determination of 50% for the Hanging Hardware which was installed. | 1997-05-08 | 8216 | 100
2674 | T1 | 7-Eleven Inc | Store #12476 | 5050 Davis Blvd | North Richland Hills | TX | 76180 | Tarrant | CN600240329 | RN104424866 | Installed Hanging Hardware and Multi-Product Dispensers. | A positive use determination of 50% for the Multi-Product Dispensers and the Hanging Hardware which were installed. | 1997-05-08 | 10222 | 100
2675 | T1 | 7-Eleven Inc | Store #12494 | 600 S Center St | Arlington | TX | 76010 | Tarrant | CN600240329 | RN102429156 | Installed Hanging Hardware, a Gas Tank Probe and Multi-Product Dispensers. | A positive use determination of 100% for the Gas Tank Monitor and a positive use determination of 50% for the Multi-Product Dispensers and the Hanging Hardware which were installed. | 1997-05-08 | 16071 | 100
2676 | T1 | 7-Eleven Inc | Store #12526 | 111 University Dr | Fort Worth | TX | 76107 | Tarrant | CN600240329 | RN102027059 | Installed Hanging Hardware and Multi-Product Dispensers. | A positive use determination of 50% for the Multi-Product Dispensers and the Hanging Hardware which were installed. | 1997-05-08 | 12870 | 100
2677 | T1 | 7-Eleven Inc | Store #12529 | 4301 Camp Bowie | Fort Worth | TX | 76107 | Tarrant | CN600240329 | RN102026044 | Installed Hanging Hardware and Multi-Product Dispensers. | A positive use determination of 50% for the Multi-Product Dispensers and the Hanging Hardware which were installed. | 1997-05-08 | 9089 | 100
2678 | T1 | 7-Eleven Inc | Store #12532 | 2812 Horne St | Fort Worth | TX | 76107 | Tarrant | CN600240329 | RN102243615 | Installed Flux Hoses and Multi-Product Dispensers. | A positive use determination of 50% for the Multi-Product Dispensers and the Flux Hoses which were installed. | 1997-05-08 | 6739 | 100
2679 | T1 | 7-Eleven Inc | Store #12542 | 3200 W 7Th St | Fort Worth | TX | 76107 | Tarrant | CN600240329 | RN102000429 | Installed Hanging Hardware, a Gas Tank Probe and Multi-Product Dispensers. | A positive use determination of 100% for the Gas Tank Probe and a positive use determination of 50% for the Multi-Product Dispensers and the Hanging Hardware which were installed. | 1997-05-08 | 12676 | 100
2680 | T1 | 7-Eleven Inc | Store #12550 | 2945 West Berry St | Fort Worth | TX | 76109 | Tarrant | CN600240329 | RN102282092 | Installed Hanging Hardware, a Gas Tank Probe, and Multi-Product Dispensers. | A positive use determination of 100% for the Gas Tank Probe and a positive use determination of 50% for the Multi-Product Dispensers and the Hanging Hardware which were installed. | 1997-05-08 | 17555 | 100
2681 | T1 | 7-Eleven Inc | Store #12562 | 6800 Azle Ave | Lake Worth | TX | 76135 | Tarrant | CN600240329 | RN102015773 | Installed Hanging Hardware and Multi-Product Dispensers. | A positive use determination of 50% for the Multi-Product Dispensers and the Hanging Hardware which were installed. | 1997-05-08 | 18346 | 100
2682 | T1 | 7-Eleven Inc | Store #15658 | 8238 Calmont @ Shenandoah | Fort Worth | TX | 76116 | Tarrant | CN600240329 | RN102012515 | Installed Hanging Hardware, a Gas Tank Monitor, and Multi-Product Dispensers. | A positive use determination of 100% for the Gas Tank Monitor and a positive use determination of 50% for the Multi-Product Dispensers and the Hanging Hardware which were installed. | 1997-05-08 | 12933 | 100
2683 | T1 | 7-Eleven Inc | Store #16420 | 1320 Bedford Rd | Bedford | TX | 76021 | Tarrant | CN600240329 | RN102024353 | Installed Multi-Product Dispensers. | A positive use determination of 50% for the Multi-Product Dispensers which were installed. | 1997-05-08 | 9447 | 100
2684 | T1 | 7-Eleven Inc | Store #17752 | 700 N Riverside Dr | Fort Worth | TX | 76111 | Tarrant | CN600240329 | RN102057817 | Installed Hanging Hardware and Multi-Product Dispensers. | A positive use determination of 50% for the Multi-Product Dispensers and the Hanging Hardware which were installed. | 1997-05-08 | 13018 | 100
2685 | T1 | 7-Eleven Inc | Store #17987 | 600 W Pipeline Rd | Hurst | TX | 76053 | Tarrant | CN600240329 | RN102023090 | Installed Hanging Hardware and Multi-Product Dispensers. | A positive use determination of 50% for the Multi-Product Dispensers and the Hanging Hardware which were installed. | 1997-05-08 | 10899 | 100
2686 | T1 | 7-Eleven Inc | Store #18099 | 5900 Denton Hwy | Watauga | TX | 76148 | Tarrant | CN600240329 | RN102272929 | Installed Hanging Hardware and Multi-Product Dispensers. | A positive use determination of 50% for the Multi-Product Dispensers and the Hanging Hardware which were installed. | 1997-05-08 | 9421 | 100
2687 | T1 | 7-Eleven Inc | Store #18555 | 2801 East Park Row | Arlington | TX | 76010 | Tarrant | CN600240329 | RN102049715 | Installed Hanging Hardware and Multi-Product Dispensers. | A positive use determination of 50% for the Multi-Product Dispensers and the Hanging Hardware which were installed. | 1997-05-08 | 13259 | 100
2688 | T1 | 7-Eleven Inc | Store #18746 | 1622 Hemphill at Allen | Fort Worth | TX | 76104 | Tarrant | CN600240329 | RN101689065 | Installed Hanging Hardware and Multi-Product Dispensers. | A positive use determination of 50% for the Multi-Product Dispensers and the Hanging Hardware which were installed. | 1997-05-08 | 13069 | 100
2689 | T1 | 7-Eleven Inc | Store #19972 | 800 Forest Ridge | Bedford | TX | 76021 | Tarrant | CN600240329 | RN102253556 | Installed Hanging Hardware and Multi-Product Dispensers. | A positive use determination of 50% for the Multi-Product Dispensers and the Hanging Hardware which were installed. | 1997-05-08 | 9133 | 100
2690 | T1 | 7-Eleven Inc | Store #20142 | 1521 W Arkansas Ln | Arlington | TX | 76013 | Tarrant | CN600240329 | RN101540029 | Installed Hanging Hardware and Multi-Product Dispensers. | A positive use determination of 50% for the Multi-Product Dispensers and the Hanging Hardware which were installed. | 1997-05-08 | 6455 | 100
2691 | T1 | 7-Eleven Inc | Store #20427 | 1516 W Berry St | Fort Worth | TX | 76110 | Tarrant | CN600240329 | RN102427028 | Installed Hanging Hardware and Multi-Product Dispensers. | A positive use determination of 50% for the Multi-Product Dispensers and the Hanging Hardware which were installed. | 1997-05-08 | 9133 | 100
2692 | T1 | 7-Eleven Inc | Store #20446 | 3201 N Beach St | Fort Worth | TX | 76119 | Tarrant | CN600240329 | RN101689701 | Installed Hanging Hardware and Multi-Product Dispensers. | A positive use determination of 50% for the Multi-Product Dispensers and the Hanging Hardware which were installed. | 1997-05-08 | 3231 | 100
2693 | T1 | 7-Eleven Inc | Store #20457 | 3031 HARWOOD RD STE C | Bedford | TX | 76021 | Tarrant | CN600240329 | RN102044146 | Installed a Gas Tank Monitor and Multi-Product Dispensers. | A positive use determination of 100% for the Gas Tank Monitor and a positive use determination of 50% for the Multi-Product Dispensers which were installed. | 1997-05-08 | 8325 | 100
2694 | T1 | 7-Eleven Inc | Store #20462 | 501 Boyd Rd | Azle | TX | 76020 | Tarrant | CN600240329 | RN102427341 | Installed Hanging Hardware. | A positive use determination of 50% for the Hanging Hardware which was installed. | 1997-05-08 | 6455 | 100
2695 | T1 | 7-Eleven Inc | Store #20467 | 5100 Broadway Ave | Halton City | TX | 76117 | Tarrant | CN600240329 | RN102429784 | Installed Hanging Hardware and Multi-Product Dispensers. | A positive use determination of 50% for the Multi-Product Dispensers and the Hanging Hardware which were installed. | 1997-05-08 | 12316 | 100
2696 | T1 | 7-Eleven Inc | Store #20486 | 401 E Pipeline | Bedford | TX | 76021 | Tarrant | CN600240329 | None Assigned | Installed Hanging Hardware. | A positive use determination of 50% for the Hanging Hardware which was installed. | 1997-05-08 | 6455 | 100
2697 | T1 | 7-Eleven Inc | Store #20994 | 2120 E Abrams | Arlington | TX | 76010 | Tarrant | CN600240329 | RN102046406 | Installed a Sump Probe. | A positive use determination of 100% for the Sump Probe which was installed. | 1997-05-08 | 2038 | 100
2698 | T1 | 7-Eleven Inc | Store #21569 | 1201 W Randol Mill Rd | Arlington | TX | 76012 | Tarrant | CN600240329 | RN102042892 | Installed Hanging Hardware, a Gas Tank Probe, and Multi-Product Dispensers. | A positive use determination of 100% for the Gas Tank Probe and a positive use determination of 50% for the Multi-Product Dispensers and the Hanging Hardware which were installed. | 1997-05-08 | 22513 | 100
2699 | T1 | 7-Eleven Inc | Store #12476 | 5050 Davis Blvd | North Richland Hills | TX | 76180 | Tarrant | CN600240329 | RN104424866 | Installed Hanging Hardware, a Gas Tank Probe, and Multi-Product Dispensers. | A positive use determination of 100% for the Gas Tank Probe and a positive use determination of 50% for the Multi-Product Dispensers and the Hanging Hardware which were installed. | 1997-05-08 | 14871 | 100
2700 | T1 | 7-Eleven Inc | Store #22442 | 9098 Hwy 80 W | Fort Worth | TX | 76116 | Tarrant | CN600240329 | RN102060738 | Installed Hanging Hardware. | A positive use determination of 50% for the Hanging Hardware which was installed. | 1997-05-08 | 6445 | 100
2701 | T1 | 7-Eleven Inc | Store #22996 | 2501 W Division | Arlington | TX | 76012 | Tarrant | CN600240329 | RN102041936 | Installed Hanging Hardware and Multi Product Dispensers. | A positive use determination of 50% for the Multi-Product Dispensers and the Hanging Hardware which were installed. | 1997-05-08 | 18921 | 100
2702 | T1 | 7-Eleven Inc | Store #23056 | 5704 Green Oaks Blvd SW | Arlington | TX | 76017 | Tarrant | CN600240329 | RN102052545 | Installed Hanging Hardware, a Gas Tank Probe and Multi Product Dispensers. | A positive use determination of 100% for the Gas Tank Probe and a positive use determination of 50% for the Multi-Product Dispensers and the Hanging Hardware which were installed. | 1997-05-08 | 13782 | 100
2703 | T1 | 7-Eleven Inc | Store #23679 | 6501 Camp Bowie | Fort Worth | TX | 76116 | Tarrant | CN600240329 | RN102428075 | Installed Hanging Hardware and Multi Product Dispensers. | A positive use determination of 50% for the Multi-Product Dispensers and the Hanging Hardware which were installed. | 1997-05-08 | 20101 | 100
2704 | T1 | 7-Eleven Inc | Store #23858 | 2800 NE 28th St | Fort Worth | TX | 76111 | Tarrant | CN600240329 | RN102051687 | Installed Hanging Hardware and Multi Product Dispensers. | A positive use determination of 50% for the Multi-Product Dispensers and the Hanging Hardware which were installed. | 1997-05-08 | 10468 | 100
2705 | T1 | 7-Eleven Inc | Store #23859 | 5901 Davis Blvd | North Richland Hills | TX | 76118 | Tarrant | CN600240329 | RN102037942 | Installed Gas Hardware. | A positive use determination of 50% for the Gas Hardware which was installed. | 1997-05-08 | 2656 | 100
2706 | T1 | 7-Eleven Inc | Store #23923 | 1827 E Park Row Dr | Arlington | TX | 76010 | Tarrant | CN600240329 | RN102260155 | Installed Hanging Hardware and Multi Product Dispensers. | A positive use determination of 50% for the Multi-Product Dispensers and the Hanging Hardware which were installed. | 1997-05-08 | 12386 | 100
2707 | T1 | 7-Eleven Inc | Store #24261 | 1501 North Cooper | Arlington | TX | 76011 | Tarrant | CN600240329 | RN102261336 | Installed Hanging Hardware, a Gas Tank Probe and Multi Product Dispensers. | A positive use determination of 100% for the Gas Tank Probe and a positive use determination of 50% for the Multi-Product Dispensers and the Hanging Hardware which were installed. | 1997-05-08 | 27245 | 100
2708 | T1 | 7-Eleven Inc | Store #24273 | 3303 South Cooper | Arlington | TX | 76015 | Tarrant | CN600240329 | RN102262235 | Installed Hanging Hardware and Multi Product Dispensers. | A positive use determination of 50% for the Multi-Product Dispensers and the Hanging Hardware which were installed. | 1997-05-08 | 11504 | 100
2709 | T1 | 7-Eleven Inc | Store #24382 | 8521 Hwy 580 | Fort Worth | TX | 76116 | Tarrant | CN600240329 | RN102932779 | Installed Hanging Hardware. | A positive use determination of 50% for the Hanging Hardware which was installed. | 1997-05-08 | 6469 | 100
2710 | T1 | 7-Eleven Inc | Store #24593 | 3930 W Pioneer Pkwy | Arlington | TX | 76013 | Tarrant | CN600240329 | RN102263118 | Installed Multi Product Dispensers. | A positive use determination of 50% for the Multi-Product Dispensers which were installed. | 1997-05-08 | 6455 | 100
2711 | T1 | 7-Eleven Inc | Store #24638 | 6251 McCart | Fort Worth | TX | 75133 | Tarrant | CN600240329 | RN101689370 | Installed Hanging Hardware and Multi Product Dispensers. | A positive use determination of 50% for the Multi-Product Dispensers and the Hanging Hardware which were installed. | 1997-05-08 | 6999 | 100
2712 | T1 | 7-Eleven Inc | Store #24843 | 428 Bedford Rd | Bedford | TX | 76022 | Tarrant | CN600240329 | RN102035128 | Installed Hanging Hardware, a Gas Tank Probe, a Gas Tank Monitor, and Multi Product Dispensers. | A positive use determination of 100% for the Gas Tank Probe and the Gas Tank Monitor and a positive use determination of 50% for the Multi-Product Dispensers and the Hanging Hardware which were installed. | 1997-05-08 | 17150 | 100
2713 | T1 | 7-Eleven Inc | Store #25196 | 5400 S Cooper | Arlington | TX | 76017 | Tarrant | CN600240329 | RN102037777 | Installed Hanging Hardware. | A positive use determination of 50% for the Hanging Hardware which was installed. | 1997-05-08 | 5313 | 100
2714 | T1 | 7-Eleven Inc | Store #25299 | 700 W Interstate 20 | Arlington | TX | 76017 | Tarrant | CN600240329 | RN102035581 | Installed Hanging Hardware. | A positive use determination of 50% for the Hanging Hardware which was installed. | 1997-05-08 | 12911 | 100
2715 | T1 | 7-Eleven Inc | Store #25416 | 3400 South Collins | Arlington | TX | 76014 | Tarrant | CN600240329 | RN102266848 | Installed Hanging Hardware and a Gas Tank Monitor. | A positive use determination of 100% for the Gas Tank Monitor and a positive use determination of 50% for the Hanging Hardware which were installed. | 1997-05-08 | 7285 | 100
2716 | T1 | 7-Eleven Inc | Store #25492 | 900 E Park Row Dr | Arlington | TX | 76010 | Tarrant | CN600240329 | RN102033560 | Installed Hanging Hardware and Multi Product Dispensers. | A positive use determination of 50% for the Multi-Product Dispensers and the Hanging Hardware which were installed. | 1997-05-08 | 16975 | 100
2717 | T1 | 7-Eleven Inc | Store #25500 | 5198 Rufe Snow Dr | North Richland Hills | TX | 76180 | Tarrant | CN600240329 | RN102033115 | Installed Hanging Hardware, a Gas Tank Probe and Multi Product Dispensers. | A positive use determination of 100% for the Gas Tank Probe and a positive use determination of 50% for the Multi-Product Dispensers and the Hanging Hardware which were installed. | 1997-05-08 | 19766 | 100
2718 | T1 | 7-Eleven Inc | Store #25762 | 4500 Sycamore School Rd | Fort Worth | TX | 76133 | Tarrant | CN600240329 | RN102048436 | Installed Hanging Hardware and Multi Product Dispensers. | A positive use determination of 50% for the Multi-Product Dispensers and the Hanging Hardware which were installed. | 1997-05-08 | 6468 | 100
2719 | T1 | 7-Eleven Inc | Store #25778 | 3648 Matlock RD | Arlington | TX | 76015 | Tarrant | CN600240329 | RN101055754 | Installed Hanging Hardware. | A positive use determination of 50% for the Hanging Hardware which was installed. | 1997-05-08 | 7006 | 100
2720 | T1 | 7-Eleven Inc | Store #26128 | 705 N Collins Ave | Arlington | TX | 76011 | Tarrant | CN600240329 | RN102017589 | Installed Hanging Hardware and Multi Product Dispensers. | A positive use determination of 50% for the Multi-Product Dispensers and the Hanging Hardware which were installed. | 1997-05-08 | 12725 | 100
2721 | T1 | 7-Eleven Inc | Store #26308 | 2401 Ascension | Arlington | TX | 76006 | Tarrant | CN600240329 | RN102055613 | Installed Hanging Hardware. | A positive use determination of 50% for the Hanging Hardware which was installed. | 1997-05-08 | 6455 | 100
2722 | T1 | 7-Eleven Inc | Store #26342 | 101 E Glade Rd | Euless | TX | 76039 | Tarrant | CN600240329 | RN102435518 | Installed Hanging Hardware. | A positive use determination of 50% for the Hanging Hardware which was installed. | 1997-05-08 | 6455 | 100
2723 | T1 | 7-Eleven Inc | Store #26349 | 2300 W Green Oaks Blvd | Arlington | TX | 76016 | Tarrant | CN600240329 | RN102269743 | Installed Hanging Hardware. | A positive use determination of 50% for the Hanging Hardware which was installed. | 1997-05-08 | 6455 | 100
2724 | T1 | 7-Eleven Inc | Store #26381 | 5700 Sam Calloway | Fort Worth | TX | 76114 | Tarrant | CN600240329 | RN102646387 | Installed Hanging Hardware. | A positive use determination of 50% for the Hanging Hardware which was installed. | 1997-05-08 | 6455 | 100
2725 | T1 | 7-Eleven Inc | Store #26560 | 2500 Forest Park | Fort Worth | TX | 76110 | Tarrant | CN600240329 | RN102059128 | Installed Hanging Hardware, a Gas Tank Probe and Multi Product Dispensers. | A positive use determination of 100% for the Gas Tank Probe and a positive use determination of 50% for the Multi-Product Dispensers and the Hanging Hardware which were installed. | 1997-05-08 | 9650 | 100
2726 | T1 | 7-Eleven Inc | Store #26580 | 14200 Trinity Blvd | Fort Worth | TX | 76155 | Tarrant | CN600240329 | RN101682417 | Installed Hanging Hardware. | A positive use determination of 50% for the Hanging Hardware which was installed. | 1997-05-08 | 6455 | 100
2727 | T1 | 7-Eleven Inc | Store #26634 | 1100 N Hwy 287 | Mansfield | TX | 76063 | Tarrant | CN600240329 | RN102254604 | Installed Hanging Hardware and a Gas Tank Monitor. | A positive use determination of 100% for the Gas Tank Monitor and a positive use determination of 50% for the Hanging Hardware which were installed. | 1997-05-08 | 6076 | 100
2728 | T1 | 7-Eleven Inc | Store #26657 | 2390 Fuller-Wiser Rd | Euless | TX | 76039 | Tarrant | CN600240329 | RN102016516 | Installed Hanging Hardware. | A positive use determination of 50% for the Hanging Hardware which was installed. | 1997-05-08 | 6455 | 100
2729 | T1 | 7-Eleven Inc | Store #26658 | 609 E Harwood | Euless | TX | 76039 | Tarrant | CN600240329 | RN102281466 | Installed Hanging Hardware, a Gas Tank Probe, and Multi Product Dispensers. | A positive use determination of 100% for the Gas Tank Probe and a positive use determination of 50% for the Multi-Product Dispensers and the Hanging Hardware which were installed. | 1997-05-08 | 10733 | 100
2730 | T1 | 7-Eleven Inc | Store #26778 | 7060 Denton Hwy | Fort Worth | TX | 76148 | Tarrant | CN600240329 | RN102294733 | Installed Hanging Hardware, Gas Tank Probe, and a Gas Tank Monitor. | A positive use determination of 100% for the Gas Tank Probe and the Gas Tank Monitor and a positive use determination of 50% for the Hanging Hardware which were installed. | 1997-05-09 | 11774 | 100
2731 | T1 | 7-Eleven Inc | Store #27367 | 4901 Little Rd | Arlington | TX | 76017 | Tarrant | CN600240329 | RN102277779 | Installed Hanging Hardware and a Gas Tank Probe. | A positive use determination of 100% for the Gas Tank Probe and a positive use determination of 50% for the Hanging Hardware which were installed. | 1997-05-09 | 9990 | 100
2732 | T1 | 7-Eleven Inc | Store #27374 | 6300 Denton Hwy | Watauga | TX | 76148 | Tarrant | CN600240329 | RN102020872 | Installed Hanging Hardware. | A positive use determination of 50% for the Hanging Hardware which was installed. | 1997-05-09 | 12911 | 100
2733 | T1 | 7-Eleven Inc | Store #27575 | 3300 Western Center Blvd | Fort Worth | TX | 76135 | Tarrant | CN600240329 | RN101689917 | Installed Hanging Hardware. | A positive use determination of 50% for the Hanging Hardware which was installed. | 1997-05-09 | 5313 | 100
2734 | T1 | 7-Eleven Inc | Store #30455 | 2900 Brown Trail | Bedford | TX | 76021 | Tarrant | CN600240329 | RN102991593 | Installed Hanging Hardware, Gas Tank Probe, and a Gas Tank Monitor. | A positive use determination of 100% for the Gas Tank Probe and the Gas Tank Monitor and a positive use determination of 50% for the Hanging Hardware which were installed. | 1997-05-09 | 13268 | 100
2735 | T1 | 7-Eleven Inc | Store #30456 | 2101 Pipeline Rd | Bedford | TX | 76021 | Tarrant | CN600240329 | RN102027919 | Installed Hanging Hardware, Gas Tank Probe, Multi-Product Dispensers, and a Gas Tank Monitor. | A positive use determination of 100% for the Gas Tank Probe and the Gas Tank Monitor and a positive use determination of 50% for the Multi-Product Dispensers and the Hanging Hardware which were installed. | 1997-05-09 | 33480 | 100
2736 | T1 | 7-Eleven Inc | Store #12214 | 13608 Preston | Dallas | TX | 75240 | Dallas | CN600240329 | RN102266327 | Installed Hanging Hardware, Gas Tank Probe, and Multi-Product Dispensers. | A positive use determination of 100% for the Gas Tank Probe and a positive use determination of 50% for the Multi-Product Dispensers and the Hanging Hardware which were installed. | 1997-05-09 | 21549 | 100
2737 | T1 | 7-Eleven Inc | Store #16520 | 13207 Maham | Dallas | TX | 75240 | Dallas | CN600240329 | RN102265527 | Installed Hanging Hardware, Gas Tank Probe, and Multi-Product Dispensers. | A positive use determination of 100% for the Gas Tank Probe and a positive use determination of 50% for the Multi-Product Dispensers and the Hanging Hardware which were installed. | 1997-05-09 | 13777 | 100
2738 | T1 | 7-Eleven Inc | Store #22598 | 14300 Montfort | Dallas | TX | 75240 | Dallas | CN600240329 | RN102244563 | Installed Hanging Hardware. | A positive use determination of 50% for the Hanging Hardware which was installed. | 1997-05-09 | 7261 | 100
2739 | T1 | 7-Eleven Inc | Store #18600 | 12121 Abrams Rd | Dallas | TX | 75243 | Dallas | CN600240329 | RN102037165 | Installed Hanging Hardware and Multi-Product Dispensers. | A positive use determination of 50% for the Multi-Product Dispensers and the Hanging Hardware which were installed. | 1997-05-09 | 9197 | 100
2740 | T1 | 7-Eleven Inc | Store #19358 | 14400 Marsh Ln | Addison | TX | 75001 | Dallas | CN600240329 | RN102027026 | Installed Hanging Hardware and Multi-Product Dispensers. | A positive use determination of 50% for the Multi-Product Dispensers and the Hanging Hardware which were installed. | 1997-05-09 | 21110 | 100
2741 | T1 | 7-Eleven Inc | Store #20071 | 5242 Meadowcreek Rd | Dallas | TX | 75248 | Dallas | CN600240329 | RN102038775 | Installed Hanging Hardware and Multi-Product Dispensers. | A positive use determination of 50% for the Multi-Product Dispensers and the Hanging Hardware which were installed. | 1997-05-09 | 15855 | 100
2742 | T1 | 7-Eleven Inc | Store #20219 | 6748 Shadybrook Ln | Dallas | TX | 75231 | Dallas | CN600240329 | RN102013026 | Installed Hanging Hardware and Multi-Product Dispensers. | A positive use determination of 50% for the Multi-Product Dispensers and the Hanging Hardware which were installed. | 1997-05-09 | 11158 | 100
2743 | T1 | 7-Eleven Inc | Store #20300 | 8240 Abrams Rd | Dallas | TX | 75231 | Dallas | CN600240329 | RN102425212 | Installed Hanging Hardware and Multi-Product Dispensers. | A positive use determination of 50% for the Multi-Product Dispensers and the Hanging Hardware which were installed. | 1997-05-09 | 9421 | 100
2744 | T1 | 7-Eleven Inc | Store #20769 | 10340 Forest Lane | Dallas | TX | 75243 | Dallas | CN600240329 | RN102011095 | Installed Hanging Hardware. | A positive use determination of 50% for the Hanging Hardware which was installed. | 1997-05-09 | 6455 | 100
2745 | T1 | 7-Eleven Inc | Store #21287 | 1602 N Plano Rd | Richardson | TX | 75081 | Dallas | CN600240329 | RN102039526 | Installed Hanging Hardware, Gas Tank Probe, and Multi-Product Dispensers. | A positive use determination of 100% for the Gas Tank Probe and a positive use determination of 50% for the Multi-Product Dispensers and the Hanging Hardware which were installed. | 1997-05-09 | 27047 | 100
2746 | T1 | 7-Eleven Inc | Store #22788 | 5365 Spring Valley | Dallas | TX | 75240 | Dallas | CN600240329 | RN102353455 | Installed Hanging Hardware, Hoses, and Nozzles. | A positive use determination of 50% for the Hoses and Nozzles and the Hanging Hardware which were installed. | 1997-05-09 | 6883 | 100
2747 | T1 | 7-Eleven Inc | Store #22948 | 5403 Arapaho Rd | Dallas | TX | 75248 | Dallas | CN600240329 | RN102432952 | Installed Hanging Hardware, Gas Tank Monitor, and Multi-Product Dispensers. | A positive use determination of 100% for the Gas Tank Monitor and a positive use determination of 50% for the Multi-Product Dispensers and the Hanging Hardware which were installed. | 1997-05-09 | 21317 | 100
2748 | T1 | 7-Eleven Inc | Store #23195 | 5804 Abrams | Dallas | TX | 75214 | Dallas | CN600240329 | RN102008042 | Installed Hanging Hardware, and Gas Tank Monitor. | A positive use determination of 100% for the Gas Tank Monitor and a positive use determination of 50% for the Hanging Hardware which were installed. | 1997-05-09 | 9638 | 100
2749 | T1 | 7-Eleven Inc | Store #23199 | 9798 Forrest Ln | Dallas | TX | 75244 | Dallas | CN600240329 | RN102006954 | Installed Hanging Hardware, Gas Tank Probe, and Multi-Product Dispensers. | A positive use determination of 100% for the Gas Tank Probe and a positive use determination of 50% for the Multi-Product Dispensers and the Hanging Hardware which were installed. | 1997-05-09 | 16125 | 100
2750 | T1 | 7-Eleven Inc | Store #23252 | 7010 Greenville Ave | Dallas | TX | 75231 | Dallas | CN600240329 | RN102038064 | Installed Hanging Hardware and a Gas Tank Monitor. | A positive use determination of 100% for the Gas Tank Monitor and a positive use determination of 50% for the Hanging Hardware which were installed. | 1997-05-09 | 10820 | 100
2751 | T1 | 7-Eleven Inc | Store #23989 | 11803 Preston Rd | Dallas | TX | 75230 | Dallas | CN600240329 | RN102039567 | Installed Hanging Hardware. | A positive use determination of 50% for the Hanging Hardware which was installed. | 1997-05-09 | 6455 | 100
2752 | T1 | 7-Eleven Inc | Store #24092 | 9750 Walnut Hill | Dallas | TX | 75238 | Dallas | CN600240329 | RN102230257 | Installed Hanging Hardware. | A positive use determination of 50% for the Hanging Hardware which was installed. | 1997-05-09 | 7038 | 100
2753 | T1 | 7-Eleven Inc | Store #24306 | 6556 Skillman Rd | Dallas | TX | 75231 | Dallas | CN600240329 | RN102130457 | Installed Hanging Hardware and Multi Product Dispensers. | A positive use determination of 50% for the Multi-Product Dispensers and the Hanging Hardware which were installed. | 1997-05-09 | 18232 | 100
2754 | T1 | 7-Eleven Inc | Store #24581 | 2161 E Arapahoe Rd | Richardson | TX | 75081 | Dallas | CN600240329 | RN102432788 | Installed a Gas Tank Monitor. | A positive use determination of 100% for the Gas Tank Monitor which was installed. | 1997-05-09 | 3033 | 100
2755 | T1 | 7-Eleven Inc | Store #25436 | 2220 Marsh Ln | Carrollton | TX | 75006 | Dallas | CN600240329 | RN102010972 | Installed Hanging Hardware, Gas Tank Probe, and Multi-Product Dispensers. | A positive use determination of 100% for the Gas Tank Probe and a positive use determination of 50% for the Multi-Product Dispensers and the Hanging Hardware which were installed. | 1997-05-09 | 23012 | 100
2756 | T1 | 7-Eleven Inc | Store #25511 | 9820 Walnut | Dallas | TX | 75243 | Dallas | CN600240329 | RN102232972 | Installed Hanging Hardware, Gas Tank Probe, and Multi-Product Dispensers. | A positive use determination of 100% for the Gas Tank Probe and a positive use determination of 50% for the Multi-Product Dispensers and the Hanging Hardware which were installed. | 1997-05-09 | 33740 | 100
2757 | T1 | 7-Eleven Inc | Store #25764 | 10690 Kingsley Rd | Dallas | TX | 75238 | Dallas | CN600240329 | RN102061801 | Installed Hanging Hardware. | A positive use determination of 50% for the Hanging Hardware which was installed. | 1997-05-09 | 7931 | 100
2758 | T1 | 7-Eleven Inc | Store #26600 | 9456 N MacArthur Blvd | Irving | TX | 75063 | Dallas | CN600240329 | RN102028644 | Installed Hanging Hardware. | A positive use determination of 50% for the Hanging Hardware which was installed. | 1997-05-09 | 6455 | 100
2759 | T1 | 7-Eleven Inc | Store #26702 | 3637 Forest Ln | Dallas | TX | 75234 | Dallas | CN600240329 | RN102143914 | Installed Hanging Hardware. | A positive use determination of 50% for the Hanging Hardware which was installed. | 1997-05-09 | 2656 | 100
2760 | T1 | 7-Eleven Inc | Store #26771 | 18118 Midway Rd | Dallas | TX | 75252 | Dallas | CN600240329 | RN102274990 | Installed Hanging Hardware. | A positive use determination of 50% for the Hanging Hardware which was installed. | 1997-05-09 | 12911 | 100
2761 | T1 | 7-Eleven Inc | Store #27528 | 2145 Josey Lane | Carrollton | TX | 75006 | Dallas | CN600240329 | RN102258670 | Installed Hanging Hardware. | A positive use determination of 50% for the Hanging Hardware which was installed. | 1997-05-09 | 6455 | 100
2763 | T1 | 7-Eleven Inc | Store #12132 | 2129 Abrams Rd | Dallas | TX | 75214 | Dallas | CN600240329 | RN102020914 | Installed Hanging Hardware. | A positive use determination of 50% for the Hanging Hardware which was installed. | 1997-05-09 | 6455 | 100
2764 | T1 | 7-Eleven Inc | Store #12137 | 3702 Greenville Ave | Dallas | TX | 75206 | Dallas | CN600240329 | RN102892320 | Installed Multi-Product Dispensers and Hanging Hardware. | A positive use determination of 50% for the Multi-Product Dispensers and the Hanging Hardware which were installed. | 1997-05-09 | 10222 | 100
2765 | T1 | 7-Eleven Inc | Store #12153 | 5220 E Mockingbird Ln | Dallas | TX | 75205 | Dallas | CN600240329 | RN102436466 | Installed Hanging Hardware. | A positive use determination of 50% for the Hanging Hardware which was installed. | 1997-05-09 | 6455 | 100
2766 | T1 | 7-Eleven Inc | Store #12156 | 4539 Travis St | Dallas | TX | 75205 | Dallas | CN600240329 | RN102026515 | Installed Multi-Product Dispensers. | A positive use determination of 50% for the Multi-Product Dispensers which were installed. | 1997-05-09 | 6455 | 100
2767 | T1 | 7-Eleven Inc | Store #12179 | 2802 North Fitzhugh | Dallas | TX | 75204 | Dallas | CN600240329 | RN102435930 | Installed Hanging Hardware, Gas Tank Monitor, and Multi-Product Dispensers. | A positive use determination of 100% for the Gas Tank Monitor and a positive use determination of 50% for the Multi-Product Dispensers and the Hanging Hardware which were installed. | 1997-05-09 | 13504 | 100
2768 | T1 | 7-Eleven Inc | Store #12200 | 2529 Oak Lawn Ave | Dallas | TX | 75219 | Dallas | CN600240329 | RN102435591 | Installed Multi-Product Dispensers and Hanging Hardware. | A positive use determination of 50% for the Multi-Product Dispensers and the Hanging Hardware which were installed. | 1997-05-09 | 10222 | 100
2769 | T1 | 7-Eleven Inc | Store #12223 | 3329 Oak Lawn Ave | Dallas | TX | 75219 | Dallas | CN600240329 | RN102268752 | Installed a Sump Probe and Hanging Hardware. | A positive use determination of 100% for the Sump Probe and a positive use determination of 50% for the Hanging Hardware which were installed. | 1997-05-09 | 7984 | 100
2770 | T1 | 7-Eleven Inc | Store #12271 | 828 S Galloway Ave | Mesquite | TX | 75149 | Dallas | CN600240329 | RN102017282 | Installed Hanging Hardware, Gas Tank Probe, and Multi-Product Dispensers. | A positive use determination of 100% for the Gas Tank Probe and a positive use determination of 50% for the Multi-Product Dispensers and the Hanging Hardware which were installed. | 1997-05-09 | 13787 | 100
2771 | T1 | 7-Eleven Inc | Store #12292 | 302 N Marsalis | Dallas | TX | 75203 | Dallas | CN600240329 | RN102240553 | Installed Hanging Hardware. | A positive use determination of 50% for the Hanging Hardware which was installed. | 1997-05-09 | 6455 | 100
2772 | T1 | 7-Eleven Inc | Store #12301 | 2911 E Ledbetter | Dallas | TX | 75216 | Dallas | CN600240329 | RN102056298 | Installed Hanging Hardware, Gas Tank Probe, a Gas Tank Monitor and Multi-Product Dispensers. | A positive use determination of 100% for the Gas Tank Probe and the Gas Tank Monitor and a positive use determination of 50% for the Multi-Product Dispensers and the Hanging Hardware which were installed. | 1997-05-09 | 25493 | 100
2773 | T1 | 7-Eleven Inc | Store #17718 | 4104 Gaston Ave | Dallas | TX | 75214 | Dallas | CN600240329 | RN102016649 | Installed Multi-Product Dispensers and Hanging Hardware. | A positive use determination of 50% for the Multi-Product Dispensers and the Hanging Hardware which were installed. | 1997-05-09 | 10222 | 100
2774 | T1 | 7-Eleven Inc | Store #18447 | 211 S Beckley | Dallas | TX | 75203 | Dallas | CN600240329 | RN102055621 | Installed Multi-Product Dispensers and Hanging Hardware. | A positive use determination of 50% for the Multi-Product Dispensers and the Hanging Hardware which were installed. | 1997-05-09 | 11298 | 100
2775 | T1 | 7-Eleven Inc | Store #18717 | 2223 South Beckley | Dallas | TX | 75224 | Dallas | CN600240329 | RN102245537 | Installed Hanging Hardware, Gas Tank Monitor, and Multi-Product Dispensers. | A positive use determination of 100% for the Gas Tank Monitor and a positive use determination of 50% for the Multi-Product Dispensers and the Hanging Hardware which were installed. | 1997-05-09 | 23826 | 100
2776 | T1 | 7-Eleven Inc | Store #18765 | 111 N Carroll | Dallas | TX | 75226 | Dallas | CN600240329 | RN102013927 | Installed Hanging Hardware, Gas Tank Monitor, and Multi-Product Dispensers. | A positive use determination of 100% for the Gas Tank Monitor and a positive use determination of 50% for the Multi-Product Dispensers and the Hanging Hardware which were installed. | 1997-05-09 | 21097 | 100
2777 | T1 | 7-Eleven Inc | Store #19091 | 100 E Shady Grove Rd | Irving | TX | 75060 | Dallas | CN600240329 | RN102027828 | Installed Hanging Hardware and a Gas Tank Monitor. | A positive use determination of 100% for the Gas Tank Monitor and a positive use determination of 50% for the Hanging Hardware which were installed. | 1997-05-09 | 7876 | 100
2778 | T1 | 7-Eleven Inc | Store #19980 | 700 N Macarthur Blvd | Irving | TX | 75061 | Dallas | CN600240329 | RN102025962 | Installed Multi-Product Dispensers and Hanging Hardware. | A positive use determination of 50% for the Multi-Product Dispensers and the Hanging Hardware which were installed. | 1997-05-09 | 10471 | 100
2779 | T1 | 7-Eleven Inc | Store #20847 | 1066 Pioneer Rd | Mesquite | TX | 75149 | Dallas | CN600240329 | RN102011186 | Installed Hanging Hardware, Gas Tank Probe, and Multi-Product Dispensers. | A positive use determination of 100% for the Gas Tank Probe and a positive use determination of 50% for the Multi-Product Dispensers and the Hanging Hardware which were installed. | 1997-05-09 | 13787 | 100
2780 | T1 | 7-Eleven Inc | Store #20947 | 4901 Gus Thomasson | Mesquite | TX | 75150 | Dallas | CN600240329 | RN102010238 | Installed Hanging Hardware. | A positive use determination of 50% for the Hanging Hardware which was installed. | 1997-05-09 | 6455 | 100
2781 | T1 | 7-Eleven Inc | Store #21104 | 11437 Shiloh Rd | Dallas | TX | 75228 | Dallas | CN600240329 | RN102095916 | Installed Multi-Product Dispensers and Hanging Hardware. | A positive use determination of 50% for the Multi-Product Dispensers and the Hanging Hardware which were installed. | 1997-05-09 | 10444 | 100
2782 | T1 | 7-Eleven Inc | Store #21368 | 2120 Greenville Ave | Dallas | TX | 75206 | Dallas | CN600240329 | RN102038023 | Installed Hanging Hardware. | A positive use determination of 50% for the Hanging Hardware which was installed. | 1997-05-09 | 6455 | 100
2783 | T1 | 7-Eleven Inc | Store #21444 | 3801 Town East Blvd N | Mesquite | TX | 75150 | Dallas | CN600240329 | RN102009230 | Installed Hanging Hardware, Gas Tank Probe, a Sump Probe, and Multi-Product Dispensers. | A positive use determination of 100% for the Gas Tank Probe and a Sump Probe and a positive use determination of 50% for the Multi-Product Dispensers and the Hanging Hardware which were installed. | 1997-05-09 | 21852 | 100
2784 | T1 | 7-Eleven Inc | Store #21446 | 510 N Nursery | Irving | TX | 75061 | Dallas | CN600240329 | RN102276961 | Installed Multi-Product Dispensers and Hanging Hardware. | A positive use determination of 50% for the Multi-Product Dispensers and the Hanging Hardware which were installed. | 1997-05-09 | 9123 | 100
2785 | T1 | 7-Eleven Inc | Store #21764 | 2990 Lombardy Ln | Dallas | TX | 75220 | Dallas | CN600240329 | RN102028305 | Installed Hanging Hardware. | A positive use determination of 50% for the Hanging Hardware which was installed. | 1997-05-09 | 6455 | 100
2786 | T1 | 7-Eleven Inc | Store #21972 | 8902 Garland Rd | Dallas | TX | 75218 | Dallas | CN600240329 | RN102008240 | Installed Hanging Hardware, Gas Tank Monitor, and Multi-Product Dispensers. | A positive use determination of 100% for the Gas Tank Monitor and a positive use determination of 50% for the Multi-Product Dispensers and the Hanging Hardware which were installed. | 1997-05-09 | 16620 | 100
2787 | T1 | 7-Eleven Inc | Store #22324 | 232 W Centerville | Garland | TX | 75041 | Dallas | CN600240329 | RN102009099 | Installed Hanging Hardware, Gas Tank Probe, and Multi-Product Dispensers. | A positive use determination of 100% for the Gas Tank Probe and a positive use determination of 50% for the Multi-Product Dispensers and the Hanging Hardware which were installed. | 1997-05-09 | 14837 | 100
2788 | T1 | 7-Eleven Inc | Store #22408 | 9966 Marsh Ln | Dallas | TX | 75220 | Dallas | CN600240329 | RN102023637 | Installed Hanging Hardware and Multi-Product Dispensers. | A positive use determination of 50% for the Multi-Product Dispensers and the Hanging Hardware which were installed. | 1997-05-09 | 9133 | 100
2789 | T1 | 7-Eleven Inc | Store #22557 | 1041 Town E Blvd N | Mesquite | TX | 75150 | Dallas | CN600240329 | RN102007143 | Installed Hanging Hardware. | A positive use determination of 50% for the Hanging Hardware which was installed. | 1997-05-09 | 6455 | 100
2790 | T1 | 7-Eleven Inc | Store #22654 | 3321 Walnut Hill Ln | Irving | TX | 75038 | Dallas | CN600240329 | RN101992519 | Installed Hanging Hardware. | A positive use determination of 50% for the Hanging Hardware which was installed. | 1997-05-09 | 6455 | 100
2791 | T1 | 7-Eleven Inc | Store #22889 | 10988 Harry Hines Blvd | Dallas | TX | 75220 | Dallas | CN600240329 | RN102278975 | Installed Hanging Hardware. | A positive use determination of 50% for the Hanging Hardware which was installed. | 1997-05-09 | 6455 | 100
2792 | T1 | 7-Eleven Inc | Store #22890 | 2986 Walnut Hill Ln | Dallas | TX | 75229 | Dallas | CN600240329 | RN102021417 | Installed Hanging Hardware and Multi-Product Dispensers. | A positive use determination of 50% for the Multi-Product Dispensers and the Hanging Hardware which were installed. | 1997-05-09 | 10177 | 100
2793 | T1 | 7-Eleven Inc | Store #22904 | 1500 N Hampton | Desoto | TX | 75115 | Dallas | CN600240329 | RN102250859 | Installed Hanging Hardware and Multi-Product Dispensers. | A positive use determination of 50% for the Multi-Product Dispensers and the Hanging Hardware which were installed. | 1997-05-09 | 20279 | 100
2794 | T1 | 7-Eleven Inc | Store #23379 | 7037 Lake June Rd | Dallas | TX | 75217 | Dallas | CN600240329 | RN102005964 | Installed Hanging Hardware, Gas Tank Probe, and Multi-Product Dispensers. | A positive use determination of 100% for the Gas Tank Probe and a positive use determination of 50% for the Multi-Product Dispensers and the Hanging Hardware which were installed. | 1997-05-09 | 13948 | 100
2795 | T1 | 7-Eleven Inc | Store #23629 | 2944 N Buckner Blvd | Dallas | TX | 75228 | Dallas | CN600240329 | RN102130531 | Installed Hanging Hardware a Gas Tank Probe. | A positive use determination of 100% for the Gas Tank Probe and a positive use determination of 50% for the Hanging Hardware which were installed. | 1997-05-09 | 14702 | 100
2796 | T1 | 7-Eleven Inc | Store #24415 | 10468 Garland Rd | Dallas | TX | 75218 | Dallas | CN600240329 | RN102211281 | Installed Hanging Hardware. | A positive use determination of 50% for the Hanging Hardware which was installed. | 1997-05-09 | 6455 | 100
2797 | T1 | 7-Eleven Inc | Store #24463 | 640 E Pleasant Run | Lancaster | TX | 75146 | Dallas | CN600240329 | RN102431582 | Installed Hanging Hardware, Gas Tank Probe, and Multi-Product Dispensers. | A positive use determination of 100% for the Gas Tank Probe and a positive use determination of 50% for the Multi-Product Dispensers and the Hanging Hardware which were installed. | 1997-05-09 | 15054 | 100
2798 | T1 | 7-Eleven Inc | Store #24466 | 10100 Burton Rd | Dallas | TX | 75217 | Dallas | CN600240329 | RN102231808 | Installed Hanging Hardware, Gas Tank Probe, and Multi-Product Dispensers. | A positive use determination of 100% for the Gas Tank Probe and a positive use determination of 50% for the Multi-Product Dispensers and the Hanging Hardware which were installed. | 1997-05-09 | 15364 | 100
2799 | T1 | 7-Eleven Inc | Store #24579 | 3733 W Northwest Highway | Dallas | TX | 75220 | Dallas | CN600240329 | RN102260908 | Installed Hanging Hardware, Gas Tank Probe, and Multi-Product Dispensers. | A positive use determination of 100% for the Gas Tank Probe and a positive use determination of 50% for the Multi-Product Dispensers and the Hanging Hardware which were installed. | 1997-05-09 | 20882 | 100
2800 | T1 | 7-Eleven Inc | Store #24582 | 2329 W Airport Fwy | Irving | TX | 75062 | Dallas | CN600240329 | RN102015963 | Installed Hanging Hardware. | A positive use determination of 50% for the Hanging Hardware which was installed. | 1997-05-09 | 6455 | 100
2801 | T1 | 7-Eleven Inc | Store #24584 | 4201 Travis Street | Dallas | TX | 75205 | Dallas | CN600240329 | RN102259769 | Installed Hanging Hardware, Gas Tank Monitor, and Multi-Product Dispensers. | A positive use determination of 100% for the Gas Tank Monitor and a positive use determination of 50% for the Multi-Product Dispensers and the Hanging Hardware which were installed. | 1997-05-09 | 25599 | 100
2802 | T1 | 7-Eleven Inc | Store #24625 | 3230 West Davis | Dallas | TX | 75211 | Dallas | CN600240329 | RN102432010 | Installed Hanging Hardware. | A positive use determination of 50% for the Hanging Hardware which was installed. | 1997-05-09 | 6455 | 100
2803 | T1 | 7-Eleven Inc | Store #25250 | 5500 E Grand | Dallas | TX | 75223 | Dallas | CN600240329 | RN102232105 | Installed Hanging Hardware. | A positive use determination of 50% for the Hanging Hardware which was installed. | 1997-05-09 | 12911 | 100
2804 | T1 | 7-Eleven Inc | Store #25758 | 1600 E STATE HIGHWAY 356 | Irving | TX | 75060 | Dallas | CN600240329 | RN102009990 | Installed Hanging Hardware. | A positive use determination of 50% for the Hanging Hardware which was installed. | 1997-05-09 | 6455 | 100
2805 | T1 | 7-Eleven Inc | Store #26126 | 2515 Inwood Rd | Dallas | TX | 75235 | Dallas | CN600240329 | RN102258787 | Installed Multi-Product Dispensers and a Gas Tank Probe. | A positive use determination of 100% for the Gas Tank Probe and a positive use determination of 50% for the Multi-Product Dispensers which were installed. | 1997-05-09 | 10453 | 100
2806 | T1 | 7-Eleven Inc | Store #26151 | 1410 East Illinois | Dallas | TX | 75216 | Dallas | CN600240329 | RN102257813 | Installed Hanging Hardware and a Gas Tank Monitor. | A positive use determination of 100% for the Gas Tank Monitor and a positive use determination of 50% for the Hanging Hardware which were installed. | 1997-05-09 | 7308 | 100
2807 | T1 | 7-Eleven Inc | Store #26235 | 2318 Galloway Rd | Mesquite | TX | 75150 | Dallas | CN600240329 | RN102236767 | Installed Hanging Hardware. | A positive use determination of 50% for the Hanging Hardware which was installed. | 1997-05-09 | 6455 | 100
2808 | T1 | 7-Eleven Inc | Store #26376 | 3401 N Story Rd | Irving | TX | 75062 | Dallas | CN600240329 | RN102272283 | Installed Hanging Hardware, Gas Tank Probe, and a EMS 3500. | A positive use determination of 100% for the Gas Tank Probe and the EMS 3500 and a positive use determination of 50% for the Hanging Hardware which were installed. | 1997-05-09 | 14567 | 100
2809 | T1 | 7-Eleven Inc | Store #26589 | 2800 N O CONNOR RD | Irving | TX | 75062 | Dallas | CN600240329 | RN102270246 | Installed Hanging Hardware. | A positive use determination of 50% for the Hanging Hardware which was installed. | 1997-05-09 | 6455 | 100
2810 | T1 | 7-Eleven Inc | Store #26721 | 2750 West Northwest Highway | Dallas | TX | 75220 | Dallas | CN600240329 | RN102256757 | Installed Hanging Hardware, Gas Tank Probe, and Multi-Product Dispensers. | A positive use determination of 100% for the Gas Tank Probe and a positive use determination of 50% for the Multi-Product Dispensers and the Hanging Hardware which were installed. | 1997-05-09 | 11271 | 100
2811 | T1 | 7-Eleven Inc | Store #26776 | 757 E Belt Line Rd | De Soto | TX | 75115 | Dallas | CN600240329 | RN102021961 | Installed Hanging Hardware a Gas Tank Probe. | A positive use determination of 100% for the Gas Tank Probe and a positive use determination of 50% for the Hanging Hardware which were installed. | 1997-05-09 | 10771 | 100
2812 | T1 | 7-Eleven Inc | Store #26906 | 225 E Colorado | Dallas | TX | 75203 | Dallas | CN600240329 | RN102031515 | Installed Hanging Hardware. | A positive use determination of 50% for the Hanging Hardware which was installed. | 1997-05-09 | 6455 | 100
2813 | T1 | 7-Eleven Inc | Store #27206 | 13601 Hawn Freeway | Dallas | TX | 75253 | Dallas | CN600240329 | RN102230182 | Installed Hanging Hardware. | A positive use determination of 50% for the Hanging Hardware which was installed. | 1997-05-09 | 3985 | 100
2814 | T1 | 7-Eleven Inc | Store #27334 | 826 E Hwy 67 | Duncanville | TX | 75137 | Dallas | CN600240329 | RN102231172 | Installed Hanging Hardware. | A positive use determination of 50% for the Hanging Hardware which was installed. | 1997-05-09 | 12911 | 100
2815 | T1 | 7-Eleven Inc | Store #27372 | 2635 Willowbrook | Dallas | TX | 75220 | Dallas | CN600240329 | RN102274149 | Installed Hanging Hardware a Gas Tank Probe. | A positive use determination of 100% for the Gas Tank Probe and a positive use determination of 50% for the Hanging Hardware which were installed. | 1997-05-09 | 10453 | 100
2816 | T1 | 7-Eleven Inc | Store #27427 | 3602 S Lancaster | Dallas | TX | 75216 | Dallas | CN600240329 | RN102049475 | Installed Multi-Product Dispensers and a Gas Tank Probe. | A positive use determination of 100% for the Gas Tank Probe and a positive use determination of 50% for the Multi-Product Dispensers which were installed. | 1997-05-09 | 10445 | 100
2817 | T1 | 7-Eleven Inc | Store #27644 | 801 North Beltline | Irving | TX | 75061 | Dallas | CN600240329 | RN102029857 | Installed Hanging Hardware, Gas Tank Probe, and Multi-Product Dispensers. | A positive use determination of 100% for the Gas Tank Probe and a positive use determination of 50% for the Multi-Product Dispensers and the Hanging Hardware which were installed. | 1997-05-09 | 19469 | 100
2818 | T1 | 7-Eleven Inc | Store #27646 | 1102 West Keist | Dallas | TX | 75224 | Dallas | CN600240329 | RN102030608 | Installed Hanging Hardware a Gas Tank Probe. | A positive use determination of 100% for the Gas Tank Probe and a positive use determination of 50% for the Hanging Hardware which were installed. | 1997-05-09 | 10445 | 100
2819 | T1 | 7-Eleven Inc | Store #27693 | 7815 Garland Rd | Dallas | TX | 75218 | Dallas | CN600240329 | RN102430766 | Installed a Gas Tank Monitor, a Gas Tank Probe, and Multi-Product Dispensers. | A positive use determination of 100% for the Gas Tank Probe and the Gas Tank Monitor and a positive use determination of 50% for the Multi-Product Dispensers which were installed. | 1997-05-09 | 38080 | 100
2820 | T1 | 7-Eleven Inc | Store #29380 | 1501 North Interstate35 E | De Soto | TX | 75115 | Dallas | CN600240329 | RN102253630 | Installed Hanging Hardware. | A positive use determination of 50% for the Hanging Hardware which was installed. | 1997-05-09 | 6455 | 100
2821 | T1 | 7-Eleven Inc | Store #30424 | 1717 NW Highway | Garland | TX | 75041 | Dallas | CN600240329 | RN102238474 | Installed Hanging Hardware, Gas Tank Probe, and Multi-Product Dispensers. | A positive use determination of 100% for the Gas Tank Probe and a positive use determination of 50% for the Multi-Product Dispensers and the Hanging Hardware which were installed. | 1997-05-09 | 30020 | 100
2822 | T1 | 7-Eleven Inc | Store #17858 | 1325 E Jefferson | Grand Prairie | TX | 75051 | Dallas | CN600240329 | RN102092087 | Installed Hanging Hardware. | A positive use determination of 50% for the Hanging Hardware which was installed. | 1997-05-09 | 6455 | 100
2823 | T1 | 7-Eleven Inc | Store #24634 | 4163 Northgate Rd | Irving | TX | 75062 | Dallas | CN600240329 | RN102013869 | Installed Hanging Hardware, Gas Tank Monitor, and Multi-Product Dispensers. | A positive use determination of 100% for the Gas Tank Monitor and a positive use determination of 50% for the Multi-Product Dispensers and the Hanging Hardware which were installed. | 1997-05-09 | 12403 | 100
2824 | T1 | 7-Eleven Inc | Store #25274 | 4118 W Airport Frwy | Irving | TX | 75062 | Dallas | CN600240329 | RN102011996 | Installed Hoses and Nozzles. | A positive use determination of 50% for the Hoses and Nozzles which were installed. | 1997-05-09 | 3985 | 100
2825 | T1 | 7-Eleven Inc | Store #27135 | 2851 Esters Rd | Irving | TX | 75061 | Dallas | CN600240329 | RN102012648 | Installed Hanging Hardware. | A positive use determination of 50% for the Hanging Hardware which was installed. | 1997-05-09 | 6455 | 100
2826 | T1 | 7-Eleven Inc | Store #25567 | 1155 E Redbird | Dallas | TX | 75241 | Dallas | CN600240329 | RN102256815 | Installed Hanging Hardware, Gas Tank Probe, and Multi-Product Dispensers. | A positive use determination of 100% for the Gas Tank Probe and a positive use determination of 50% for the Multi-Product Dispensers and the Hanging Hardware which were installed. | 1997-05-09 | 18718 | 100
2827 | T1 | 7-Eleven Inc | Store #24499 | 9804 Ferguson Rd | Dallas | TX | 75228 | Dallas | CN600240329 | RN102233822 | Installed Hanging Hardware and Multi-Product Dispensers. | A positive use determination of 50% for the Multi-Product Dispensers and the Hanging Hardware which were installed. | 1997-05-09 | 20166 | 100
2828 | T1 | 7-Eleven Inc | Store #24409 | 3001 North Beltline | Irving | TX | 75062 | Dallas | CN600240329 | RN10219221 | Installed Hanging Hardware and Multi-Product Dispensers. | A positive use determination of 50% for the Multi-Product Dispensers and the Hanging Hardware which were installed. | 1997-05-09 | 20333 | 100
2829 | T1 | 7-Eleven Inc | Store #24391 | 2720 N Macarthur Blvd | Irving | TX | 75062 | Dallas | CN600240329 | RN101998474 | Installed Hanging Hardware and Multi-Product Dispensers. | A positive use determination of 50% for the Multi-Product Dispensers and the Hanging Hardware which were installed. | 1997-05-09 | 17466 | 100
2830 | T1 | 7-Eleven Inc | Store #24039 | 615 South Main | Duncanville | TX | 75116 | Dallas | CN600240329 | RN102047024 | Installed Hanging Hardware, a Gas Tank Monitor, a Gas Tank Probe, and Multi-Product Dispensers. | A positive use determination of 100% for the Gas Tank Probe and the Gas Tank Monitor and a positive use determination of 50% for the Multi-Product Dispensers and the Hanging Hardware which were installed. | 1997-05-09 | 26211 | 100
2831 | T1 | 7-Eleven Inc | Store #25842 | 3640 Gus Thomasson | Mesquite | TX | 75150 | Dallas | CN600240329 | RN102235629 | Installed Hanging Hardware. | A positive use determination of 50% for the Hanging Hardware which was installed. | 1997-05-09 | 6455 | 100
2832 | T1 | 7-Eleven Inc | Store #21445 | 8402 Harry Hines Blvd | Dallas | TX | 75235 | Dallas | CN600240329 | RN102434131 | Installed Hanging Hardware and Multi-Product Dispensers. | A positive use determination of 50% for the Multi-Product Dispensers and the Hanging Hardware which were installed. | 1997-05-09 | 9570 | 100
2833 | T1 | 7-Eleven Inc | Store #12205 | 5123 West Lovers Lane | Dallas | TX | 75209 | Dallas | CN600240329 | RN102093150 | Installed Hanging Hardware and Multi-Product Dispensers. | A positive use determination of 50% for the Multi-Product Dispensers and the Hanging Hardware which were installed. | 1997-05-09 | 13089 | 100
2834 | T2 | International Paper | Intl Paper - Jefferson Mill | 500 Intl Paper Blvd | Jefferson | TX | 75657 | Marion | CN601047830 | RN103872875 | Installed the following pollution control property: Heat Energy System, Aircon Baghouse, Large Sweeper, Small Sweeper, Regenerative Thermal Oxidizer, Covered Conveyors, Dryer Cyclones, Opacity CEM, Detention Pond, Vehicle Wash, Spill Kits, Paved Concrete Roads, Predictive Emissions Monitor. | A positive use determination of 100% for the Heat Energy System, the Aircon Baghouse, the Large Sweeper, the Small Sweeper, the Regenerative Thermal Oxidizer, the Covered Conveyors, the Dryer Cyclones, the Opacity CEM, the Detention Pond, the Vehicle Wash, the Spill Kits, the Paved Concrete Roads, and the Predictive Emission Monitors. | 1997-06-11 | 9503000 | 100
2835 | T1 | 7-Eleven Inc | Store #27860 | 1001 Willow Springs #1 | Killeen | TX | 76542 | Bell | CN600240329 | RN102434644 | Installed Multi-Product Dispensers and Hanging Hardware. | A positive use determination of 50% for the Multi-Product Dispensers and the Hanging Hardware which were installed. | 1997-05-09 | 11993 | 100
2836 | T1 | Southwest Body & Paint Inc | Southwest Body And Paint Austin | 1803 S Lamar | Austin | TX | 78704 | Travis | CN600386296 | RN100678929 | Installed the following pollution control property: Paint booth upgrade, paint prep station, and a water collection and filtration system. | A positive use determination of 100% for the Paint Booth Upgrades, the Paint Preparation Station and the Water Collection and Filtration System. | 1997-06-11 | 53108 | 100
2837 | T1 | Southwest Collision Centers Inc | Southwest Body & Paint - Rr | 105 Commerce St | Round Rock | TX | 78664 | Williamson | CN600617708 | RN100725514 | Installed the following pollution control property: Paint booth, paint prep station, paint thinner recycler, Freon recycler, and a water collection, detention and filtration system and the land set aside for use for drainage, detention and filtration. | A positive use determination of 100% for the Paint Booth Upgrades, the Paint Preparation and Mix Station, the Paint Thinner Recycler, the portion of the building which houses the Paint Booth and Paint Preparation Station, the Water Collection and Detention/Filtration System, and the land used for the Drainage, Detention and Filtration System. A positive use determination of 60% for the Freon Recycler. | 1997-06-11 | 282868 | 100
2838 | T1 | 7-Eleven Inc | Store #19375 | 800 Forest Ridge | Bedford | TX | 76021 | Tarrant | CN600240329 | RN102253556 | Installed Hanging Hardware, Gas Tank Probe, and Multi-Product Dispensers. | A positive use determination of 100% for the Gas Tank Probe and a positive use determination of 50% for the Multi-Product Dispensers and the Hanging Hardware which were installed. | 1997-05-09 | 11208 | 100
2839 | T1 | 7-Eleven Inc | Store #27441 | 1803 N Galloway | Mesquite | TX | 75149 | Dallas | CN600240329 | RN102028933 | Installed Multi-Product Dispensers and a Gas Tank Probe. | A positive use determination of 100% for the Gas Tank Probe and a positive use determination of 50% for the Multi-Product Dispensers which were installed. | 1997-05-09 | 10445 | 100
2840 | T1 | Wal-Mart Stores Inc | Various Wal-Mart & Sam's Stores | El Paso County | El Paso | TX | 79925 | El Paso | CN600257125 | Various | Constructed parking lots at various Wal-Mart and Sam's Club stores located within El Paso. | A negative determination. Letter from Rep Stiles - not legislative intent. Negative - this property is not pollution control property. | 1997-06-23 | 22750000 | 100
2841 | T1 | Wal-Mart Stores Inc | Various Wal-Mart & Sam's Stores | Various See App | Harris County | TX | 77292 | Harris | CN600257125 | Various | Constructed parking lots at various Wal-Mart and Sam's Club stores located within El Paso. | A negative determination. Letter from Rep Stiles - not legislative intent. Negative - this property is not pollution control property. | 1997-06-23 | 19800000 | 100
2842 | T1 | ISK Biosciences Corporation | Greens Bayou Plant | 2239 Haden Rd | Houston | TX | 77015 | Harris | CN600673370 | RN100238492 | Project to replace the IPN Unit organic tank farm liner with a new 125 mil epoxy liner. Project includes cleaning and repairing the existing floor and walls of the dike and sump. | A positive use determination of 100% for the project to replace the IPN Unit organic tank farm liner. | 1997-05-14 | 68300 | 100
2843 | T1 | Lufkin Industries Inc | Lufkin Industries | 711 Industrial Blvd | Lufkin | TX | 75904 | Angelina | CN600399570 | RN102144284 | Installed a baghouse dry filter dust collector and fume collection hoods. | A positive use determination of 100% for the bag house dry filter dust collector and the fume collection hoods which were installed. | 1997-05-14 | 301000 | 100
2844 | T1 | Hughes Christensen Company | Hughes Christensen | 4435 W 12 St | Houston | TX | 77055 | Harris | CN600323752 | No Regulated Entity at this Location. | The following projects: Dust Collection Covers For PG - Phase I: replace covers on all screeners. Source Reduction/Waste Minimization For Solvents: Purchase condensing unit, install vapor recovery piping, install piping at vents pipes, separate solvents from water. Acetone/Hexane Waste Tank: Replace tank. Dust Containment - Phase II: purchase 3 new Sweco Screeners. Upgrade Vacuum Cleaning System: upgrade system to reduce dust emissions. Upgrade Environmental Projects: Install an Airflow Model F-240 Industrial Filtration Unit. | A positive use determination of 100% for the following projects: Dust Collection Covers For PG - Phase I, Acetone/Hexane Waste Tank, Dust Containment - Phase II, Upgrade Vacuum Cleaning Systems, and Upgrade Environmental Projects. A positive use determination of 50% for the following project: Source Reduction/Waste Minimization For Solvents. | 1997-05-21 | 207358.6 | 100
2845 | T1 | Samsung Austin Semiconductor LLC | Samsung Austin | 12100 Samsung Blvd | Austin | TX | 78754 | Travis | CN602914442 | RN100518026 | Retention Ponds: Built to capture stormwater runoff and serve as secondary containment devices. CCSS - "test and release" valves installed in the delivery area to safeguard against chemical contamination. IWT - wastewater treatment system installed to pre-treat wastewater before sending it to the city treatment plant. | A positive use determination of 100% for the Retention Ponds, the IWT wastewater treatment facility, and the "test and release" valves installed in the CCSS delivery area. | 1997-06-11 | 4652000 | 100
2846 | T1 | Samsung Austin Semiconductor LLC | Samsung Austin | 12100 Samsung Blvd | Austin | TX | 78754 | Travis | CN602914442 | RN100518026 | Thermal Oxidation System - installed to control VOC emissions from the SAS process area. Packed-Bed Scrubbers - installed to control inorganic acid emissions. | A positive use determination of 100% for the Thermal Oxidation System installed to control VOCs and the Packed-bed Scrubbers installed to control inorganic acids. | 1997-06-11 | 2800000 | 100
2847 | T1 | Pavers Supply Company | Pavers Supply Company | 9490 FM 1485 | Conroe | TX | 77303 | Montgomery | CN600558753 | RN105627277 | Installed a 63,000 CFM Fabric Filter (Baghouse). Project includes foundations and electrical. | A positive use determination of 100% for the 63,000 CFM Fabric Filter (Baghouse) and associated costs. | 1997-06-13 | 261000 | 100
2848 | T1 | Temple-Inland Forest Products Corp | Temple-Inland Fiber Products | 600 A St | Diboll | TX | 75941 | Angelina | CN602787053 | RN104196597 | A regenerative thermal oxidizer was installed. The digestor exhaust and fiberboard press vent stacks were extended. | A positive use determination of 100% for the Regenerative Thermal Oxidizer and the Digester Exhaust and fiberboard Press vent extensions. | 1997-08-14 | 3470881 | 100
2849 | T1 | Tenaska Inc | Tenaska Texas Partners - Cleburne | 831 Sparks Dr | Cleburne | TX | 76031 | Johnson | CN600131437 | RN104937511 | Constructed a cogeneration facility. Pollution control property includes: Demisters - Cooling Tower Sulfuric Acid Tank and Distilled Water Plant Sulfuric Acid Tank; SCR System - HRSG NOx SCR Catalyst System; Steam Injection for CT - Piping, IP Drum, nozzles, pumps, etc.; Continuous Emissions Monitors - NOx, CO, O2, NH3, Analyzers, Etc.; API Separator - Double Walled Oil Water Separator; Fuel Oil Unloading Area Curbing and Canopy; Secondary Containment - Fuel Oil Containment Berm, Two Acid Tanks Containment Berms, Process Equipment Asphalt Containment Areas; Liners - Fuel Oil Tank Liners; Spill Response/Cleanup Equipment - Pumps, Power Units, Packaging Materials, Containers, Safety Equipment, Absorbent Materials, Tankage, Etc.; Cathodic/Corrosion Protection - Fuel Oil Tank, and Water and Gas Piping. | A positive use determination of 100% for the pollution control property installed as part of the cogeneration facility. Property includes: Demisters, SCR System, Steam Injection for CT, CEMs, API Separator, Fuel Oil Unloading Curbing and Canopy, Secondary Containment Berms and Asphalt, Fuel Oil Tank Liner, Spill Response/Clean-up Equipment, and Cathodic/Corrosion Protection. | 1997-07-28 | 4837593 | 100
2850 | T1 | EBAA Iron Inc | EBAA Iron Inc | Hwy 6 South | Albany | TX | 76430 | Shackelford | CN600129100 | RN102518495 | Installed a Scrubber System, three Baghouses and an Aerobic System with Spray Irrigation. | A positive use determination of 100% for the Scrubber System, the three Baghouses, and the Aerobic System with Spray Irrigation. | 1997-07-28 | 842139 | 100
2851 | T1 | Woodlands Millwork I, Ltd | Woodlands Millwork I Ltd | 5401 Lawndale | Houston | TX | 77023 | Harris | CN600582910 | RN100909928 | Installed/constructed a baghouse. | A positive use determination of 100% for the baghouse. | 1997-07-31 | 232073 | 100
2852 | T1 | ISK Biosciences Corporation | Greens Bayou Plant | 2239 Haden Rd | Houston | TX | 77015 | Harris | CN600673370 | RN100238492 | ISK installed an activated carbon adsorption tertiary treatment system. The system consists of 4 carbon beds, pumps, piping, and secondary containment. | A positive use determination of 100% for the Tertiary treatment activated carbon system, consisting of four carbon beds, pumps, piping, and secondary containment. | 1997-07-31 | 1910100 | 100
2853 | T1 | Merichem Company | Merichem - Greens Bayou Plant | 1914 Haden Rd | Houston | TX | 77015 | Harris | CN600587216 | RN100214576 | Connected existing tank vents to scrubbers as follows: tanks 137 & 138 to S-18; tanks 141 & 145 - S-25; tanks 60, 61, 62, 63, 64, 65, 66, 67, 87, 97, & 150 to S-86; tank 7 to S-5; tanks 160, 161, 162 & 82-A to S-82; and tanks 22, 23, 31-A, 31-B & 250 to S-24. | A positive use determination of 100% for the project to connect the existing tank vents to scrubbers. | 1997-08-05 | 647000 | 100
2854 | T1 | Merichem Company | Merichem - Greens Bayou Plant | 1914 Haden Rd | Houston | TX | 77015 | Harris | CN600587216 | RN100214576 | Project to clean, repair or replace 300 feet of 15 inch concrete sewer pipe between CB-2-006 and CB-1-013. | A positive use determination of 100% for the project to clean, repair, or replace 300 feet of 15 inch concrete sewer pipe between CB-2-006 and CB-1-013. | 1997-08-05 | 58400 | 100
2855 | T1 | Merichem Company | Merichem - Greens Bayou Plant | 1914 Haden Rd | Houston | TX | 77015 | Harris | CN600587216 | RN100214576 | Project to make improvements to the open drain system from rail spots 5 - 20. Improvements consist of a new track apron from spots 5 - 11, a new sump at spot 11, and restoration of the drainage trench from spots 12 - 17. The existing sump at 17 will be filled in and a new apron constructed at spots 18 and 19. | A positive use determination of 100% for the project to improve the open drain system from rail spots 5 through 20. | 1997-08-05 | 508000 | 100
2856 | T1 | Merichem Company | Merichem - Greens Bayou Plant | 1914 Haden Rd | Houston | TX | 77015 | Harris | CN600587216 | RN100214576 | 1. Improvements to the PAHR (Thermal Oxidizer) Unit consisting of the installation of a reduced stack top. 2. Improvements to the PAHR Unit's temperature control consisting of the addition of a vent gas to fuel ratio control. | A positive use determination of 100% for the improvements to the PAHR unit consisting of the installation of a reduced stack top and the addition of a vent gas to fuel ratio control. | 1997-08-05 | 157900 | 100
2857 | T1 | E I Du Pont De Nemours & Co Inc | DuPont Sabine River Works | FM 1006 | Orange | TX | 77630 | Orange | CN600128284 | RN106987852 | Installed a 10th cracking heater in the Ethylene Unit. Pollution control property includes low NOx burners, continuous emission monitors and necessary piping and installation. | A positive use determination of 100% for the Continuous Emission Monitors, the Low NOx Burners, and the associated piping and installation. | 1997-08-26 | 472000 | 100
2858 | T1 | E I Du Pont De Nemours & Co Inc | DuPont Sabine River Works | FM 1006 | Orange | TX | 77630 | Orange | CN600128284 | RN106987852 | The project installs facilities for the collection and abatement of VOCs at truck loading and unloading spots. Pollution control property includes vacuum systems for VOCs, hoods and collection systems, welded piping, monitoring and control equipment, secondary containment and waste storage equipment. | A positive use determination of 100% for the vacuum systems, hoods and collection systems, welded piping, monitoring and control equipment, secondary containment and waste storage installed to control VOCs. | 1997-08-26 | 7240000 | 100
2859 | T1 | E I Du Pont De Nemours & Co Inc | DuPont Sabine River Works | FM 1006 | Orange | TX | 77630 | Orange | CN600128284 | RN106987852 | This project provides a new ADN acid well (No. 11) to replace No. 3. Pollution control property includes the well, piping, pumps, tanks, and instrumentation. | A positive use determination of 100% for the new injection well (No. 11), and the associated piping, pumps, tanks, and instrumentation. | 1997-08-26 | 7470000 | 100
2860 | T1 | E I Du Pont De Nemours & Co Inc | DuPont Sabine River Works | FM 1006 | Orange | TX | 77630 | Orange | CN600128284 | RN106987852 | Installed three tanks, piping and a platform above the tanks in order to control VOCs from Wax. | A positive use determination of 100% for the equipment installed to route VOCs from the Wax to a flare. Equipment includes, 3 tanks, piping, and a platform over the tanks. | 1997-08-26 | 655000 | 100
2861 | T1 | E I Du Pont De Nemours & Co Inc | DuPont Sabine River Works | FM 1006 | Orange | TX | 77630 | Orange | CN600128284 | RN106987852 | This project provides modifications on the C unit. Pollution control property includes piping, <90 RCRA storage, used oil storage, and ancillary equipment. | A positive use determination of 100% for the piping, <90 day RCRA storage, the used oil storage, and the ancillary equipment installed to segregate hazardous waste monomers from waste oil. | 1997-08-26 | 390000 | 100
2862 | T1 | 7-Eleven Inc | Store #27239 | 1101 E NW Pkwy #100 | Southlake | TX | 76092 | Tarrant | CN600240329 | RN102005915 | Installed Hanging Hardware and Multi-Product Dispensers. | A positive use determination of 50% for the Multi-Product Dispensers and the Hanging Hardware which were installed. | 1997-05-08 | 8294 | 100
2863 | T1 | Continental Carbon Company | Sunray Plant | Star Route 1, Box 15 | Sunray | TX | 79086 | Moore | CN600619407 | RN102321577 | Installed two Waste Gas Combustors (flares) and a Toxic Gas Monitor. | A positive use determination of 100% for the two flares and the Toxic Gas Monitor which were installed. | 1997-10-09 | 1409015 | 100
2864 | T1 | Cargill Inc | Cargill Grain Division | 194 & 7Th St | Hart | TX | 79043 | Castro | Insufficient Information | Insufficient Information | Replaced existing cyclones, fans and duct systems with new hi-efficiency cyclones, fans and duct systems in order to control dust. | A positive use determination of 100% for the new, hi-efficiency cyclones, fans and duct systems which were installed to control dust. | 1997-09-02 | 250000 | 100
2865 | T1 | Temple-Inland Forest Products Corp | Temple-Inland Particleboard | 700 W Borden Dr | Diboll | TX | 75941 | Angelina | CN604375634 | RN104196571 | A regenerative thermal oxidizer was installed. A new baghouse was constructed to control particulate from forming line cyclone. | A positive use determination of 100% for the Regenerative Thermal Oxidizer and the new baghouse which were installed. | 1997-09-11 | 2656679 | 100
2866 | T1 | Louisiana Pacific Corporation | Jasper - Osb | Rt 1 Box 283 | Jasper | TX | 75951 | Jasper | CN600127534 | RN100215169 | Purchased and installed a regenerative thermal oxidizer (RTO) for the destruction of VOCs. | A positive use determination of 100% for the regenerative thermal oxidizer which was installed. | 1997-10-08 | 10451101 | 100
2867 | T1 | Hoechst Celanese Chemical Group Ltd | Celanese Bayport Terminal | 11807 Port Rd | Seabrook | TX | 77586 | Harris | CN601117203 | Insufficient Information | Installed a new stainless steel containment system with a concrete foundation, pump, and associated piping. | A positive use determination of 100% for the stainless steel containment system with concrete foundation, pump and associated piping which was installed. | 1997-10-08 | 552651 | 100
2868 | T1 | Hoechst Celanese Chemical Group Ltd | Celanese Bayport Terminal | 11807 Port Rd | Seabrook | TX | 77586 | Harris | CN601117203 | Insufficient Information | A mechanical shoe seal with secondary rim mounted seal was added to storage tank V-9401. | A positive use determination of 100% for the mechanical shoe seal with secondary rim mounted seal which was added to the storage tank. | 1997-10-08 | 78165.75 | 100
2869 | T1 | Hoechst Celanese Chemical Group Ltd | Celanese Bayport Terminal | 11807 Port Rd | Seabrook | TX | 77586 | Harris | CN601117203 | Insufficient Information | A mechanical shoe seal with secondary rim mounted seal was added to storage tank V-9402. | A positive use determination of 100% for the mechanical shoe seal with secondary rim mounted seal which was added to the storage tank. | 1997-10-08 | 73741.29 | 100
2870 | T1 | Hoechst Celanese Chemical Group Ltd | Celanese Bayport Terminal | 11807 Port Rd | Seabrook | TX | 77586 | Harris | CN601117203 | Insufficient Information | A mechanical shoe seal with secondary rim mounted seal was added to storage tank V-9403. | A positive use determination of 100% for the mechanical shoe seal with secondary rim mounted seal which was added to the storage tank. | 1997-10-08 | 83070 | 100
2871 | T1 | Hoechst Celanese Chemical Group Ltd | Celanese Bayport Terminal | 11807 Port Rd | Seabrook | TX | 77586 | Harris | CN601117203 | Insufficient Information | An internal floating roof was added to storage tank V-9304. | A positive use determination of 100% for the internal floating roof which was added to the storage tank V-9304. | 1997-10-08 | 42475 | 100
2872 | T2 | Transcontinental Gas Pipe Line Corp | Transcontinental Station 04 | State Highway 16 South | Tilden | TX | 78072 | McMullen | CN603452400 | RN101626257 | Significant upgrades were made to the existing sulfur recovery unit. Upgrades included: a dutch oven extension, a larger condenser, replacement of the catalyst, installation of an entrainment separator, installation of a vein coalescer, installation of a steam regenerator, installation of a gas-fired reheater with a gas/gas heat exchanger, and the installation of a new burner control system. | A positive use determination of 100% for the upgrades to the existing sulfur recovery unit. | 1997-12-10 | 2254035.92 | 100
2873 | T1 | Transcontinental Gas Pipe Line Corp | Transcontinental Station 14 | 7 Miles East On 285 | Falfurrias | TX | 78355 | Brooks | CN603452400 | RN101625796 | Installed a vapor recovery system to control the emissions of VOCs. | A positive use determination of 100% for the vapor recovery system. | 1997-12-15 | 521918.05 | 100
2874 | T1 | Transcontinental Gas Pipe Line Corp | Transcontinental Station 24 | FM 2175 | Markham | TX | 77456 | Matagorda | CN603452400 | RN108778481 | Installed a vapor recovery system to control the emissions of VOCs. | A positive use determination of 100% for the vapor recovery system. | 1997-12-15 | 325467.5 | 100
2875 | T1 | Transcontinental Gas Pipe Line Corp | Transcontinental Station 40 | Highway 105 West | Sour Lake | TX | 77659 | Hardin | CN603452400 | RN100211838 | Project to construct a Wastewater Management System at Station 40. System includes piping, sumps, tanks, pumps, wiring, alarms, controls, and drains needed in order to segregate stormwater from process water. The project included a wetland lagoon system. Project included moving the existing Distillate Tank and the construction of secondary containment. | A positive use determination of 100% for the project to construct a Wastewater Management System at Station 40 including the wetland lagoon system. | 1997-12-01 | 802085.15 | 100
2876 | T1 | Transcontinental Gas Pipe Line Corp | Transcontinental Station 35 | 12501 Veteran Memorial Dr | Houston | TX | 77014 | Harris | CN603452400 | RN100718691 | Project to modify the existing system for the collection, storage, and disposal of waste liquids. Project included the installation of piping, drain lines, secondary containment and control systems. | A positive use determination of 100% for the project to modify the existing waste liquid collection, storage and disposal system | 1997-12-01 | 108698 | 100
2877 | T1 | Transcontinental Gas Pipe Line Corp | Transcontinental Station 30 | FM 2546 | El Campo | TX | 77437 | Wharton | CN603452400 | RN100222728 | Project to construct a Wastewater Management System at Station 30. System includes piping, sumps, tanks, pumps, wiring, alarms, controls, and drains needed in order to segregate stormwater from process water. | A positive use determination of 100% for the Wastewater Management System project at Station 30. Property includes piping, sumps, pumps, controls, tanks, alarms, wiring, excavation and secondary containment. | 1997-12-01 | 310702.16 | 100
2878 | T1 | Lone Star Pipeline Company | Tennessee Measuring Station | Bartlett Rd | Katy | TX | 77493 | Waller | Insufficient Information | Insufficient Information | A metal secondary containment structure was installed to replace an earthen dike. | A positive use determination of 100% for the metal secondary containment structure which was installed. | 1997-12-08 | 3000 | 100
2879 | T1 | Lone Star Pipeline Company | Tradinghouse Measuring Station | Hs 2957 | Hallsburg | TX | 76624 | McLennan | Insufficient Information | Insufficient Information | A metal secondary containment structure was installed to replace an earthen dike. | A positive use determination of 100% for the metal secondary containment structure which was installed. | 1997-12-08 | 10000 | 100
2880 | T1 | Lone Star Pipeline Company | Ray Hubbard Measuring Station | Barns Bridge Rd | Mesquite | TX | 75182 | Dallas | Insufficient Information | Insufficient Information | A concrete secondary containment structure was constructed to replace an earthen dike. | A positive use determination of 100% for the concrete secondary containment structure which was constructed. | 1997-12-08 | 3000 | 100
2881 | T1 | Lone Star Pipeline Company | Iola Compressor Station | 1 M NW of Iola On FM 107 | Iola | TX | 77861 | Grimes | Insufficient Information | Insufficient Information | A concrete secondary containment structure was constructed to replace an earthen dike. | A positive use determination of 100% for the concrete secondary containment structure which was constructed. | 1997-12-08 | 3000 | 100
2882 | T1 | Alan C & Carol A Walker | A-M Auto Parts Inc | 7911 Fallbrook | Houston | TX | 77064 | Harris | CN601729817 | RN103208260 | In order to meet stormwater regulations special covered slab areas with fluid catch basins were constructed for use in draining and stripping vehicles and breaking apart motors and transmissions. The crusher which breaks motors and transmissions has also been installed in a special concreted and covered area. | A positive use determination of 100% for the covered concrete slabs which were constructed. | 1997-12-08 | 115094 | 100
2883 | T1 | International Paper | Intl Paper - Texarkana Mill | 9978 FM 3129 | Queen City | TX | 75572 | Cass | CN601047830 | RN100543115 | The site has installed equipment for use in collecting foul condensate from the blowheater accumulator and evaporator areas and piping this methanol containing liquid to the effluent ditch. Property includes tanks, pumps, and stainless steel piping. | A positive use determination of 100% for the tanks, pumps, and piping installed for collecting and transporting foul condensate. | 1997-12-29 | 484521 | 100
2884 | T2 | International Paper | Intl Paper - Texarkana Mill | 9978 FM 3129 | Queen City | TX | 75572 | Cass | CN601047830 | RN100543115 | The site replaced three underground HDPE process sewer lines with FRP pipelines. Property includes manholes, pipe, Parshall flumes and a neutralization basin. | A positive use determination of 100% for the project to replace three HDPE underground process sewer lines with FRP pipelines. Property includes manholes, pipe, Parshall flumes, and a neutralization basin. | 1997-12-29 | 2875000 | 100
2885 | T3 | International Paper | Intl Paper - Texarkana Mill | 9978 FM 3129 | Queen City | TX | 75572 | Cass | CN601047830 | RN100543115 | The site is installing new high efficiency "Cordek" washer drums at the 2nd and 4th stages; new doctor blades and new showers, as well as modifying the 4A seal pit in the A-Line pulp mill. | Withdrawn by applicant | 1997-12-29 | 734126 | 100
2886 | T1 | Anheuser-Busch Companies Inc | Anheuser-Busch Inc | 775 Gellhorn Dr | Houston | TX | 77029 | Harris | CN600125629 | RN100211697 | Installation of a Bio-Energy Recovery System, an anaerobic wastewater pretreatment facility, at the Houston brewery. | A positive use determination of 100% for the Bio-Energy Recovery System. | 1997-12-15 | 13650000 | 100
2887 | T1 | Beaumont Methanol Limited Partnership | Beaumont Methanol | 5470 Twin City Hwy | Beaumont | TX | 77705 | Jefferson | Insufficient Information | No Regulated Entity at this Location | Installed Shore Tank Scrubber system. Equipment includes: scrubber, piping, pumps, and blower. | A positive use determination of 50% for the Shore Tank Scrubber system. Property includes a scrubber, piping, pumps, and blower. | 1997-12-23 | 447208 | 100
2888 | T1 | Alan C & Carol A Walker | Northwest Recycling Co LLC | 4400 Pinemont | Houston | TX | 77018 | Harris | CN600589691 | RN100917004 | The process of crushing cars has been moved to a covered slab. Areas of heavy truck and equipment usage have been paved as well as areas where metal is stored. | A positive use determination of 100% for the covered slab and the paving of the roads and dump pads. | 1997-12-31 | 502904 | 100
2889 | T1 | Mid-America Dairymen Inc | Mid-America Dairymen Inc | 801 James Ave | Schulenburg | TX | 78956 | Fayette | CN603841750 | RN102328390 | Trash compactor used to compact and store solid waste in enclosed container. Wastewater allows treatment of effluent which reduces land application. Cooling tower/hydrocooler reduces use of once through water. Cooling tower tanks filters and piping used to reuse water. | A positive use determination of 100% for the cooling tower/hydrocooler; the cooling tower/tanks, filters and piping; the wastewater treatment system; and the trash compactor. | 1998-02-02 | 1847982 | 100
2890 | T1 | Chromium Corporation | Chromium Corporation | 2602 Spence St | Lufkin | TX | 75901 | Angelina | CN600130041 | Insufficient Information | Various Projects: 1. Installed a Torit Downflo Dust Collector/Cyclone; 2. Installed air pollution control equipment including ventilation hoods equipped with composite mesh pad scrubbers and push-pull air flow system on each chrome plating tank, HEPA filters on all 5 emissions points, automatic pad rinsing system, blowers and new duct work; Constructed secondary containment area and a road at the conductive coatings division; Purchased an Atomic Absorption Spectrophotometer; The conductive coatings division installed a paint booth; and a Gravity Settler was installed. | A positive use determination of 100% for the Torit Downflo Dust Collector/Cyclone unit; the Composite Mesh pads, Push-Pull Air System, HEPA Filters, Automatic Rinse System, Ventilation Hoods and Duct Work, Blowers and Manometers; the concrete roadway, curbed slab and metal roof; the Atomic Absorption Spectrophotometer; the paint booth and duct work; and the Gravity Sewer. | 1998-01-05 | 770323 | 100
2891 | T1 | JD Auto Collision Inc | JD Auto Collision Inc | 4406 Steffani Lane | Houston | TX | 77041 | Harris | CN600394365 | RN100687698 | Installed auto paint booth and exhaust bench. | A positive use determination of 100% for the paint booth which was installed. | 1998-02-02 | 62735 | 100
2892 | T1 | PPG Industries Inc | PPG La Porte Fine Chemicals | 1901 West H St | La Porte | TX | 77571 | Harris | CN600124614 | RN102540754 | A new 5000 GPM Gorman Rupp Centrifugal pump with a water flush has been installed to replace the storm water sewer pumps. | A positive use determination of 100% for the new 5,000 GPM Gorman Rupp Centrifugal pump, with a water flush, which was installed. | 1998-01-05 | 55000 | 100
2893 | T1 | PPG Industries Inc | PPG La Porte Fine Chemicals | 1901 West H St | La Porte | TX | 77571 | Harris | CN600124614 | RN102540754 | Installed fugitive emissions equipment - continuous fugitive emission monitors. | A positive use determination of 100% for the continuous fugitive emission monitors which were installed. | 1998-01-07 | 50000 | 100
2894 | T1 | PPG Industries Inc | PPG La Porte Fine Chemicals | 1901 West H St | La Porte | TX | 77571 | Harris | CN600124614 | RN102540754 | The cold vent up-grade consists of installing a cryogenic condensing and purification system on the reactor system, a head of the new thermal oxidizer. | A positive use determination of 50% for the cryogenic condensing and purification system. A positive use determination of 100% for the thermal oxidizer. | 1998-02-26 | 5350000 | 100
2895 | T3 | Entpro Limited | Entpro | 10207 FM 1942 | Mont Belvieu | TX | 77580 | Chambers | CN600269468 | RN102323268 | Refurbishment of old loading dock: Including replacement or addition of pumps, blowers, and associated piping used to eliminate emissions. The lines were moved above ground. The project includes all necessary leak detection devices and connection to an existing flare. | A positive use determination of 64% for the pumps, blowers, leak detection devices, and associated piping installed as part of the project to refurbish the old loading rack. | 1998-02-26 | 6950000 | 100
2896 | T1 | Entpro Limited | Entpro | 10207 FM 1942 | Mont Belvieu | TX | 77580 | Chambers | CN600269468 | RN102323268 | This project included the addition a of a new brine storage pond as well as the upgrading of an old brine storage pond. Both pits will have new HDPE liners, leak detection systems, and vapor detection systems with ignitors. All brine lines have been installed on overhead racks to assist in leak detection. | A positive use determination of 100% for the project to add the new brine storage pond and update the existing brine storage pond. | 1998-01-05 | 10143000 | 100
2897 | T1 | Simpson Pasadena Paper Co | Simpson Pasadena Paper | 901 N Shaver | Pasadena | TX | 77506 | Harris | CN600131551 | RN100224609 | Rebuilt the A-Blow tank. | A positive use determination of 100% for the rebuilding of the A-blow tank. | 1998-01-07 | 209000 | 100
2898 | T1 | Simpson Pasadena Paper Co | Simpson Pasadena Paper | 901 N Shaver | Pasadena | TX | 77506 | Harris | CN600131551 | RN100224609 | The mill has installed pH meters at various places. | A positive use determination of 100% for the pH meters installed in the sewer system. | 1998-01-05 | 45000 | 100
2899 | T1 | Simpson Pasadena Paper Co | Simpson Pasadena Paper | 901 N Shaver | Pasadena | TX | 77506 | Harris | CN600131551 | RN100224609 | The mill installed scrubbers on both the #6 RF SDT and the #7 RF SDT stacks. A water scrubber was added to the existing aqueous ammonia storage tank. Scrubber costs include piping and pumps. | A positive use determination of 100% for the three scrubbers which were installed. | 1998-01-07 | 573000 | 100
2900 | T2 | Simpson Pasadena Paper Co | Simpson Pasadena Paper | 901 N Shaver | Pasadena | TX | 77506 | Harris | CN600131551 | RN100224609 | Black Liquor Oxidation System: Installed two continuous monitors - sulfidity meters. Installed an air preheater system on the No. 6 Recovery Furnace. Replaced the top 25 ft of the No 7 Recovery Furnace stack. | A positive use determination of 100% for the two sulfidity meters in the #1 and #2 black liquor oxidation towers, the air preheater system for the #6 and #7 recovery furnaces, and replacement of the top of the #7 recovery furnace exhaust stack. | 1998-01-14 | 320000 | 100
2901 | T1 | Casa Collision Center | Casa Collision Center | 5810 Montana Ave | El Paso | TX | 79925 | El Paso | CN600345029 | RN100813062 | Paint Spray Booths (3) | A positive use determination of 100% for the three paint booths and the pollution control devices required for the two double and two single prep stations. A positive use determination of 90% for the double booth mixing room. A positive use determination of 100% for that portion of the building which houses the three paint booths. | 1998-02-26 | 466357 | 100
2902 | T1 | The Dow Chemical Company | The Dow Chemical Company | 2301 Brazosport Blvd | Freeport | TX | 77541 | Brazoria | CN600356976 | RN102692258 | This property consists of a thermal treatment unit designed to burn a RCRA waste generated at the Toluene Diisocyanate production facility. The unit consists of two combustion chambers, a waste heat boiler, a scrubber, waste feed cutoffs/process control, continuous emission monitors, and associated pumps, piping, instrumentation and wiring. | A positive use determination of 100% for the thermal treatment unit, excluding the waste heat boiler, which was constructed at the Toluene Diisocyanate production facility. | 1997-03-05 | 10500000 | 100
2903 | T1 | The Dow Chemical Company | The Dow Chemical Company | 2301 Brazosport Blvd | Freeport | TX | 77541 | Brazoria | CN600356976 | RN102692258 | A phosgene/HCI destruction system is being installed at the Toluene Diisocyanate production facility. The system consists of the following: vent collection headers, two recirculating caustic scrubbers, four caustic storage tanks, stack monitors, heat exchangers, pumps, piping, and associated instrumentation and wiring. | A positive use determination of 100% for the phosgene/HCI destruction system installed at the Toluene Diisocyanate production facility. | 1997-03-05 | 16000000 | 100
2904 | T2 | The Dow Chemical Company | The Dow Chemical Company | 2301 Brazosport Blvd | Freeport | TX | 77541 | Brazoria | CN600356976 | RN102692258 | The property consists of a plant clearing system designed to reduce emissions of phosgene during unusual plant conditions at the Toluene Diisocyanate production facility. The equipment consists of a system of ventilating ducts connected to an exhaust blower that directs the captured phosgene to a control device. The system also includes a computer-controlled automated clearing mechanism for pumps, valves, and tubing in phosgene service. | A positive use determination of 100% for the computer operated clearing system installed in the B-4000/B-1000 Toluene Diisocyanate Production Facility. | 1997-03-20 | 2332000 | 100
2905 | T3 | The Dow Chemical Company | The Dow Chemical Company | 2301 Brazosport Blvd | Freeport | TX | 77541 | Brazoria | CN600356976 | RN102692258 | Constructed a new Toluene Diisocyanate production facility. Installed chemical processing equipment which reduces the quantity of RCRA waste which must be burned. This determination is for the reduction is waste burned. | A negative determination for this process related equipment. | 1997-04-28 | 15960000 | 100
2906 | T3 | The Dow Chemical Company | The Dow Chemical Company | 2301 Brazosport Blvd | Freeport | TX | 77541 | Brazoria | CN600356976 | RN102692258 | The rR-300 Neutralizer is a regenerative furnace type THOR which is also used as a BIF (boiler industrial furnace). This equipment provides both process benefits and pollution control so a partial determination is being requested. | A positive use determination of 100% for the scrubber, demister, and continuous monitor installed as a part of the R-300 unit replacement project. A negative determination is given to the furnace. The furnace is an integral part of the production process and not a pollution control device. | 1997-03-24 | 16297000 | 100
2907 | T1 | The Dow Chemical Company | The Dow Chemical Company | 2301 Brazosport Blvd | Freeport | TX | 77541 | Brazoria | CN600356976 | RN102692258 | Constructed a landfill for use in treating, storing and disposal of remediation solid waste. | A positive use determination of 100% for the landfill constructed for treating, storing, and disposing of remediation solid waste. | 1998-01-07 | 10000000 | 100
2908 | T1 | The Dow Chemical Company | The Dow Chemical Company | 2301 Brazosport Blvd | Freeport | TX | 77541 | Brazoria | CN600356976 | RN102692258 | The project consists of the construction of Sump 3 for storm water collection and the construction of Sump 5 for Resin recovery. | A positive use determination of 100% for the construction of Sump 3 and Sump 5. | 1998-01-07 | 600000 | 100
2909 | T1 | The Dow Chemical Company | The Dow Chemical Company | 2301 Brazosport Blvd | Freeport | TX | 77541 | Brazoria | CN600356976 | RN102692258 | Piping was installed to route Ethylene dichloride tank vents to a new liquid ring vacuum compressor to be pressured to a final control device. | A positive use determination of 100% for the new piping and new liquid ring vacuum compressor. | 1998-01-08 | 1200000 | 100
2910 | T1 | The Dow Chemical Company | The Dow Chemical Company | 2301 Brazosport Blvd | Freeport | TX | 77541 | Brazoria | CN600356976 | RN102692258 | Secondary seal and internal floating roof for an ethylene dichloride storage tank. | A positive use determination of 100% for the secondary seal and internal floating roof installed in the tank located A-7000. | 1998-01-08 | 600000 | 100
2911 | T1 | The Dow Chemical Company | The Dow Chemical Company | 2301 Brazosport Blvd | Freeport | TX | 77541 | Brazoria | CN600356976 | RN102692258 | Installed vapor recovery piping and equipment for chloroform and ethylene dichloride from the dock to the pressure swing adsorption unit. | A positive use determination of 50% for the vapor recovery piping and equipment which was installed. | 1998-01-08 | 159000 | 100
2912 | T1 | The Dow Chemical Company | The Dow Chemical Company | 2301 Brazosport Blvd | Freeport | TX | 77541 | Brazoria | CN600356976 | RN102692258 | Installed vapor recovery piping from the A-8 dock to the A-22 Pressure Swing Adsorption vent recovery header. | A positive use determination of 50% for the vapor recovery piping which was installed. | 1998-01-08 | 319000 | 100
2913 | T1 | The Dow Chemical Company | The Dow Chemical Company | 2301 Brazosport Blvd | Freeport | TX | 77541 | Brazoria | CN600356976 | RN102692258 | Installed piping header used to direct organic tank vents to a final control device. | A positive use determination of 100% for the 250 feet of 4 inch piping extending from the existing pressure relief valves on tanks D-7 and D-11 to an existing vapor header. | 1998-01-21 | 117000 | 100
2914 | T1 | The Dow Chemical Company | The Dow Chemical Company | 2301 Brazosport Blvd | Freeport | TX | 77541 | Brazoria | CN600356976 | RN102692258 | Purchased portable clamps for use in clamping leaking pipes and fittings in acid service to facilitate clearing and permanent repair without contamination of earth or ground water. | A positive use determination of 100% for the portable clamps purchased for use in clamping leaking pipes and fittings. | 1998-01-07 | 35900 | 100
2915 | T1 | The Dow Chemical Company | The Dow Chemical Company | 2301 Brazosport Blvd | Freeport | TX | 77541 | Brazoria | CN600356976 | RN102692258 | This project was to install ancillary equipment on a waste storage tank. The project included a grinder pump system on the waste storage tanks. | A positive use determination of 100% for the ancillary equipment installed on the waste storage tank. | 1998-01-16 | 100000 | 100
2916 | T1 | The Dow Chemical Company | The Dow Chemical Company | 2301 Brazosport Blvd | Freeport | TX | 77541 | Brazoria | CN600356976 | RN102692258 | Installed vapor recovery piping from the V-4002, V-4003, V-4005 & V-137 tanks to A-22 Pressure Swing Adsorption Unit. | A positive use determination of 50% for the vapor recovery piping. | 1998-01-12 | 138500 | 100
2917 | T1 | The Dow Chemical Company | The Dow Chemical Company | 2301 Brazosport Blvd | Freeport | TX | 77541 | Brazoria | CN600356976 | RN102692258 | Installed two online analyzers to measure TOC and two online analyzers to measure NH3. | A positive use determination of 100% for the two online TOC analyzers and the two online NH3 analyzers. | 1998-01-07 | 288400 | 100
2918 | T1 | The Dow Chemical Company | The Dow Chemical Company | 2301 Brazosport Blvd | Freeport | TX | 77541 | Brazoria | CN600356976 | RN102692258 | Purchased and installed an analyzer building, on-stream analyzers, and continuous emission monitors for new Thermal Oxidizer and existing Throx. | A positive use determination of 100% for the continuous emission monitors, with associated analyzers and an analyzer building. | 1998-01-12 | 600000 | 100
2919 | T1 | The Dow Chemical Company | The Dow Chemical Company | 2301 Brazosport Blvd | Freeport | TX | 77541 | Brazoria | CN600356976 | RN102692258 | Installed two lime hoppers along with ancillary equipment. | A positive use determination of 100% for the two lime hoppers and ancillary equipment which were installed. | 1998-01-07 | 500000 | 100
2920 | T1 | The Dow Chemical Company | The Dow Chemical Company | 2301 Brazosport Blvd | Freeport | TX | 77541 | Brazoria | CN600356976 | RN102692258 | Installed an overhead structure to control and separate storm water from process wastewater in the RCRA storage container area. | A positive use determination of 100% for the overhead structure constructed for use in controlling stormwater. | 1998-01-07 | 53578 | 100
2921 | T1 | The Dow Chemical Company | The Dow Chemical Company | 2301 Brazosport Blvd | Freeport | TX | 77541 | Brazoria | CN600356976 | RN102692258 | Installed environmental paving in the unloading and parking areas of the plant for spill and dust control purposes. | A positive use determination of 100% for the environmental paving installed in the unloading and parking areas. | 1998-01-07 | 32000 | 100
2922 | T1 | The Dow Chemical Company | The Dow Chemical Company | 2301 Brazosport Blvd | Freeport | TX | 77541 | Brazoria | CN600356976 | RN102692258 | This project installed a rainwater line to the B-6800 block which in turn flows to a water discharge permitted outfall 203. | A positive use determination of 100% for the rainwater line constructed between B-5100 and Outfall 203. | 1998-01-07 | 129000 | 100
2923 | T1 | The Dow Chemical Company | The Dow Chemical Company | 2301 Brazosport Blvd | Freeport | TX | 77541 | Brazoria | CN600356976 | RN102692258 | Installed a total suspended solids robot for use in total suspended solids analysis. | A positive use determination of 100% for the total suspended solids robot. | 1998-01-07 | 56000 | 100
2924 | T1 | The Dow Chemical Company | The Dow Chemical Company | 2301 Brazosport Blvd | Freeport | TX | 77541 | Brazoria | CN600356976 | RN102692258 | Installed a Gas Chromatography Mass Spectrophotometer system. | A positive use determination of 100% for the gas chromatography mass spectrophotometer. | 1998-01-07 | 81000 | 100
2925 | T1 | The Dow Chemical Company | The Dow Chemical Company | 2301 Brazosport Blvd | Freeport | TX | 77541 | Brazoria | CN600356976 | RN102692258 | Installed integrators as an upgrade to the env. laboratory data system. | A positive use determination of 100% for the integrators installed as an upgrade to the laboratory data systems. | 1998-01-07 | 25000 | 100
2926 | T1 | The Dow Chemical Company | The Dow Chemical Company | 2301 Brazosport Blvd | Freeport | TX | 77541 | Brazoria | CN600356976 | RN102692258 | Installed extractors for laboratory analytical equipment. | A positive use determination of 100% for the extractors installed for use with the laboratory analytical equipment. | 1998-01-07 | 23000 | 100
2927 | T1 | The Dow Chemical Company | The Dow Chemical Company | 2301 Brazosport Blvd | Freeport | TX | 77541 | Brazoria | CN600356976 | RN102692258 | Installed a heat exchanger, pumps, piping, and instrumentation to convey contaminated process water from a permitted outfall to DOW's biological waste treatment facility. | A positive use determination of 100% for the heat exchanger, pumps, piping, and instrumentation installed to convey contaminated process water. | 1998-01-07 | 1400000 | 100
2928 | T1 | The Dow Chemical Company | The Dow Chemical Company | 2301 Brazosport Blvd | Freeport | TX | 77541 | Brazoria | CN600356976 | RN102692258 | Installed two hydrogen analyzers, two lower explosive limit analyzers, and three flow meters on the sludge reduction system at the wastewater treatment plant. | A positive use determination of 100% for the two hydrogen analyzers, the two lower explosive limit analyzers and the three flow meters which were installed. | 1998-01-07 | 100000 | 100
2929 | T1 | The Dow Chemical Company | The Dow Chemical Company | 2301 Brazosport Blvd | Freeport | TX | 77541 | Brazoria | CN600356976 | RN102692258 | Installed control monitoring equipment including microwave equipment used to digest solids in order to complete required analysis. | A positive use determination of 100% for the control monitoring equipment, including the microwave digestor equipment, which was installed. | 1998-01-07 | 27000 | 100
2930 | T1 | The Dow Chemical Company | The Dow Chemical Company | 2301 Brazosport Blvd | Freeport | TX | 77541 | Brazoria | CN600356976 | RN102692258 | Installed piping to route air contaminants to control device flare. | A positive use determination of 100% for the 640 feet of 3, 4 and 6-inch piping extending from the existing compressor (AC-55) to flare (FS-10). | 1998-01-28 | 121000 | 100
2931 | T1 | The Dow Chemical Company | The Dow Chemical Company | 2301 Brazosport Blvd | Freeport | TX | 77541 | Brazoria | CN600356976 | RN102692258 | Replaced the valves in the Polyethylene process in order to eliminate fugitive emissions. | A positive use determination of 100% for the replacement valves. | 1998-01-12 | 25000 | 100
2932 | T1 | The Dow Chemical Company | The Dow Chemical Company | 2301 Brazosport Blvd | Freeport | TX | 77541 | Brazoria | CN600356976 | RN102692258 | Environmental paving of plant areas, as required by regulations, in order control spills. | A positive use determination of 100% for the environmental paving installed around the B-1306 process area. | 1998-01-07 | 50000 | 100
2933 | T1 | The Dow Chemical Company | The Dow Chemical Company | 2301 Brazosport Blvd | Freeport | TX | 77541 | Brazoria | CN600356976 | RN102692258 | Upgraded and replaced two pumps in the B-1306 sump. | A positive use determination of 100% for the two pumps which were upgraded and replaced in the B-1306 sump. | 1998-01-07 | 49000 | 100
2934 | T1 | The Dow Chemical Company | The Dow Chemical Company | 2301 Brazosport Blvd | Freeport | TX | 77541 | Brazoria | CN600356976 | RN102692258 | Installed an automatic air stack sampling system. | A positive use determination of 100% for the automatic air stack sampling system. | 1998-01-12 | 36000 | 100
2935 | T1 | The Dow Chemical Company | The Dow Chemical Company | 2301 Brazosport Blvd | Freeport | TX | 77541 | Brazoria | CN600356976 | RN102692258 | Installed new oil/grease method equipment. | A positive use determination of 100% for the new oil/grease method equipment which was installed. | 1998-01-07 | 23000 | 100
2936 | T1 | The Dow Chemical Company | The Dow Chemical Company | 2301 Brazosport Blvd | Freeport | TX | 77541 | Brazoria | CN600356976 | RN102692258 | This project consisted of adding new piping and instrumentation to route wastewater from the plant's wastewater sump system to the plant's epichlorohydrin reactors. | A positive use determination of 100% for the new piping and instrumentation which was installed. | 1998-01-07 | 195000 | 100
2937 | T1 | The Dow Chemical Company | The Dow Chemical Company | 2301 Brazosport Blvd | Freeport | TX | 77541 | Brazoria | CN600356976 | RN102692258 | Installed new wastewater control monitoring equipment including new ion chromatography equipment. | A positive use determination of 100% for the control monitoring equipment including Ion Chromatography equipment which was installed. | 1998-01-07 | 43000 | 100
2938 | T1 | The Dow Chemical Company | The Dow Chemical Company | 2301 Brazosport Blvd | Freeport | TX | 77541 | Brazoria | CN600356976 | RN102692258 | Installed an air emission VOST analyzer. | A positive use determination of 100% for the air emission VOST analyzer. | 1998-01-12 | 103000 | 100
2939 | T1 | The Dow Chemical Company | The Dow Chemical Company | 2301 Brazosport Blvd | Freeport | TX | 77541 | Brazoria | CN600356976 | RN102692258 | Installed an on-line analyzer used for wastewater operations control. | A positive use determination of 100% for the online analyzer for total suspended solids which was installed. | 1998-01-07 | 4000 | 100
2940 | T1 | The Dow Chemical Company | The Dow Chemical Company | 2301 Brazosport Blvd | Freeport | TX | 77541 | Brazoria | CN600356976 | RN102692258 | Installed new monitoring equipment consisting of an ultratrace inductively coupled plasma mass spectrophotometer. | A positive use determination of 100% for the ultratrace inductively coupled plasma mass spectrophotometer which was installed. | 1998-01-07 | 89000 | 100
2941 | T1 | The Dow Chemical Company | The Dow Chemical Company | 2301 Brazosport Blvd | Freeport | TX | 77541 | Brazoria | CN600356976 | RN102692258 | Installed control monitoring equipment including piping, pump, and foundation for permitted outfall, DSN-001. | A positive use determination of 100% for the control monitoring equipment including new piping, pump, and foundation installed for Outfall DSN-001. | 1998-01-07 | 59000 | 100
2942 | T1 | The Dow Chemical Company | The Dow Chemical Company | 2301 Brazosport Blvd | Freeport | TX | 77541 | Brazoria | CN600356976 | RN102692258 | This project consisted of adding instrumentation to the B-58 Flare and the B-70 Flare. | A positive use determination of 100% for the instruments added to flares B-58 and B-70. | 1998-01-12 | 18000 | 100
2943 | T1 | The Dow Chemical Company | The Dow Chemical Company | 2301 Brazosport Blvd | Freeport | TX | 77541 | Brazoria | CN600356976 | RN102692258 | Installed a line which connected the primary and secondary sludge back to a reactor. This allows the reactor to operate as an aerobic digester. | A positive use determination of 100% for the line installed between the primary and secondary sludge back to a reactor. | 1998-01-07 | 115000 | 100
2944 | T1 | The Dow Chemical Company | The Dow Chemical Company | 2301 Brazosport Blvd | Freeport | TX | 77541 | Brazoria | CN600356976 | RN102692258 | Installed new wastewater line to convey process wastewater to the wastewater treatment plant. | A positive use determination of 100% for the new wastewater line installed to convey process wastewater to the treatment plant. | 1998-01-07 | 70000 | 100
2945 | T2 | The Dow Chemical Company | The Dow Chemical Company | 2301 Brazosport Blvd | Freeport | TX | 77541 | Brazoria | CN600356976 | RN102692258 | Titanium check valves, two at Chlorine #3 and two at Chlorine #4, were installed in the chlorine compression systems to decrease the possibility of chlorine back flowing through the wet chlorine compressors during unplanned shutdowns. | A positive use determination of 100% for the four titanium check valves which were installed. | 1998-01-13 | 101524 | 100
2946 | T1 | The Dow Chemical Company | The Dow Chemical Company | 2301 Brazosport Blvd | Freeport | TX | 77541 | Brazoria | CN600356976 | RN102692258 | Installed a basin to contain wastewater. Installed a hood and header to capture fugitive emissions back to a neutralizing system. | A positive use determination of 100% for the basin installed to contain wastewater and the hood and header installed to capture fugitive emissions. | 1998-01-08 | 225000 | 100
2947 | T1 | The Dow Chemical Company | The Dow Chemical Company | 2301 Brazosport Blvd | Freeport | TX | 77541 | Brazoria | CN600356976 | RN102692258 | Constructed a containment basin consisting of a 110' x 110' x 12-inch thick, steel reinforced concrete slab, dike wall and access ramp. This basin will serve as secondary containment for tank farm B-4005. | A positive use determination of 100% for the containment area constructed for tank farm B-4005. | 1998-01-08 | 193000 | 100
2948 | T1 | The Dow Chemical Company | The Dow Chemical Company | 2301 Brazosport Blvd | Freeport | TX | 77541 | Brazoria | CN600356976 | RN102692258 | Constructed two, 30 feet diameter by 24 feet tall storage tanks, D-101 and D-102, for the purpose of storing wastewater and contaminated rainwater runoff from B-38 block process areas. Equipment also included vacuum and pressure relieving equipment. | A positive use determination of 100% for storage tanks D-101 and D-102. | 1998-01-08 | 280000 | 100
2949 | T1 | The Dow Chemical Company | The Dow Chemical Company | 2301 Brazosport Blvd | Freeport | TX | 77541 | Brazoria | CN600356976 | RN102692258 | Installed piping, instrumentation, and electrical associated with two wastewater storage tanks, D-101 and D-102. Equipment included: four pumps, 700 feet each of 6-inch transfer and 4-inch return piping, flow control valves, flow monitoring equipment and instruments for tank level and tank temperature monitoring. | A positive use determination of 100% for the piping, instrumentation and electrical associated with storage tanks D-101 and D-102. | 1998-01-08 | 280000 | 100
2950 | T1 | The Dow Chemical Company | The Dow Chemical Company | 2301 Brazosport Blvd | Freeport | TX | 77541 | Brazoria | CN600356976 | RN102692258 | Installed a minimum amount of utilities directly associated with operating the wastewater handling and storage facility located at B40 block. Items included nitrogen piping for padding tanks D-101 and D-102; Plant Air for operation of actuators on D-101 and D-102; and Potable Water for safety showers. | A positive use determination of 100% for the utilities installed relating to storage tanks D-101 and D-102. Items included: Nitrogen piping, plant air, and potable water. | 1998-01-08 | 90000 | 100
2951 | T1 | Disposal Systems Inc | Disposal Systems Inc | 2525 Battleground Rd | Deer Park | TX | 77536 | Harris | CN605031566 | RN108906033 | Replaced atmospheric tanks with pressure tanks and vent system. Installed thermal oxidizer. Solidification building upgrades and prentice loaders. Flow monitor, pressure transmitter, and strip chart recorder. Brine storage and pump. Tank level and pressure instrumentation. Tank, condensers, and equipment to meet VOC requirements for handling emulsions. | A positive use determination of 100% for the pressure tanks and vent system; the solidification building upgrades and prentice loaders; the brine storage and pump; the thermal oxidizer, the tank level and pressure instrumentation; the flow monitor, pressure transmitter, and strip chart recorder; and the tanks, condensers, and equipment installed to control VOCs from the emulsion tank. | 1998-02-04 | 5156258 | 100
2952 | T1 | Texas Instruments Incorporated | Texas Instruments Incorporated | 2301 N University Ave | Lubbock | TX | 79415 | Lubbock | CN600261416 | RN100646447 | Installed two scrubbers to scrub out acidic materials released during manufacturing. Installed VOC Rotary Concentrator to incinerate VOC materials. Installed an industrial wastewater recycling system. Completed solvent reclaim project. | A positive use determination of 100% for the two scrubbers, the VOC Rotary Concentrator, the industrial wastewater recycling project, and the solvent reclaim project. | 1998-01-08 | 633700 | 100
2953 | T1 | Eastman Chemical Company | Eastman Chemical Texas Operations | Hwy 149 @ Kodak Blvd | Longview | TX | 75603 | Harrison | CN601214406 | RN100219815 | Constructed a new vertical flare (TNRCC EPN 050FL1) and associated collection system (header and piping). | A positive use determination of 100% for the new flare (TNRCC EPN 050FL1) and the associated collection system (header and piping). | 1998-01-08 | 850000 | 100
2954 | T3 | Great Lakes Carbon Corporation | Great Lakes Carbon Port Arthur | Coke Dock Rd | Port Arthur | TX | 77640 | Jefferson | CN602597635 | RN100209287 | The following projects: Calcined Silo No. 1 Dust Collector, Crushing and Screening Day Silo, No. 1 Ship Loading Boom Modifications, C & S Storage and Loadout Facilities, Green Belt - Phase Two, and Calcine Coke Silo No. 4. | A positive use determination of 34% for the pneumatic conveying system, totally enclosed mechanical conveyors, a dust collector for Calcine Coke Silo #4 and a new 700 ton calcine silo associated with conveyance equipment for the Crushing and Screening Plant. | 1998-03-16 | 1542115 | 100
2955 | T1 | Novus International Inc | Solutia Chocolate Bayou | FM 2917 | Alvin | TX | 77512 | Brazoria | Insufficient Information | Insufficient Information | Project to install a thermal oxidizer with an integrated scrubber and mist eliminator, vent header collection system, and appropriate monitoring and control equipment. | A positive use determination of 100% for the integrated thermal oxidizer with scrubber, demister, associated headers, and controls. | 1998-02-27 | 7000000 | 100
2956 | T1 | Solvay Polymers Inc | Solvay Polymers | 1230 Battleground Rd | Deer Park | TX | 77536 | Harris | CN601467491 | RN100229905 | Rail Loading Improvement Project: Replaced cyclones with bag filters in Areas 140 and 40. | A positive use determination of 100% for the bag filters installed as replacements for the cyclones. | 1998-01-15 | 976910 | 100
2957 | T1 | Solvay Polymers Inc | Solvay Polymers | 1230 Battleground Rd | Deer Park | TX | 77536 | Harris | CN601467491 | RN100229905 | Waste Hexane Tank Improvements: A waste hexane storage tank was tied into a flare header system. Additionally the level gauge was automated and upgraded. | A positive use determination of 100% for the Waste Hexane Tank Improvements. | 1998-01-15 | 67340 | 100
2958 | T1 | Solvay Polymers Inc | Solvay Polymers | 1230 Battleground Rd | Deer Park | TX | 77536 | Harris | CN601467491 | RN100229905 | Installed an air flotation clarifier to more effectively remove solids from the final Outfall 003. | A positive use determination of 100% for the air flotation clarifier. | 1998-01-15 | 1255000 | 100
2959 | T1 | Solvay Polymers Inc | Solvay Polymers | 1230 Battleground Rd | Deer Park | TX | 77536 | Harris | CN601467491 | RN100229905 | Installed a bulk liquid wastewater handling area (tank farm) and associated pump and piping. Installed additional equipment to more effectively recycle and reclaim materials. Property includes: compactor/baler, cryogenic plastic drum crusher, 2nd drum dechimer, and equipment air compressor. | A positive use determination of 100% for the bulk wastewater handling area with associated pumps and piping and the recycle reclaim equipment. | 1998-01-15 | 3529310 | 100
2960 | T1 | Solvay Polymers Inc | Solvay Polymers | 1230 Battleground Rd | Deer Park | TX | 77536 | Harris | CN601467491 | RN100229905 | Two continuous emission monitors were installed on boilers B-9 and B-10. | A positive use determination of 100% for the two continuous emission monitors. | 1998-01-15 | 135700 | 100
2961 | T1 | Solvay Polymers Inc | Solvay Polymers | 1230 Battleground Rd | Deer Park | TX | 77536 | Harris | CN601467491 | RN100229905 | Installed a required VOC and nitrogen control system. Property includes: Flare N2 Drops, VOC & N2 Dryer, VOC & N2 Comp. Guard Filter, VOC & N2 Expansion Joints, and R-702 Tie-in to VOC & N2 System. | A positive use determination of 100% for the VOC and nitrogen control system which was installed. | 1998-01-15 | 780260 | 100
2962 | T1 | Arco Chemical Co | Arco - Bayport Plant | 10801 Choate Rd | Pasadena | TX | 77507 | Harris | CN603890351 | RN102523107 | The purpose of this project was to provide containment for existing F-1508 A & B and F1505 A, B &C TBHP test tank sightglasses. New containment piping and concrete containment were installed to drain the TBHP directly to sump U1695. The TBHP tankfarm piping and pumps were contained with new concrete pavement and curbing. | A positive use determination of 100% for the project to contain the TBHP Test Tank Sightglasses. | 1998-01-15 | 93000 | 100
2963 | T1 | Rhodia Inc | Rhodia Inc | 8615 Manchester St | Houston | TX | 77012 | Harris | CN600125330 | RN100220581 | Several Projects: Improvements in nitrogen padding systems for storage tanks on the sludge tank vent system; Vent lines from Treatment Services RCRA storage area to flare; 5 ambient monitors for SO 2 fugitive emissions in plant; Sample valves in pump discharge line; Building over 65% oleum storage tank; Continuous emission monitors - opacity monitor in #8 Unit exit stack and CO monitor at the precipitator exit of the Regeneration Plant #2; Repair guy wires and deadman for Regeneration Plant #2 exit stack; Instrumentation for remote shutdown of direct burn tank cars and tank trucks and cameras for remote observation; | A positive use determination of 100% for the following projects: Improvements in Nitrogen Padding Systems for Storage Tanks on the Sludge Tank Vent System; Vent Lines from Treatment Services RCRA Storage Area to Flare; Five Ambient Monitors for SO2 Fugitive Emissions in Plant; Sample Valves in Pump Discharge Lines; Building Over 65% Oleum Storage Tank; Continuous Emission Monitors; Repair of Guy Wires and Deadman For Regeneration Plant #2 Exit Stack; and Instrumentation for Remote Shutdown of Direct Burn Tank Cars and Tank Trucks and Cameras for Remote Control. | 1998-01-22 | 516873 | 100
2964 | T1 | Rhodia Inc | Rhodia Inc | 8615 Manchester St | Houston | TX | 77012 | Harris | CN600125330 | RN100220581 | Three Projects: Improvements to the Advance Water Treatment (AWT) Facilities consisting of Installing a replacement building to house AWT facilities, installing laboratory facilities in AWT building, installing piping to bypass the AWT effluent sand filter; Improvements to the settling ponds and neutralization piping consisting of installing a baffle in the receiving pond, installing an aerator system in the skimmer pond, and replacing corroded steel piping with lined pipe at the neutralization pit pump lift; Improvements to process sewer drainage and containment consisting of installing a plastic lined concrete basin and drainage under a new railcar loading rack, installing a plastic lined containment slab with a sump, pump, and piping under Regeneration Plant #2 Combustion Furnace, and Engineering related to elimination of underground process and surface sewers in the #8 Unit. | A positive use determination of 100% for the following projects: Improvements to the Advanced Water Treatment (AWT) Facilities; Improvements to the settling ponds and neutralization pit piping; and Improvements to process sewer drainage and containment. | 1998-01-16 | 872687 | 100
2965 | T1 | Solvay Polymers Inc | Solvay Interox Inc | 1230 Battleground Rd | Deer Park | TX | 77536 | Harris | CN601467491 | RN100229905 | Installed a new Hydrogen Peroxide manufacturing plant. Two pollution control devices were installed. 1. Off gas collector on the H2O2 distillation column and a carbon bed to absorb the hydrocarbons from the off gases. 2. A purge and scrubber system on the H2O2 storage tanks. | A positive use determination for the off gas collector and carbon bed absorption; and the purge and scrubber system. | 1998-01-15 | 2068240 | 100
2966 | T1 | Flex-O-Lite Inc | Paris Texas Plant | 1601 19Th St Now | Paris | TX | 75460 | Lamar | CN600123970 | RN101051571 | This project consists of the design and construction of two dust collection systems. The high index dust collection system will consist of four dust collectors (HIDC1EXH, HIDC2EXH, HIDC3EXH and HIDC4EXH), four fans, fan motors, dampers, and ductwork. The low index dust collection system consists of two dust collectors (LIDC1EXH and LIDC2EXH), two fans, fan motors, dampers and ductwork. | A positive use determination of 100% for the high index dust collection systems and associated equipment and the low index dust collection system and associated equipment. | 1998-01-16 | 2321675 | 100
2967 | T1 | Rhodia Inc | Rhodia Inc | 3439 Park St | Baytown | TX | 77520 | Harris | CN600125330 | RN100211317 | Three projects: Improvement for Caustic Scrubbing System at Barge Dock consisting of installing a foundation for the new caustic scrubber and installing a storage tank. Improvements to the Electrostatic Precipitators consisting costs related to installation of two new electrostatic precipitators and a sand filter for the wash water. Ambient Analyzers for H2S Fugitive consisting of a knock-out tank and analyzers. | A positive use determination of 100% for the new foundation for the caustic scrubber and a caustic storage tank in the sulfuric acid barge dock area; the two electrostatic precipitators and sand filter for the precipitator wash water located in the sulfuric acid regeneration plant; and the ambient analyzers for hydrogen sulfide. | 1998-01-27 | 376192.64 | 100
2968 | T1 | Rhodia Inc | Rhodia Inc | 3439 Park St | Baytown | TX | 77520 | Harris | CN600125330 | RN100211317 | Constructed a concrete slab at the tank truck unloading area for use as secondary containment. | A positive use determination of 100% for the concrete slab installed as secondary containment at the tank truck unloading area. | 1998-01-21 | 94407.57 | 100
2969 | T1 | BP Chemicals Inc | Green Lake | Highway 185N | Port Lavaca | TX | 77979 | Calhoun | CN600124531 | RN100210038 | Two projects: 97-0527 Process Flare Pilot Monitor - installed instrumentation and hardware to continuously monitor the process flare pilots; 96-0522 Day Tank Overflow Protection - installed instrumentation and control hardware to prevent tanks in the process unit from overfilling. | A positive use determination of 100% for projects: 97-0527 Process Flare Pilot Monitor and 96-0522 Day Tank Overflow Protection. | 1998-01-26 | 98675 | 100
2970 | T1 | Aristech Chemical Corporation | Aristech La Porte Plant | 8811 Strang Rd | La Porte | TX | 77571 | Harris | CN600132096 | RN102888328 | Installed a Carbon Absorption system (FGRS). | A positive use determination of 50% for the activated carbon system installed as a vapor recovery device. | 1998-01-28 | 4431000 | 100
2971 | T1 | Coastal Refining & Marketing | Coastal - Corpus Christi Refinery | Cantwell Ln | Corpus Christi | TX | 78401 | Nueces | CN600388169 | RN102404209 | To raise the temperature of the lean amine ARU-1 bypass around the existing liane amine coolers 41-E-5/9 will be installed. Temperature from ARU-2 will be controlled by lean amine air fin cooler 95-5-A/B/C/D. For FCCU Sponge Absorber 12-A-20 and FCCU Sour Gas Absorber 12-A-31 an amine heater will be installed. For Visbreaker Absorber 10-A-2 a new amine heater will be installed. For Kero HDS Unit Absorber 37-A-3 and Diesel HDS Unit Absorber 38-A-3 process bypass valves will be installed on coolers 37_E-4 and 38-E-4. For all absorbers temperature differential indicators with alarms will be installed. | Withdrawn by applicant | 1998-04-28 | 302000 | 100
2972 | T1 | Coastal Refining & Marketing | Coastal - Corpus Christi Refinery | Cantwell Ln | Corpus Christi | TX | 78401 | Nueces | CN600388169 | RN102404209 | Installed facilities to route gasoline vapors to the marine loading thermal oxidizer. | A positive use determination of 100% for the facilities installed to route gasoline vapors to the marine loading thermal oxidizer. | 1998-01-26 | 34500 | 100
2973 | T1 | Coastal Refining & Marketing | Coastal - Corpus Christi Refinery | Cantwell Ln | Corpus Christi | TX | 78401 | Nueces | CN600388169 | RN102404209 | Replacement of existing burner with a new design by Callidus. | Withdrawn by applicant | 1998-04-28 | 426100 | 100
2974 | T1 | Coastal Refining & Marketing | Coastal - Corpus Christi Refinery | Cantwell Ln | Corpus Christi | TX | 78401 | Nueces | CN600388169 | RN102404209 | Installed bolted metal covers and sonic level detectors with readout in west plant control room on tanks 91-D-1, -2, -3, -4 and -5. | A positive use determination for the bolted metal covers and sonic level detectors installed on tanks 91-D-1, 91-D-2, 91-D-3, 91-D-4 and 91-D-5. | 1998-01-26 | 184000 | 100
2975 | T1 | Coastal Refining & Marketing | Coastal - Corpus Christi Refinery | Cantwell Ln | Corpus Christi | TX | 78401 | Nueces | CN600388169 | RN102404209 | Replaced failed single wiper primary seal with a liquid mounted mechanical shoe seal in tank 75. | A positive use determination for the project to install a liquid mounted mechanical shoe seal in tank 75. | 1998-01-26 | 68700 | 100
2976 | T1 | Coastal Refining & Marketing | Coastal - Corpus Christi Refinery | Cantwell Ln | Corpus Christi | TX | 78401 | Nueces | CN600388169 | RN102404209 | Installed internal floating roofs on tanks 128, 07-20, 106, 142 and 207. Installed carbon canisters on the W P Process sump. Install piping to route recovery wells to the appropriate slop tank. | A positive use determination of 100% for the internal floating roofs installed in tanks 128, 07-20, 106, 142 and 207; the carbon canisters installed on the WP Process sump; and the piping installed to route recovery wells to the appropriate slop tank. | 1998-01-26 | 811000 | 100
2977 | T1 | Coastal Refining & Marketing | Coastal - Corpus Christi Refinery | Cantwell Ln | Corpus Christi | TX | 78401 | Nueces | CN600388169 | RN102404209 | Remove wiper tip seals and install new liquid mechanical shoe seal in tank 58. | A positive use determination of 100% for the project to install a shoe seal in tank 58. | 1998-01-26 | 84900 | 100
2978 | T1 | Coastal Refining & Marketing | Coastal - Corpus Christi Refinery | Cantwell Ln | Corpus Christi | TX | 78401 | Nueces | CN600388169 | RN102404209 | Installed new carbon steel pan style floating roof in tank 79. | A positive use determination of 100% for the new carbon steel pan style floating roof installed in tank 79. | 1998-01-26 | 154900 | 100
2979 | T1 | Enserch Processing Company | W Decatur Compressor Station | 2213 West Hwy 380 | Decatur | TX | 76234 | Wise | CN602573669 | RN102420320 | Installed two metal containment dikes around 210 barrel tanks. Installed a non-catalytic reduction system, consisting of an aftercooler, on a lean burn MEP engine. | A positive use determination of 100% for the two metal containment dikes and the non-catalytic reduction system. | 1998-01-28 | 78600 | 100
2980 | T1 | Enserch Processing Company | Ranger Warehouse | 1016 Blackwell Rd | Ranger | TX | 76470 | Eastland | CN602573669 | RN101296622 | Installed a Foxboro Leak Tracker 50 System with accessories and calibration kit. | A positive use determination of 100% for the Foxboro Leak Tracker 50 System with accessories and calibration. | 1998-01-28 | 11150 | 100
2981 | T1 | Enserch Processing Company | Line Kcba (8") Pig Receiver | 10 M NE of Moran By FM195 | Moran | TX | 76464 | Stephens | CN602573669 | Insufficient Information | Installed a metal containment dike around a 210 barrel tank. | A positive use determination of 100% for the metal containment dike. | 1998-01-28 | 2500 | 100
2982 | T1 | Enserch Processing Company | Boyett Compressor Station | 15 M SE of Albany On 104 | Albany | TX | 76430 | Shackelford | CN602573669 | RN102414414 | Installed a metal containment dike around a 210 barrel tank. | A positive use determination of 100% for the metal containment dike. | 1998-01-28 | 2500 | 100
2983 | T1 | Enserch Processing Company | Matthews Compressor Station | 11 M NW of Strawn | Strawn | TX | 76475 | Stephens | CN602573669 | RN102710688 | Installed a metal containment dike around a 210 barrel tank. Installed a BTEX Condenser. Installed two air/fuel ratio controllers and two catalytic convertors. | A positive use determination of 100% for the metal containment dike, the BETX Condensers, the two air/fuel ratio controllers and the two catalytic converters. | 1998-01-28 | 32500 | 100
2984 | T1 | Enserch Processing Company | Hamilton Compressor Station | 2 M N of Gordon Off 919 | Gordon | TX | 76453 | Palo Pinto | CN602573669 | RN102414752 | Installed a metal containment dike around a 210 barrel tank. Installed a BTEX Condenser. Installed a air/fuel ratio controller and a catalytic convertor. | A positive use determination of 100% for the metal containment dike, the BETX Condenser, the air/fuel ratio controller and the catalytic converter. | 1998-01-28 | 29000 | 100
2985 | T1 | Sterling Chemicals Inc | Sterling Texas City | 201 Bay St | Texas City | TX | 77592 | Galveston | CN600126288 | RN100212620 | Project to divert clean stormwater runoff into Styrene wastewater lift station. Project involves the installation of berms, trenches, piping and drains. Scope includes: 1. 3 new concrete road berms. 2. new 6" concrete curbing will be connected to an existing asphalt berm. 3. A concrete trench, approx. 300". will be constructed and tied into a new catch basin. 4. The new catch basin will measure approx. 4"W x 4"L x 4"-6" D. 5. a new 12" RCP sewer line will be installed. 6. 3 concrete trenches will be constructed. | A positive use determination of 100% for the project to divert clean stormwater runoff to the Styrene wastewater lift station. Property includes berms, trenchs, piping and drains. | 1998-01-28 | 230000 | 100
2986 | T1 | Sterling Chemicals Inc | Sterling Texas City | 201 Bay St | Texas City | TX | 77592 | Galveston | CN600126288 | RN100212620 | Project to replace existing sand filters with Dynasand continuous back-washing sand filters in the deep injection well system. | A positive use determination of 100% for the project to replace existing sand filters with Dynasand continuous back-washing sand filters. | 1998-01-28 | 1800000 | 100
2987 | T1 | Aquila Gas Pipeline | Yegua Compressor Station |  | Dime Box | TX | 77853 | Burleson | CN600125579 | RN100215029 | Installed a catalytic converter with air/fuel controller for natural gas fired compressor engine. | A positive use determination of 100% for the catalytic converter with air/fuel controller which was installed. | 1998-01-28 | 17000 | 100
2988 | T1 | Aquila Gas Pipeline | Rhoda Walker Compressor Station |  | Pyote | TX | 79777 | Ward | CN600407795 | RN102705217 | Installed a catalytic converter with air/fuel controller for natural gas fired compressor engine. | A positive use determination of 100% for the catalytic converter with air/fuel controller which was installed. | 1998-01-28 | 17000 | 100
2989 | T1 | Aquila Gas Pipeline | Margie Compressor Station |  | Ledbetter | TX | 78946 | Fayette | CN600407795 | RN100724632 | Installed a catalytic converter with air/fuel controller for natural gas fired compressor engine. | A positive use determination of 100% for the catalytic converter with air/fuel controller which was installed. | 1998-01-28 | 17000 | 100
2990 | T1 | Aquila Gas Pipeline | Roznov Compressor Station |  | Fayetteville | TX | 78940 | Fayette | CN600125579 | Insufficient Information | Installed a JATCO BTEX Eliminator to control VOC emissions from the dehydrator's reboiler. | A positive use determination of 100% for the JATCO BTEX Eliminator which was installed. | 1998-01-28 | 17000 | 100
2991 | T1 | Asarco Incorporated | Amarillo Copper Refinery | Tx Hwy 136 | Amarillo | TX | 79108 | Potter | CN602815524 | RN101701654 | The project involves the installation of new pumps, controls, and instrumentation for the injection well system. This property replaces existing equipment. | A positive use determination of 100% for the project to install new pumps, controls and instrumentation for the injection well system. | 1998-01-28 | 265000 | 100
2992 | T1 | Asarco Incorporated | Amarillo Copper Refinery | Tx Hwy 136 | Amarillo | TX | 79108 | Potter | CN602815524 | RN101701654 | NI Sulfate Plant Floor Repair Project: repair of damaged concrete and refurbishment of basement floor in Nickel Sulfate Building and the south end of the tunnel leading to Precious Metals with a new acid resistant coating. | A positive use determination of 100% for the NI Sulfate Plant Floor Repair project. | 1998-01-28 | 550000 | 100
2993 | T1 | Asarco Incorporated | Amarillo Copper Refinery | Tx Hwy 136 | Amarillo | TX | 79108 | Potter | CN602815524 | RN101701654 | Hydrochloric Acid Scrubber: the replacement of the Hydrochloric acid fume scrubber and enclosing the area for freeze protection. | A positive use determination of 100% for the Hydrochloric Acid Scrubber project. | 1998-01-28 | 145000 | 100
2994 | T3 | Asarco Incorporated | Amarillo Copper Refinery | Tx Hwy 136 | Amarillo | TX | 79108 | Potter | CN602815524 | RN101701654 | Bottom Blown Oxygen Cupel (BBOC): The installation of BBOC transferred from Omaha in place of conventional cupel will lower natural gas consumption and reduce emissions. | Returned for failure to respond to a deficiency letter. | 1998-03-16 | 175000 | 100
2995 | T1 | Specified: Fuels & Chemicals LLC | Specified: Chemicals & Fuels | 1201 S Sheldon Rd | Channelview | TX | 77530 | Harris | Insufficient Information | Insufficient Information | Installed pressure relief valves on the 800 tank. | A positive use determination of 100% for the pressure relief valves installed on the 800 tank. | 1998-02-19 | 14489 | 100
2996 | T1 | Union Pacific Resources Company | Carthage Joint Venture | Rt 3 Box 19 | Carthage | TX | 75633 | Panola | CN600301683 | RN102805272 | Installed new salt water disposal wells and ancillary equipment at the following five facilities: JR Kyle #1, Fred Kyle A-3, Caudle 2-1, Tyson #2, and Latham #3. Installed Lean Burn Compressor Engines. The five new engines replace eight existing engines. the locations are: CE Moore Wll, JR Kyle A-2#2, Holland Qtrs., Northwest Facility, and CVJ Station. | A positive use determination of 100% for the five salt water disposal wells and ancillary equipment. A positive use determination of 20% for the Lean Burn Compressor Installation project. | 1998-01-29 | 2812708 | 100
2997 | T1 | Union Pacific Resources Company | Union Pacific Conroe Gas Plant | 13722 FM 3083 | Conroe | TX | 77302 | Montgomery | CN600301683 | RN104764279 | Installed three air/fuel ratio controllers on three existing engines. | A positive use determination of 100% for the three air/fuel ratio controllers. | 1998-01-29 | 32900 | 100
2998 | T1 | Union Pacific Resources Company | Gulf Plains Processing Plant | Rt 1 Box 257 | Bishop | TX | 78343 | Nueces | CN600301683 | RN102557931 | Installed four lean burn compressor engines. Locations are: Residue Compression, Unit 724 and Unit 725. | A positive use determination of 20% for the four lean burn compressor engines. | 1998-01-29 | 424800 | 100
2999 | T1 | Asarco Incorporated | El Paso Copper | Paisano @ Executive Dr | El Paso | TX | 79902 | El Paso | CN600127591 | RN100219021 | Installed paving to control particulate emissions and exposures. | A positive use determination of 100% for the environmental paving which was installed. | 1998-03-04 | 500000 | 100
3000 | T1 | Asarco Incorporated | El Paso Copper | Paisano @ Executive Dr | El Paso | TX | 79902 | El Paso | CN600127591 | RN100219021 | Replacement of existing lab wastewater collection tank with new tank and secondary containment. | A positive use determination of 100% for the replacement of the existing lab wastewater collection tank and the installation of secondary containment around the new tank. | 1998-02-02 | 20000 | 100
3001 | T1 | Asarco Incorporated | El Paso Copper | Paisano @ Executive Dr | El Paso | TX | 79902 | El Paso | CN600127591 | RN100219021 | Constructed a new secondary contained sump for use of collecting acidic water used to clean the intermediate fan. | A positive use determination of 100% for the CONTOP Intermediate Fan Sump project. | 1998-02-02 | 125000 | 100
3002 | T1 | Asarco Incorporated | El Paso Copper | Paisano @ Executive Dr | El Paso | TX | 79902 | El Paso | CN600127591 | RN100219021 | The project involves 1) the rehabilitation of the copper reverberatory furnace silica silo and baghouse, 2) the installation of a pneumatic conveying system from the reverberatory silica silo to the CONTOP and converter spray chambers, and 3) the removal of the old lime silo at the antimony plant. | A positive use determination of 100% for the Cottrell Lime Feed System Improvement Project. | 1998-02-23 | 125000 | 100
3003 | T1 | Asarco Incorporated | El Paso Copper | Paisano @ Executive Dr | El Paso | TX | 79902 | El Paso | CN600127591 | RN100219021 | Purchased a water truck for use in wetting roadways during the 7 to 3 shift. Purchased a street sweeper to control dust and visible emissions. | A positive use determination of 100% for the water truck and the street sweeper. | 1998-02-02 | 165000 | 100
3004 | T1 | Asarco Incorporated | El Paso Copper | Paisano @ Executive Dr | El Paso | TX | 79902 | El Paso | CN600127591 | RN100219021 | This project involves the installation of four new drag conveyors and the redesign of dust discharge points for CONTOP dust. | A positive use determination of 100% for the Knockout Box Drags Project. | 1998-02-23 | 350000 | 100
3005 | T1 | Asarco Incorporated | El Paso Copper | Paisano @ Executive Dr | El Paso | TX | 79902 | El Paso | CN600127591 | RN100219021 | The installation of material storage bunkers in strategic areas of the plant to house material will reduce particulate exposure and possible groundwater contamination. | A positive use determination of 100% for the Material Storage Bunkers Project. | 1998-02-23 | 250000 | 100
3006 | T1 | Asarco Incorporated | El Paso Copper | Paisano @ Executive Dr | El Paso | TX | 79902 | El Paso | CN600127591 | RN100219021 | Installed hi-velocity flue expansion joints. | A positive use determination of 100% for the Hi-Velocity Flue Expansion Joint Project. | 1998-02-23 | 100000 | 100
3007 | T1 | Asarco Incorporated | El Paso Copper | Paisano @ Executive Dr | El Paso | TX | 79902 | El Paso | CN600127591 | RN100219021 | This project involves the installation of secondary containment bunkers and patios in the RCC area. | A positive use determination of 100% for the RCC Sludge Loading Facility Project. | 1998-02-23 | 400000 | 100
3008 | T1 | Exxon Mobil Corporation | ExxonMobil Refinery - Baytown | 2800 Decker Dr | Baytown | TX | 77522 | Harris | CN600123939 | RN102579307 | This project installed 32 sampling systems in 12 process units. | A positive use determination of 100% for the six Dopak sampling systems, an open bottle filling system, a closed bomb filling system, and a ram valve sampling system. | 1998-02-04 | 365000 | 100
3009 | T1 | Exxon Mobil Corporation | ExxonMobil Refinery - Baytown | 2800 Decker Dr | Baytown | TX | 77522 | Harris | CN600123939 | RN102579307 | This project installs 600 feet of pipe, one Agar probe, one motor operated sluice gate, associated instrumentation and valves for wastewater stream containment. | A positive use determination of 100% for the 600 feet of pipe, one Agar probe, one motor operated sluice gate, associated instrumentation and valves used for wastewater stream containment. | 1998-02-02 | 215500 | 100
3010 | T1 | Exxon Mobil Corporation | ExxonMobil Refinery - Baytown | 2800 Decker Dr | Baytown | TX | 77522 | Harris | CN600123939 | RN102579307 | This project consists of four flow meters, a Beume analyzer, associated instrumentation and small piping. | A positive use determination of 100% for the project to install four flow meters, a Beume analyzer, associated instrumentation and small piping. | 1998-02-02 | 125500 | 100
3011 | T1 | Exxon Mobil Corporation | ExxonMobil Refinery - Baytown | 2800 Decker Dr | Baytown | TX | 77522 | Harris | CN600123939 | RN102579307 | Refinery Air Monitoring Facilities: Pump seals will be upgraded and catch basins modified at specified offsite pump slabs. One condensible blowdown system will be modified by recommissioning two idle vessels. Two other condensible blowdown systems will be modified. Specified thermal relief valves will be modified and thermal relief containment systems will be upgraded. | A positive use determination of 100% for the Refinery Air Monitoring Facilities. | 1998-02-02 | 3500000 | 100
3012 | T1 | Exxon Mobil Corporation | Borregoes/Stratton Field Office | PO Box 672 | Kingsville | TX | 78363 | Kleburg | CN600123939 | RN101265734 | This project involved compressor upgrades at the West Station Borregos Work Area. Equipment consisted of air/fuel ratio controllers and catalytic converters. | A positive use determination of 100% for the air/fuel ratio controllers and catalytic converters. | 1998-02-05 | 66000 | 100
3013 | T1 | Exxon Mobil Corporation | Viboras Field Office | PO Box 133 | Encino | TX | 78353 | Kenedy | CN600123939 | insufficient Information | This project involved the installation of a salt water disposal well in the Stillman Field at the Viboras Work Area. | A positive use determination of 100% for the Salt Water Disposal Well. | 1998-02-02 | 95000 | 100
3014 | T1 | Exxon Mobil Corporation | Sarita Field Office | PO Box 936 | Riviera | TX | 78379 | Kenedy | CN600123939 | insufficient Information | This project involved the installation of a vapor recovery unit at the Sarita Compressor Station and asbestos abatement work. | A positive use determination of 50% for the vapor recovery units and a positive use determination of 100% for the asbestos abatement work. | 1998-02-04 | 24125 | 100
3015 | T1 | Exxon Mobil Corporation | ExxonMobil - Conroe Field Office | 12770 Koalstad Rd | Conroe | TX | 77032 | Montgomery | CN600123939 | RN100211622 | These projects involved the installation of salt water disposal well and obtaining SWD permits. | A positive use determination of 100% for the project to install a Salt Water Disposal Well and the obtaining of SWD permits at the Conroe Work Area. | 1998-02-02 | 125832 | 100
3016 | T1 | Exxon Mobil Corporation | Hawkins Field Office | PO Box Drawer E | Hawkins | TX | 75765 | Wood | CN600123939 | RN100210434 | This project involved the installation of salt water spillover tanks. | A positive use determination of 100% for the project to install Salt Water Spillover Tanks at Hawkins Field. | 1998-02-02 | 334893 | 100
3017 | T1 | Exxon Mobil Corporation | ExxonMobil - Crane/Sandhills | PO Box 847 | Crane | TX | 79731 | Crane | CN600123939 | insufficient Information | This project involved installation of a vapor recovery unit, a salt water disposal well and ancillary equipment at Cordona Lake Consolidated unit and Sandhills work areas. | A positive use determination of 50% for the vapor recovery unit and a positive use determination of 100% for the salt water disposal well and ancillary equipment. | 1998-02-04 | 70836 | 100
3018 | T1 | Exxon Mobil Corporation | Mont Belvieu Plastics Plant | 13330 Hatcherville Rd | Mont Belvieu | TX | 77580 | Chambers | CN600123939 | RN102501020 | The following equipment: 1.) Various equipment to outfit a portion of an Incident Command Vehicle. 2.) An emergency response trailer containing emergency equipment. and 3.) A communications package to support emergency response activities. | A positive use determination of 100% for the three tools provided for Emergency Response personnel | 1998-02-02 | 91735 | 100
3019 | T1 | Exxon Mobil Corporation | Mont Belvieu Plastics Plant | 13330 Hatcherville Rd | Mont Belvieu | TX | 77580 | Chambers | CN600123939 | RN102501020 | Concrete paving was added to two areas of the plant. | A positive use determination of 100% for the concrete paving added to two areas of the plant. | 1998-02-02 | 322000 | 100
3020 | T1 | Exxon Mobil Corporation | Mont Belvieu Plastics Plant | 13330 Hatcherville Rd | Mont Belvieu | TX | 77580 | Chambers | CN600123939 | RN102501020 | A containment structure was placed around the foundation of a pump on the LLDPE Unit. | A positive use determination of 100% for the containment structure placed around the foundation of an existing pump on the Low Density Polyethylene Unit. | 1998-02-04 | 6251 | 100
3021 | T1 | Exxon Mobil Corporation | Mont Belvieu Plastics Plant | 13330 Hatcherville Rd | Mont Belvieu | TX | 77580 | Chambers | CN600123939 | RN102501020 | A containment structure was placed around the foundation of the LLDPE flare knockout drum.. | A positive use determination of 100% for the containment structure placed around the foundation of the LLDPE flare knockout drum. | 1998-02-02 | 12488 | 100
3022 | T1 | Exxon Mobil Corporation | Mont Belvieu Plastics Plant | 13330 Hatcherville Rd | Mont Belvieu | TX | 77580 | Chambers | CN600123939 | RN102501020 | A catalytic oxidizer was installed to abate air emission from the Finishing area of HDPE. | A positive use determination of 100% for the catalytic converter. | 1998-02-04 | 1376062 | 100
3023 | T1 | Exxon Mobil Corporation | Mont Belvieu Plastics Plant | 13330 Hatcherville Rd | Mont Belvieu | TX | 77580 | Chambers | CN600123939 | RN102501020 | Two upgrades were installed (Flare Seal Level Alarm and Flare Header Control Valve) on the LLDPE flare. | A positive use determination of 100% for the flare seal level alarm and the flare header control valve. | 1998-02-04 | 25293 | 100
3024 | T1 | Exxon Mobil Corporation | Mont Belvieu Plastics Plant | 13330 Hatcherville Rd | Mont Belvieu | TX | 77580 | Chambers | CN600123939 | RN102501020 | Ground water wells were installed to assess ground water quality. | A positive use determination of 100% for the groundwater monitoring well. | 1998-02-02 | 61500 | 100
3025 | T1 | Exxon Mobil Corporation | Mont Belvieu Plastics Plant | 13330 Hatcherville Rd | Mont Belvieu | TX | 77580 | Chambers | CN600123939 | RN102501020 | Installation of a new chemical truck unloading facility. | A positive use determination of 100% for the closed loop sampling stations on each unloading line and the connection of the truck unloading vapor lines to the LLDPE flare. | 1998-03-06 | 331025 | 100
3026 | T1 | Exxon Mobil Corporation | ExxonMobil Chemical - Baytown | 3525 Decker Dr | Baytown | TX | 77522 | Harris | CN600123939 | RN102212925 | Collection system for VOCs. Includes a steam assisted, smokeless elevated flare, pilots ignitors, and all associated, electronics, piping and controls. | A positive use determination of 100% for the steam assisted, smokeless elevated flare, pilots ignitors, and all associated electronics, piping, and controls. | 1998-02-04 | 13725000 | 100
3027 | T1 | Exxon Mobil Corporation | ExxonMobil Chemical - Baytown | 3525 Decker Dr | Baytown | TX | 77522 | Harris | CN600123939 | RN102212925 | Facilities for collection, storage and treatment of spent caustic. Includes spent caustic oxidation unit, caustic sump with pumps and sewer, and all associated piping and controls. | A positive use determination of 100% for the spent caustic oxidation unit, caustic sump with pumps and sewer, and associated piping and controls. | 1998-03-06 | 18615000 | 100
3028 | T1 | Exxon Mobil Corporation | ExxonMobil Chemical - Baytown | 3525 Decker Dr | Baytown | TX | 77522 | Harris | CN600123939 | RN102212925 | Slop tanks (XZTK101, XZTK102) are 8000 gallon, steam coil heated vessels used for the gravity separation of hydrocarbon and wastewater. | A positive use determination of 100% for Slop Oil Tanks (XZTK101 and XZTK102). | 1998-02-02 | 262000 | 100
3029 | T1 | Exxon Mobil Corporation | ExxonMobil Chemical - Baytown | 3525 Decker Dr | Baytown | TX | 77522 | Harris | CN600123939 | RN102212925 | The BOP-X project included a 0.28 MGPD wastewater treatment facility. Equipment includes all underground sewer and Goose Creek Ditch System, maintenance drain headers, CPI Separator, mixers for wastewater tanks, IGF Unit with Flotation tank, Biox Unit, Sludge Filter Press and associated building, and chemical injection skid. | A positive use determination of 100% for the 0.28 MGPD wastewater treatment facility and the sewer system. | 1998-02-02 | 8138000 | 100
3030 | T1 | Exxon Mobil Corporation | ExxonMobil Chemical - Baytown | 3525 Decker Dr | Baytown | TX | 77522 | Harris | CN600123939 | RN102212925 | The BOP-X project included equalization tanks for the wastewater treatment facility, Equipment included the equalization tanks and associated pumps and piping. | A positive use determination of 100% for the equalization tanks and associated pumps and piping installed at the wastewater treatment facility. | 1998-02-02 | 820000 | 100
3031 | T1 | Exxon Mobil Corporation | ExxonMobil Chemical - Baytown | 3525 Decker Dr | Baytown | TX | 77522 | Harris | CN600123939 | RN102212925 | The equipment routes process vents containing VOCs to furnaces for control purposes. Carbon canisters were installed as an alternative control device. | A positive use determination of 100% for the VOC vent system and carbon canisters. | 1998-03-06 | 173000 | 100
3032 | T1 | Exxon Mobil Corporation | ExxonMobil Chemical - Baytown | 3525 Decker Dr | Baytown | TX | 77522 | Harris | CN600123939 | RN102212925 | Cooling tower and cooling water piping were installed to eliminate the use of once through water. Equipment included a cooling tower (XZU05), cooling tower basin (XZA05), pumps (XZP04A/B/C) injection and distribution header system, and all associated electrical, piping and controls. | A positive use determination of 100% for the Cooling Tower and the Cooling Water Piping. Property includes cooling tower (XZU05), cooling tower basin (XZA05, pumps (XZP04A/B/C), injection and distribution header system and all associated electrical, piping and controls. | 1998-02-02 | 28282000 | 100
3033 | T1 | Exxon Mobil Corporation | ExxonMobil Chemical - Baytown | 3525 Decker Dr | Baytown | TX | 77522 | Harris | CN600123939 | RN102212925 | Provide predictive emissions monitoring system for two boilers and one steam cracking furnace. In addition, provides flow meters to measure vinyl acetylene fuel to the boiler, replacement of the boiler fuel densitometer, and furnace sample ports for PEMS development. | A positive use determination of 100% for the Predictive Emission Monitoring System for steam cracking furnace AF-01, Utility Boiler ZU-04A and Boiler ZU-04B. | 1998-03-06 | 555000 | 100
3034 | T1 | Exxon Mobil Corporation | ExxonMobil Chemical - Baytown | 3525 Decker Dr | Baytown | TX | 77522 | Harris | CN600123939 | RN102212925 | Facilities to transfer process sewer, contaminated stormwater, and BOP-X Ethylene expansion unit offspec wastewater to the Baytown Refinery. ZP-11 pumps at the APU will be upgraded by replacing existing pump stages and adding two more stages per pump. Electrical pump drivers and turbine pump drive will be installed. Project includes all necessary electrical and piping. | A positive use determination of 100% for the project to upgrade pumps. | 1998-02-02 | 310000 | 100
3035 | T1 | Texas Farm Inc | Gp Ii B/G/F | 9 SW 2Nd Ave | Perryton | TX | 79070 | Hansford | CN600135586 | Insufficient Information | This application is for GPII-B/G/F site. Pollution control property includes: Waste Collection and Delivery System - Underfloor pits, pull plugs and sewer lines, recycle building, pumps, and distribution system. Lagoon System - primary and secondary lagoon systems and building pads (excavation costs), primary and secondary lagoon liners construction cost, and inflow protection system. Other: a percentage of the shell of the production buildings (stormwater control). | A positive use determination of 100% for the Waste Collection and Delivery System. A positive use determination of 92% for the Lagoon System. A positive use determination of 11.44% for the shells of the Production Buildings. | 1998-02-25 | 326627 | 100
3036 | T1 | Texas Farm Inc | CXML Sow 1&2 CXML Nursery 1&2 And | CXML Finish 1 Gp Finish 2 | Perryton | TX | 79070 | Ochiltree | CN600135586 | Insufficient Information | This application is for GP, Commercial Sow, and Commercial Nursery/Finish. Pollution control property includes: Waste Collection and Delivery System - Underfloor pits, pull plugs and sewer lines, recycle building, pumps, and distribution system. Lagoon System - primary and secondary lagoon systems and building pads (excavation costs), primary and secondary lagoon liners construction cost, and inflow protection system. Other: a percentage of the shell of the production buildings (stormwater control). | A positive use determination of 100% for the Waste Collection and Delivery System. A positive use determination of 92% for the Lagoon System. Positive use determinations for the shells of the Production Buildings are as follows: 8.4% for GP Fin #2, 12% for CML B/G/F #1 and #2, 10.50% for CML Nur #1 and #2, and 8.40% for CML Fin #2. | 1998-02-25 | 2607630 | 100
3037 | T3 | Phillips Petroleum Co | Lubbock Terminal | PO Box 31 | Lubbock | TX | 79408 | Lubbock | Insufficent Information | Insufficent Information | Phillips constructed a 3rd bay at the Lubbock Terminal. This application is for a partial determination for the project including construction, piping, additive injection system, and bottom loading truck rack, constructed to complete the new 3rd bay. | A positive use determination of 70% for the 3rd bay bottom loading truck rack, 50% for the additive injection system and 60% for the piping and construction materials related to this project. | 1998-02-05 | 328463 | 100
3038 | T1 | Equistar Chemicals LP | Equistar Chocolate Bayou | 12 M S of Alvin On FM2917 | Alvin | TX | 77512 | Brazoria | CN600124705 | RN100210574 | Installed acetylene guard bed - vessel to prevent acetylen breakthroughs. | A negative determination. The acetylene guard bed's primary purpose is to protect against contamination of process material. This property is not considered to be pollution control property. | 1999-03-31 | 808000 | 100
3039 | T1 | Equistar Chemicals LP | Equistar Chocolate Bayou | 12 M S of Alvin On FM2917 | Alvin | TX | 77512 | Brazoria | CN600124705 | RN100210574 | Benzene separator - piping, valves, gates to segregate benzene contaminated waste streams from oily water streams. | A positive use determination of 100% for the benzene separator. | 1999-03-31 | 444000 | 100
3040 | T1 | Equistar Chemicals LP | Equistar Chocolate Bayou | 12 M S of Alvin On FM2917 | Alvin | TX | 77512 | Brazoria | CN600124705 | RN100210574 | C5 Intermediate Surge Tank - surge tank captures the feed surges. | A negative determination. The project listed in this application is a project to improve the plants production process. The property is not pollution control property. | 1999-03-31 | 335000 | 100
3041 | T1 | Equistar Chemicals LP | Equistar Chocolate Bayou | 12 M S of Alvin On FM2917 | Alvin | TX | 77512 | Brazoria | CN600124705 | RN100210574 | Piping and tankage to route caustic process waste water over resin to neutralize ot in a closed system. | A positive use determination of 100% for the piping and tankage. | 1999-03-31 | 297000 | 100
3042 | T1 | GPM Gas Company LLC | GPM Notrees Booster | 1/4 M N of Hwy 302 | Notrees | TX | 79759 | Ector | CN601229917 | RN102556511 | Installed three Caterpillar G3516 TALE with JGE aerial compressors. | A positive use determination of 20% for the three Caterpillar G3516 TALE with JGE aerial compressors which were installed. | 1998-02-02 | 1503600 | 100
3043 | T1 | Dickerson Collision Repair Service | Dickerson Collision Repair Service | 702 E Ave D | Garland | TX | 75040 | Dallas | Insufficient Information | Insufficient Information | Installed a paint booth and filters. | A positive use determination of 100% for the paint booth and filters. This positive use determination does not include the part of the paint booth and filters which were taxable before 1/01/94. | 1998-02-02 | 43751 | 100
3044 | T1 | Akzo Nobel Polymer Chemicals LLC | Akzo Nobel Deer Park Site | 730 Battleground Rd | Deer Park | TX | 77536 | Harris | CN600125488 | RN102177391 | This project adds tanks, piping, and pumps to collect effluent from the sewer treatment plant, batch chlorinate and hold the effluent before discharge. | A positive use determination of 100% for the tanks, piping and pumps installed to collect effluent from the sewer treatment plant. | 1998-02-02 | 13287 | 100
3045 | T1 | Mobil Chemical Co | Houston Olefins Plant | 9822 La Porte Fwy | Houston | TX | 77017 | Harris | CN600125777 | RN102576063 | This project added a new concrete slab for the storage of waste containers <90 days. | A positive use determination of 100% for the containment slab for <90 day storage of hazardous waste. | 1998-02-02 | 65000 | 100
3046 | T1 | Motorola | Motorola - Ed Bluestein | 3501 Ed Bluestein Bl | Austin | TX | 78721 | Travis | CN600271365 | RN100843747 | Waste Acid and Waste Solvent Tank Loading/Unloading Area Containment (A & B buildings): containment systems were added for existing tanks. | A positive use determination of 100% for the containment systems added to the existing areas of A-bldg and B-bldg. | 1998-02-26 | 147711 | 100
3047 | T1 | Motorola | Motorola - Ed Bluestein | 3501 Ed Bluestein Bl | Austin | TX | 78721 | Travis | CN600271365 | RN100843747 | A new FTIR was purchased for periodic exhaust sampling. The existing acid fume scrubber at A-building were upgraded by addition of a new chemical injection system to control the scrubbers sump pH. A new boiler was added to Central Plant 2, the boiler included a low NOx burner. A new boiler equipped with a O2 Trim Controller was added to the Central Plant 2. | A positive use determination of 100% for the Fourier Transformer Infrared Spectrometer, the Acid Scrubber Chemical Injection System, the Low-NOx Burner for the CP2 Boiler, and the O2 Trim Controller for the CP2 Boiler. | 1998-02-26 | 159712 | 100
3048 | T1 | Motorola | Motorola - Ed Bluestein | 3501 Ed Bluestein Bl | Austin | TX | 78721 | Travis | CN600271365 | RN100843747 | A system was installed to collect and treat copper contaminated wastewater. | A positive use determination of 100% for the Copper Waste Treatment Collection Equipment. | 1998-02-26 | 292392 | 100
3049 | T1 | Koch Refining Company | Koch Corpus Christi - East | 1700 Nueces Bay Blvd | Corpus Christi | TX | 78408 | Nueces | CN600879712 | RN102534138 | Hazardous Organic NESHAP Compliance East Refinery: The scope of this project includes the purchase and installation of a thermal oxidizer, wastewater pressure vessels (collection pots, knockout pots, decommissiong drums), pumps, headers, piping and valves used to collect and convey contaminated process water. | A positive use determination of 100% for the thermal oxidizer, wastewater pressure vessels, pumps, headers, piping and associated costs. | 1998-02-27 | 2800000 | 100
3050 | T1 | Koch Refining Company | Koch Corpus Christi - West | 2825 Suntide Rd | Corpus Christi | TX | 78409 | Nueces | CN600879712 | RN100235266 | Hazardous Organic NESHAP Compliance West Refinery: The scope of this project includes the purchase and installation of a new hydrocarbon/water separator, the engineering, design and installation of new HON wastewater controls (decommissioning systems) at the CCR Platformate Splitter, #1 and #2 Parex units, #3 PX unit, #2 and #3 Isom units and Biphenyl Fractionation unit. Equipment to be installed includes wastewater pressure vessels (collection pots, knockout pots, decommissioning drums), pumps, headers, piping and valves used to collect and convey contaminated process water. | A positive use determination of 100% for the wastewater pressure vessels, pump, piping, valves and associated costs. | 1998-02-27 | 4500000 | 100
3051 | T1 | Elf Atochem North America Inc | Elf Atochem North America Inc | 2231 Haden Rd | Houston | TX | 77015 | Harris | CN600124044 | RN100209444 | Several Projects: 1. Sourwater Evaporator and Piping - part of the incinerator. 2. High Level Alarms installed on diesel tanks. 3. Carbon Bed Repair Project - old beds were repaired - part of wastewater treatment unit. 4. Three pressure transmitters were installed on the flare header system. 5. The existing flare knockout drum and dual relief valves were replaced. 6. A canned motor pump was installed for use in transferring the contents of the flare knockout pot to the organic liquid storage tanks. 7. A redundant flame detector was installed on the incinerator. | A positive use determination of 100% for the following items: the sour water evaporator and associated piping, the high level alarms installed on the diesel tanks, the carbon bed repair project, the three pressure transmitters for the flare header system, the flare knock out drum and dual relief valves, the canned motor pump for the knock out drum, and the redundant flame detector system installed for the incinerator. | 1998-02-23 | 269735 | 100
3052 | T1 | Houston Lighting & Power Company | Brazosport Service Center | 202 Hwy 332 West | Clute | TX | 77531 | Brazoria | CN600276653 | RN100655216 | Steel and plastic 55 gallon drums used for temporary storage of wastes. | A positive use determination of 100% for the steel and plastic 55-gallon drums used for the temporary storage of industrial wastes. | 1998-02-10 | 2700 | 100
3053 | T1 | Texas Genco II LP | Cedar Bayou | 7705 Old West Bay Rd | Baytown | TX | 77520 | Chambers | CN603919200 | RN100825371 | Costs associated with asbestos abatement: asbestos removal, HEPA vacuum equipment, negative air pressure enclosures, glove bags, personal protective equipment, decontamination facilities, testing, etc. | A positive use determination of 100% for the Asbestos Abatement Project. | 1998-02-10 | 48570 | 100
3054 | T1 | Texas Genco II LP | Cedar Bayou | 7705 Old West Bay Rd | Baytown | TX | 77520 | Chambers | CN603919200 | RN100825371 | A diesel/acid release resulted in a cleanup and remediation of ground water contamination. | A positive use determination of 100% for the ground water remediation project. | 1998-02-10 | 14278 | 100
3055 | T1 | Texas Genco II LP | Cedar Bayou | 7705 Old West Bay Rd | Baytown | TX | 77520 | Chambers | CN603919200 | RN100825371 | Steel and plastic 5 gallon drums used for the temporary storage of wastes. | A positive use determination of 100% for the steel and plastic 55 gallon drums used for the temporary storage of industrial wastes. | 1998-02-10 | 10000 | 100
3056 | T1 | Texas Genco II LP | Cedar Bayou | 7705 Old West Bay Rd | Baytown | TX | 77520 | Chambers | CN603919200 | RN100825371 | Conversion from gaseous chlorine to liquid bleach for disinfection treatment: bleach tank, pumps, and piping. | A negative determination. This chlorination system was placed into service to pretreat plant make-up water. This equipment is process equipment and not pollution control devices. | 1998-02-23 | 52000 | 100
3057 | T1 | Texas Genco II LP | Cedar Bayou | 7705 Old West Bay Rd | Baytown | TX | 77520 | Chambers | CN603919200 | RN100825371 | Segregate contaminated from uncontaminated wastewater: Condenser water box drain pumps were diverted from API Separator to Outfall 001. | A positive use determination of 100% for the piping installed to divert the condenser water box drain pump from the API Separator to Outfall 001. | 1998-02-10 | 50000 | 100
3058 | T1 | Texas Genco II LP | Cedar Bayou | 7705 Old West Bay Rd | Baytown | TX | 77520 | Chambers | CN603919200 | RN100825371 | Replacement of oily waste process pump. | A positive use determination of 100% for the replacement of the oily waste process recycle pump. | 1998-02-10 | 10400 | 100
3059 | T1 | Houston Lighting & Power Company | Two Facilities In Fort Bend Cty | Various Addresses | Fort Bend County | TX | 77471 | Fort Bend | CN600276653 | Insufficient Information | Asbestos Abatement: costs associated with asbestos abatement - asbestos removal, HEPA vacuum equipment, negative air pressure enclosures, glove bags, personal protective equipment, decontamination facilities, testing, etc. | A positive use determination of 100% for the Asbestos Abatement projects at the W A Parish Electric Generating Station and the Sugarland Service Center. | 1998-02-10 | 171179 | 100
3060 | T1 | Houston Lighting & Power Company | W A Parish | 2500 Y U Jones Rd | Thompsons | TX | 77481 | Fort Bend | CN600276653 | RN100888312 | Lube oil mist eliminator for unit 6. | A positive use determination of 100% for the lube oil mist eliminator. | 1998-02-06 | 2886 | 100
3061 | T1 | Houston Lighting & Power Company | W A Parish | 2500 Y U Jones Rd | Thompsons | TX | 77481 | Fort Bend | CN600276653 | RN100888312 | FGD System Lining Upgrade: Original liner removed and replaced with an enhanced liner. | A positive use determination of 100% for the new lining installed in the inlet ducts and scrubber absorption towers for Units 7 and 8 flue gas desulfurization systems. | 1998-02-17 | 122135 | 100
3062 | T1 | Houston Lighting & Power Company | W A Parish | 2500 Y U Jones Rd | Thompsons | TX | 77481 | Fort Bend | CN600276653 | RN100888312 | Conical Diffusers: Modifications to the coal pulverizers for Units 5 & 6. | A positive use determination of 100% is granted for the conical diffusers in the coal pulverizers for Units 5 and 6. | 1998-02-06 | 52148 | 100
3063 | T1 | Houston Lighting & Power Company | Sugarland Service Center | 13300 W Bellfort | Sugar Land | TX | 77478 | Fort Bend | CN600276653 | RN100667898 | Hazardous Waste Storage Area Modifications: modifications to allow more aisle space, improved security and better secondary containment. | A positive use determination of 100% for the Hazardous Waste Storage Area Modification Project. | 1998-02-10 | 12303 | 100
3064 | T1 | Houston Lighting & Power Company | Three Facilities In Fort Bend Cty |  | Fort Bend County | TX | 77471 | Fort Bend | CN600276653 | Insufficient Information | Steel and plastic 55 gallon drums used for temporary storage of wastes. | A positive use determination of 100% for the steel and plastic 55-gallon drums used for temporary storage of industrial wastes. This use determination is for three facilities: W A Parish Generating Station, Fort Bend Service Center and Sugarland Service Center. | 1998-02-10 | 20400 | 100
3065 | T1 | Houston Lighting & Power Company | W A Parish | 2500 Y U Jones Rd | Thompsons | TX | 77481 | Fort Bend | CN600276653 | RN100888312 | A solvent recovery unit was purchased. | A positive use determination of 100% for the Solvent Recovery Unit. | 1998-02-10 | 20565 | 100
3066 | T1 | Houston Lighting & Power Company | W A Parish | 2500 Y U Jones Rd | Thompsons | TX | 77481 | Fort Bend | CN600276653 | RN100888312 | Unit 6 bottom ash piping replacement. | A positive use determination of 50% for the replacement of Unit 6 bottom ash piping. | 1998-02-10 | 26420 | 100
3067 | T1 | Houston Lighting & Power Company | W A Parish | 2500 Y U Jones Rd | Thompsons | TX | 77481 | Fort Bend | CN600276653 | RN100888312 | Wastewater Disinfection Treatment: Chlorination system upgrades to convert from gaseous to liquid on Units 1-4. | A positive use determination of 100% for the upgrades to the Chlorination System. | 1998-02-23 | 52000 | 100
3068 | T1 | Houston Lighting & Power Company | W A Parish | 2500 Y U Jones Rd | Thompsons | TX | 77481 | Fort Bend | CN600276653 | RN100888312 | Wastewater Laboratory pH Meter and Electrodes: pH meter and spare electrodes were replaced. | A positive use determination of 100% for the replacement pH meter and spare electrodes. | 1998-02-10 | 1358 | 100
3069 | T1 | Houston Lighting & Power Company | W A Parish | 2500 Y U Jones Rd | Thompsons | TX | 77481 | Fort Bend | CN600276653 | RN100888312 | Pretreatment System Upgrades: new equipment installed to upgrade the efficiency of the wastewater pretreatment system. Upgrades include sump agitators for the clarifier and thickener overflow clarifier sumps and an impeller and shaft for the clarifier. | A positive use determination of 100% for the Pretreatment Systems Upgrades. | 1998-02-10 | 96263 | 100
3070 | T1 | Houston Lighting & Power Company | P H Robinson | 5501 Hs 146 | Bacliff | TX | 77518 | Galveston | CN603881384 | RN101062826 | Asbestos Abatement: Costs associated with asbestos abatement include asbestos removal, HEPA vacuum equipment, negative air pressure enclosures, glove bags, personal protective equipment, decontamination facilities, testing, etc. | A positive use determination of 100% for the Asbestos Abatement project. | 1998-02-10 | 44093 | 100
3071 | T1 | Houston Lighting & Power Company | P H Robinson | 5501 Hs 146 | Bacliff | TX | 77518 | Galveston | CN603881384 | RN101062826 | Hazardous Waste Storage Area Modification - modifications to provide adequate aisle space, improved security, and better secondary containment. | A positive use determination of 100% for the Hazardous Waste Storage Area Modifications. | 1998-02-10 | 7258 | 100
3072 | T1 | Houston Lighting & Power Company | P H Robinson | 5501 Hs 146 | Bacliff | TX | 77518 | Galveston | CN603881384 | RN101062826 | To ensure proper management of industrial waste drum racks were built in satellite locations. | A positive use determination of 100% for the drum racks installed to help manage industrial wastes. | 1998-02-10 | 15000 | 100
3073 | T1 | Houston Lighting & Power Company | P H Robinson | 5501 Hs 146 | Bacliff | TX | 77518 | Galveston | CN603881384 | RN101062826 | Remediation of an area where a transformer fire occurred. | A positive use determination of 100% for the Soil Remediation project. | 1998-02-10 | 29058 | 100
3074 | T1 | Houston Lighting & Power Company | Three Galveston Cty Locations |  | Galveston County | TX | 77592 | Galveston | CN600276653 | Insufficient Information | Steel and plastic 55 gallon drums used for temporary storage of wastes. | A positive use determination of 100% for the steel and plastic 55-gallon drums used for the temporary storage of industrial wastes. This use determination includes: PH Robinson Station, Webster Station, and the Galveston Service Center. | 1998-02-10 | 17700 | 100
3075 | T1 | Houston Lighting & Power Company | P H Robinson | 5501 Hs 146 | Bacliff | TX | 77518 | Galveston | CN603881384 | RN101062826 | To ensure proper segregation and management of industrial wastes, a fenced satellite area was built to store waste bins. | A positive use determination of 100% for the satellite area constructed for the storage of waste bins. | 1998-02-10 | 22870 | 100
3076 | T1 | Houston Lighting & Power Company | P H Robinson | 5501 Hs 146 | Bacliff | TX | 77518 | Galveston | CN603881384 | RN101062826 | Oily Waste System - 1. The surge pond was closed. 2. A tube skimmer was added to the separator. 3. An algae shade was installed above the API separator. | A positive use determination of 100% for the modifications to the Oily Waste System. | 1998-02-10 | 20123 | 100
3077 | T1 | Houston Lighting & Power Company | Five Harris County Locations | Various Addresses | Harris County | TX | 77292 | Harris | CN600276653 | Insufficient Information | Asbestos Abatement: costs associated with asbestos abatement include asbestos removal, HEPA vacuum equipment, negative air pressure enclosures, glove bags, personal protective equipment, decontamination facilities, testing, etc. | A positive use determination of 100% for the Asbestos Abatement Projects at the following five locations: SR Berton Station, TH Wharton Station, South Houston Complex, Katy Service Center, and Underground Service Center. | 1998-02-10 | 99306 | 100
3078 | T1 | Houston Lighting & Power Company | Three Harris County Locations |  | Harris County | TX | 77292 | Harris | CN600276653 | Insufficient Information | Hazardous Waste Storage Area Modifications: storage areas were modified to allow for adequate aisle space, improved security, and better secondary containment. | A positive use determination of 100% for the Hazardous Waste Storage Area Modifications at the following three facilities: Cypress Service Center, Greenspoint Service Center and South Houston Service Center. | 1998-02-10 | 37683 | 100
3079 | T1 | Houston Lighting & Power Company | Bellaire Service Center | 4300 Bissonnet | Bellaire | TX | 77401 | Harris | CN600276653 | RN100651280 | The hydraulic lift system was removed and replaced due to an underground leak in the cylinder. | A positive use determination of 100% for the project to remove the in ground lift and remediate the contaminated soil. | 1998-02-10 | 49549 | 100
3080 | T1 | Houston Lighting & Power Company | South Houston Central Complex | 4500 South Shaver | Houston | TX | 77034 | Harris | CN600276653 | RN102797164 | A mineral oil leak from an underground line resulted in remediation of contaminated soil. | A positive use determination of 100% for the remediation of the mineral contaminated soil. | 1998-02-10 | 10511 | 100
3081 | T1 | Houston Lighting & Power Company | 22 Harris County Faculties |  | Harris County | TX | 77292 | Harris | CN600276653 | Various | Steel and plastic 55 gallon drums used for the temporary storage of wastes. | A positive use determination of 100% for the steel and plastic 55-gallon drums used for the temporary storage of industrial wastes. This use determination covers 22 locations which are listed in the attached document. | 1998-02-10 | 133500 | 100
3082 | T1 | Houston Lighting & Power Company | Greens Bayou | 12070 Beaumont Hwy | Houston | TX | 77049 | Harris | CN601095797 | RN100542851 | RCRA Basins: The liner was repaired and recoated in the elementary neutralization concrete basin. | A positive use determination of 100% for the project to repair and recoat the liner in the elementary neutralization concrete basin. | 1998-02-10 | 41880 | 100
3083 | T1 | Houston Lighting & Power Company | TH Wharton | 16301 Hs 249 | Houston | TX | 77064 | Harris | CN600254148 | RN100542885 | Replacement of potable water well piping as an upgrade to potable water well #4. | A positive use determination of 100% for the replacement of the potable water well piping. | 1998-02-10 | 6400 | 100
3084 | T1 | Houston Lighting & Power Company | Limestone | Route 1, Box 85 | Jewett | TX | 75846 | Limestone | CN600276653 | RN100542927 | Three dust collectors in the FGD waste blending facility were replaced. | A positive use determination of 100% for the three dust collectors (A, B & C) installed in the flue gas desulfurization waste blending facility. | 1998-02-17 | 187289 | 100
3085 | T1 | Houston Lighting & Power Company | Limestone | Route 1, Box 85 | Jewett | TX | 75846 | Limestone | CN600276653 | RN100542927 | Replacement of economizer ash piping on Units 1 and 2 with an upgraded double wall pipe. | A positive use determination of 100% for the installation of the double wall economizer ash piping on units 1 and 2. | 1998-02-06 | 168515 | 100
3086 | T1 | Houston Lighting & Power Company | Limestone | Route 1, Box 85 | Jewett | TX | 75846 | Limestone | CN600276653 | RN100542927 | The mist eliminators in two of Unit 1 FGD towers were replaced. | A positive use determination of 100% for the new mist eliminators in the two existing Unit 1 flue gas desulfurization towers. | 1998-02-06 | 290394 | 100
3087 | T1 | Houston Lighting & Power Company | Limestone | Route 1, Box 85 | Jewett | TX | 75846 | Limestone | CN600276653 | RN100542927 | FGD Piping Replacement - replaced FGD pipe with an ungraded material. | A positive use determination of 100% for the new piping installed in the Unit 1 flue gas desulfurization system. | 1998-02-17 | 18337 | 100
3088 | T1 | Houston Lighting & Power Company | Limestone | Route 1, Box 85 | Jewett | TX | 75846 | Limestone | CN600276653 | RN100542927 | Steel and plastic 55 gallon drums used for the temporary storage of wastes. | A positive use determination of 100% for the steel and plastic 55-gallon drums purchased for use as temporary storage of industrial wastes. | 1998-02-10 | 15000 | 100
3089 | T1 | Houston Lighting & Power Company | Limestone | Route 1, Box 85 | Jewett | TX | 75846 | Limestone | CN600276653 | RN100542927 | Replacement of various portions of bottom ash piping in both operating units. | A positive use determination of 50% for the project to replace various portions of bottom ash piping. | 1998-02-10 | 981500 | 100
3090 | T1 | Specified: Fuels & Chemicals LLC | Specified: Chemicals & Fuels | 1201 S Sheldon Rd | Channelview | TX | 77530 | Harris | Insufficient Information | Insufficient Information | Installed a platform to C-70 Condensers to improve efficiency of the condensers. | A positive use determination of 100% for the platform installed for the C-70 Condensers. | 1998-04-28 | 5949 | 100
3091 | T1 | Specified: Fuels & Chemicals LLC | Specified: Chemicals & Fuels | 1201 S Sheldon Rd | Channelview | TX | 77530 | Harris | Insufficient Information | Insufficient Information | Installed a loading meter at the s railcar rack. | A positive use determination of 100% for the loading meter. | 1998-02-10 | 11991 | 100
3092 | T1 | Specified: Fuels & Chemicals LLC | Specified: Chemicals & Fuels | 1201 S Sheldon Rd | Channelview | TX | 77530 | Harris | Insufficient Information | Insufficient Information | Installed fuel filters. | A positive use determination of 100% for the fuel filters. | 1998-02-10 | 4485 | 100
3093 | T1 | Specified: Fuels & Chemicals LLC | Specified: Chemicals & Fuels | 1201 S Sheldon Rd | Channelview | TX | 77530 | Harris | Insufficient Information | Insufficient Information | Installed the LSRD-4 filter. | A positive use determination of 100% for the LSRD-4 filter. | 1998-02-10 | 8000 | 100
3094 | T1 | Specified: Fuels & Chemicals LLC | Specified: Chemicals & Fuels | 1201 S Sheldon Rd | Channelview | TX | 77530 | Harris | Insufficient Information | Insufficient Information | Installed conservation vents on tanks 79 & 73. | A positive use determination of 100% for the conservation vents on tanks 73 & 79. | 1998-02-10 | 12504 | 100
3095 | T1 | Specified: Fuels & Chemicals LLC | Specified: Chemicals & Fuels | 1201 S Sheldon Rd | Channelview | TX | 77530 | Harris | Insufficient Information | Insufficient Information | Painted the tankfarm piping in conjunction with tank painting. | A positive use determination of 100% for the project to paint the tank farm piping. | 1998-04-28 | 6241 | 100
3096 | T1 | Specified: Fuels & Chemicals LLC | Specified: Chemicals & Fuels | 1201 S Sheldon Rd | Channelview | TX | 77530 | Harris | Insufficient Information | Insufficient Information | Installed a sump pump for the 800 tankfarm. | A positive use determination of 100% for the sump pump installed in the 800 tank farm. | 1998-02-10 | 13988 | 100
3097 | T1 | Specified: Fuels & Chemicals LLC | Specified: Chemicals & Fuels | 1201 S Sheldon Rd | Channelview | TX | 77530 | Harris | Insufficient Information | Insufficient Information | Installed stainless steel Y adaptors at the 1000 pump pit. | A positive use determination of 100% for the stainless steel Y adapters installed at the 1000 pump pit. | 1998-02-10 | 5924 | 100
3098 | T1 | Specified: Fuels & Chemicals LLC | Specified: Chemicals & Fuels | 1201 S Sheldon Rd | Channelview | TX | 77530 | Harris | Insufficient Information | Insufficient Information | Installed a concrete hose storage area. | A positive use determination of 100% for the Concrete Hose Storage Area. | 1998-04-28 | 2700 | 100
3099 | T1 | Specified: Fuels & Chemicals LLC | Specified: Chemicals & Fuels | 1201 S Sheldon Rd | Channelview | TX | 77530 | Harris | Insufficient Information | Insufficient Information | Installed a sump pump in the 1000 tankfarm. | A positive use determination of 100% for the sump pump installed in the 1000 tank farm. | 1998-02-10 | 5642 | 100
3100 | T1 | Specified: Fuels & Chemicals LLC | Specified: Chemicals & Fuels | 1201 S Sheldon Rd | Channelview | TX | 77530 | Harris | Insufficient Information | Insufficient Information | Howell Hydrocarbons & Chemicals installed a process feed line for tank 79 to control wastewater flow. | A positive use determination of 100% for the feed line for Tank 79. | 1998-04-28 | 1176 | 100
3101 | T1 | Specified: Fuels & Chemicals LLC | Specified: Chemicals & Fuels | 1201 S Sheldon Rd | Channelview | TX | 77530 | Harris | Insufficient Information | Insufficient Information | Purchased a VOC stripper to reduce VOCs in wastewater. | A positive use determination of 100% for the wastewater VOC stripper. | 1998-02-10 | 40000 | 100
3102 | T1 | Specified: Fuels & Chemicals LLC | Specified: Chemicals & Fuels | 1201 S Sheldon Rd | Channelview | TX | 77530 | Harris | Insufficient Information | Insufficient Information | Painted part of the wastewater treatment tankfarm to reduce evaporation. | A positive use determination of 100% for the project to paint part of the wastewater treatment tankfarm. | 1998-04-28 | 6113 | 100
3103 | T1 | Specified: Fuels & Chemicals LLC | Specified: Chemicals & Fuels | 1201 S Sheldon Rd | Channelview | TX | 77530 | Harris | Insufficient Information | Insufficient Information | Purchase of safety relief equipment for the tech fuels area. | A positive use determination of 100% for the pressure relief valves installed for the new small blending tanks. | 1998-04-28 | 7062 | 100
3104 | T1 | Specified: Fuels & Chemicals LLC | Specified: Chemicals & Fuels | 1201 S Sheldon Rd | Channelview | TX | 77530 | Harris | Insufficient Information | Insufficient Information | Installed insulation on C100, 300 reboilers. | A positive use determination of 100% for the project to install insulation on the C100, 300 reboilers. | 1998-04-28 | 11675 | 100
3105 | T1 | Specified: Fuels & Chemicals LLC | Specified: Chemicals & Fuels | 1201 S Sheldon Rd | Channelview | TX | 77530 | Harris | Insufficient Information | Insufficient Information | Installed filters on tanks 2009 and 2011. | A positive use determination of 100% for the filters installed on tanks 2009 & 2011. | 1998-02-10 | 8256 | 100
3106 | T1 | Specified: Fuels & Chemicals LLC | Specified: Chemicals & Fuels | 1201 S Sheldon Rd | Channelview | TX | 77530 | Harris | Insufficient Information | Insufficient Information | Installed a heat exchanger to reduce vapor losses. | A positive use determination of 100% for the Heat Exchanger which was installed. | 1998-04-28 | 10434 | 100
3107 | T1 | Specified: Fuels & Chemicals LLC | Specified: Chemicals & Fuels | 1201 S Sheldon Rd | Channelview | TX | 77530 | Harris | Insufficient Information | Insufficient Information | Installed tank lining. | A positive use determination of 100% for the Tank Lining which was installed. | 1998-04-28 | 4390 | 100
3108 | T1 | Specified: Fuels & Chemicals LLC | Specified: Chemicals & Fuels | 1201 S Sheldon Rd | Channelview | TX | 77530 | Harris | Insufficient Information | Insufficient Information | Installed piping for tank 2003 to control loading and unloading to prevent leaks. | A positive use determination of 100% for the modification of the Tank Piping for Tank 2003. | 1998-04-28 | 13399 | 100
3109 | T1 | Specified: Fuels & Chemicals LLC | Specified: Chemicals & Fuels | 1201 S Sheldon Rd | Channelview | TX | 77530 | Harris | Insufficient Information | Insufficient Information | Installed water draws in the 600 tank farm. | A positive use determination of 100% for the water draws installed in the 600 tank farm. | 1998-02-10 | 6320 | 100
3110 | T1 | Specified: Fuels & Chemicals LLC | Specified: Chemicals & Fuels | 1201 S Sheldon Rd | Channelview | TX | 77530 | Harris | Insufficient Information | Insufficient Information | Purchased a HP Gas chromatograph. | A positive use determination of 100% for the gas chromatograph. | 1998-02-10 | 9900 | 100
3111 | T1 | Specified: Fuels & Chemicals LLC | Specified: Chemicals & Fuels | 1201 S Sheldon Rd | Channelview | TX | 77530 | Harris | Insufficient Information | Insufficient Information | Installed double pressure relief valves on tanks 804-6. | A positive use determination of 100% for the double pressure relief valves installed on tanks 804-806. | 1998-02-10 | 14489 | 100
3112 | T1 | Specified: Fuels & Chemicals LLC | Specified: Chemicals & Fuels | 1201 S Sheldon Rd | Channelview | TX | 77530 | Harris | Insufficient Information | Insufficient Information | Painted tank 2003 white to meet permit requirements. | A positive use determination of 100% for the project to paint tank 2003. | 1998-04-28 | 9438 | 100
3113 | T1 | Specified: Fuels & Chemicals LLC | Specified: Chemicals & Fuels | 1201 S Sheldon Rd | Channelview | TX | 77530 | Harris | Insufficient Information | Insufficient Information | Howell Hydrocarbons & Chemicals purchased a Karl Fisher Titrator to accurately measure water in wastewater streams. | A positive use determination of 100% for the Karl Fisher Titrator. | 1998-02-10 | 7200 | 100
3114 | T1 | E I Du Pont De Nemours & Co Inc | DuPont Victoria | 2695 Old Bloomington Rd N | Victoria | TX | 77903 | Victoria | CN600128284 | RN102663671 | This property consists of a 500,000 gallon RCRA hazardous waste tank along with associated pumps, piping, and secondary containment structure. Additionally a 20 MM BTU per hour two-stage thermal oxidizer is included. | A positive use determination of 100% for the 500,000 gallon RCRA hazardous waste storage tank with associated pumps, piping, and secondary containment structure and the 20 million BTU per hour two-stage thermal oxidizer. | 1998-02-11 | 2000000 | 100
3115 | T3 | E I Du Pont De Nemours & Co Inc | DuPont Victoria | 2695 Old Bloomington Rd N | Victoria | TX | 77903 | Victoria | CN600128284 | RN102663671 | Pyrolysis Unit and ancillary equipment to process WFE/STEPI solids. | A positive use determination of 100% for the pyrolysis unit and associated pumps, piping and instrumentation installed to eliminate the deep welling of wastes. | 1998-03-04 | 22400000 | 100
3116 | T2 | BASF Corporation | Freeport | 602 Copper Rd | Freeport | TX | 77541 | Brazoria | CN600124895 | RN102535143 | Butanol Barge Line Replacement Project: Replaced 6" transfer line with an above ground 6" carbon steel line. Flow meters were installed. Relocated pump P-1 with filters and pig loader. Replaced isobutanol line with new 4" above ground carbon steel line. New flow meters and valves, a marine loading arm, and fire water monitor were installed. | A positive use determination of 100% for the Butanol Barge Line Replacement Project. | 1998-02-18 | 1197811 | 100
3117 | T1 | BASF Corporation | Freeport | 602 Copper Rd | Freeport | TX | 77541 | Brazoria | CN600124895 | RN102535143 | Pumps, piping, a level controller, nozzles and dip tubes are being installed to route the flow of waste organics from the perimeter ditch to the inlet of drum D-934 for recovery. | A positive use determination of 100% for the pumps, piping, level controller, nozzles and dip tubes. | 1998-03-25 | 84619 | 100
3118 | T1 | BASF Corporation | Freeport | 602 Copper Rd | Freeport | TX | 77541 | Brazoria | CN600124895 | RN102535143 | The wastewater transfer drum will be replaced with a vessel capable of withstanding system pressure and the vessel vent returned to the oxidation process. The wastewater storage facilities will be covered with fixed roofs and conservation vents. | A positive use determination of 100% for the wastewater pressure vessel with associated vent system and the project to cover wastewater storage facilities with fixed roofs and conservation vents. | 1998-03-25 | 1450000 | 100
3119 | T1 | BASF Corporation | Freeport | 602 Copper Rd | Freeport | TX | 77541 | Brazoria | CN600124895 | RN102535143 | The earthen ditches throughout the plant site have been replaced with culverts or concrete lined ditches. | A positive use determination of 100% for the project to replace open, earthen ditches with culverts or concrete-lined ditches. | 1998-03-25 | 1313273 | 100
3120 | T1 | BASF Corporation | Freeport | 602 Copper Rd | Freeport | TX | 77541 | Brazoria | CN600124895 | RN102535143 | Replacement of the nitric oxide gas holder (G-140) assembly with a liquid seal in the Hydroxylamine 2 plant. | Withdrawn by applicant | 1998-03-26 | 687200 | 100
3121 | T1 | BASF Corporation | Freeport | 602 Copper Rd | Freeport | TX | 77541 | Brazoria | CN600124895 | RN102535143 | Project installed strainers and piping so the waste oil from the syn gas compressor building oil sump can be filtered and transferred to the by-product fuels storage tank. | A positive use determination of 100% for the project to install strainers and piping for the waste oil from the syn gas compressor building oil sump. | 1998-03-25 | 59291 | 100
3122 | T1 | BASF Corporation | Freeport | 602 Copper Rd | Freeport | TX | 77541 | Brazoria | CN600124895 | RN102535143 | This project will install video cameras at the Hydroxylamine II nitric oxide flare and the 100 block sulfuric acid transfer pumps. | A positive use determination of 100% for the video cameras which were installed. | 1998-02-12 | 50481 | 100
3123 | T1 | BASF Corporation | Freeport | 602 Copper Rd | Freeport | TX | 77541 | Brazoria | CN600124895 | RN102535143 | Project purchased a larger flare for the Ester Acrylic Acid III plant. | A positive use determination of 100% for the flare which was constructed. | 1998-02-12 | 54247 | 100
3124 | T1 | BASF Corporation | Freeport | 602 Copper Rd | Freeport | TX | 77541 | Brazoria | CN600124895 | RN102535143 | This project installed a pressure relief system on the vapor ammonia piping between the Anone 2 and Caprolactam 2 plants. | A positive use determination of 100% for the pressure relief system installed on the ammonia vapor piping between the Anone 2 and Caprolactam 2 plants. | 1998-03-26 | 72862 | 100
3125 | T1 | BASF Corporation | Freeport | 602 Copper Rd | Freeport | TX | 77541 | Brazoria | CN600124895 | RN102535143 | A vapor recovery system was installed in the tank truck loading area. An oxygen analyzer was installed in the vapor return line. | A positive use determination of 50% for the vapor recovery system. A positive use determination of 100% for the oxygen analyzer which was installed. | 1998-02-12 | 239000 | 100
3126 | T1 | BASF Corporation | Freeport | 602 Copper Rd | Freeport | TX | 77541 | Brazoria | CN600124895 | RN102535143 | Installation of a vapor recovery system for capturing vapors for destruction in a new thermal oxidation unit. | A positive use determination of 100% for the vent piping and the thermal oxidizer. | 1998-02-12 | 2992000 | 100
3127 | T1 | BASF Corporation | Freeport | 602 Copper Rd | Freeport | TX | 77541 | Brazoria | CN600124895 | RN102535143 | Vent Colaescer, F-49B. Pourer Ventilation Heater, W-49C. Pourer Ventilation Blowers, W-49C/D. | A positive use determination of 50% for vent coalescer (F-49B), pourer ventilation heater (W-49C), and pourer ventilation blowers (W-49C/D). | 1998-03-26 | 187783 | 100
3128 | T1 | BASF Corporation | Freeport | 602 Copper Rd | Freeport | TX | 77541 | Brazoria | CN600124895 | RN102535143 | A new Crude Isobutyl Acrylate Storage Drum (D-3824) , 55,000 gallons 19' x 25"6" with instruments and associated piping. | Withdrawn by applicant | 1998-03-26 | 154015 | 100
3129 | T1 | BASF Corporation | Freeport | 602 Copper Rd | Freeport | TX | 77541 | Brazoria | CN600124895 | RN102535143 | T-860 stripping tower is being installed. | A positive use determination of 100% for the T-860 stripping tower. | 1998-02-12 | 718204 | 100
3130 | T1 | BASF Corporation | Freeport | 602 Copper Rd | Freeport | TX | 77541 | Brazoria | CN600124895 | RN102535143 | Project will install new flare technology. Equipment includes a nitric oxide destruction flare, two new tips, combustion air blowers, quench air blowers and knockout drum and diplegs. | A positive use determination of 100% for the new flare, two new flare tips, combustion air blowers, quench air blowers and knockout drum diplegs. | 1998-02-12 | 2750000 | 100
3131 | T1 | BASF Corporation | Freeport | 602 Copper Rd | Freeport | TX | 77541 | Brazoria | CN600124895 | RN102535143 | Project will install a horizontal thermal oxidizer, natural gas burner, and related piping and instrumentation. | A positive use determination of 100% for the horizontal thermal oxidizer and related equipment. | 1998-02-12 | 950000 | 100
3132 | T1 | BASF Corporation | Freeport | 602 Copper Rd | Freeport | TX | 77541 | Brazoria | CN600124895 | RN102535143 | Closed loop samplers will be installed to sample products Ester-Grade Acrylic Acid, Glacial Acrtlic Acid, Butyl Acrylate, and 2 Ethyl Hexyl Acrylate. | A positive use determination of 100% for the closed loop samplers installed in the truck and railcar loading facility. | 1998-02-12 | 100000 | 100
3133 | T1 | BASF Corporation | Freeport | 602 Copper Rd | Freeport | TX | 77541 | Brazoria | CN600124895 | RN102535143 | Piping, equipment and instrumentation installed to recover emission of butyl acrylate. Project also installed instrumentation and plugs on loading arms to recover vapors. | A positive use determination of 100% for the modifications to the existing closed dome loading system. | 1998-03-26 | 200000 | 100
3134 | T1 | BASF Corporation | Freeport | 602 Copper Rd | Freeport | TX | 77541 | Brazoria | CN600124895 | RN102535143 | Installation of two SO2 scrubbers and associated pumps, piping, and vent collection system. | A positive use determination of 100% for the two new SO2 scrubbers and the modifications to the two existing vent gas scrubbers. | 1998-02-12 | 1375893 | 100
3135 | T1 | BASF Corporation | Freeport | 602 Copper Rd | Freeport | TX | 77541 | Brazoria | CN600124895 | RN102535143 | Installation of high level detection equipment on the Hydroxylamine II plant ammonia vaporizers. This project will eliminate liquid traps and install automatic block valves. | A positive use determination of 100% for the Ammonia Vaporizer High Level Detection project. | 1998-02-12 | 42000 | 100
3136 | T1 | BASF Corporation | Freeport | 602 Copper Rd | Freeport | TX | 77541 | Brazoria | CN600124895 | RN102535143 | Replace atmospheric stainless steel tank D-403 with a new stainless steel pressure vessel. | A positive use determination of 100% for the new stainless steel pressure vessel to be used for hazardous waste storage. | 1998-02-12 | 105000 | 100
3137 | T1 | Equistar Chemicals LP | Equistar Chocolate Bayou | 12 M S of Alvin On FM2917 | Alvin | TX | 77512 | Brazoria | CN600124705 | RN100210574 | Replaced existing furnace burners with low NOx burners. | A positive determination of 100% for the replacement low NOx burners. | 2002-04-18 | 55000 | 100
3138 | T1 | Equistar Chemicals LP | Equistar Chocolate Bayou | 12 M S of Alvin On FM2917 | Alvin | TX | 77512 | Brazoria | CN600124705 | RN100210574 | Ultra-low NOx burners installed in nine olefins furnaces (91H1-1 through 91H1-9) and process furnace 22H-1. | A positive use determination for 100% of ultra-low NOx burners on nine olefins furnaces and a process furnace. | 2005-04-04 | 19640900 | 100
3139 | T1 | Equistar Chemicals LP | Equistar Chocolate Bayou | 12 M S of Alvin On FM2917 | Alvin | TX | 77512 | Brazoria | CN600124705 | RN100210574 | Continuous emission monitors, analyzers buildings, and predictive emissions monitors. | A positive use determination for 100% of the continuous emission monitors, analyzers buildings, and predictive emissions monitors. | 2005-04-04 | 1368000 | 100
3140 | T1 | Toot'N Totum Food Stores Inc | Three Facilities |  | Potter County | TX | 79114 | Potter | CN600924666 | Insufficient Information | Continuing project to replace coolers, compressors, condensers, chillers and other equipment which uses regulated refrigerants. | A positive use determination of 100% for the replacement air conditioners installed for stores 57, 55 and 59. | 1998-02-18 | 10040 | 100
3141 | T1 | Toot'N Totum Food Stores Inc | Five Faculties | Various Addresses | Potter County | TX | 79114 | Potter | CN600924666 | Insufficient Information | In the process of installing, constructing, and upgrading concrete structures, foundations and parking lot paving. | A positive use determination of 100% for that portion of the new paving which is located above the underground storage tanks and the associated piping. This positive determination does not include the entire paved surface at any of the five facilities. | 1998-03-26 | 177916 | 100
3142 | T1 | Toot'N Totum Food Stores Inc | Seven Facilities |  | Potter County | TX | 79114 | Potter | CN600924666 | Insufficient Information | Cathodic protection systems and structures have been upgraded. | A positive use determination of 100% for the cathodic protection upgrades at the seven listed facilities. | 1998-02-18 | 30310 | 100
3143 | T3 | Toot'N Totum Food Stores Inc | 48 Facilities |  | Potter County | TX | 79114 | Potter | CN600924666 | Various | The following equipment is included: control and distribution units, tank monitors, pumps, register equipment, and computers. | A positive use determination of 100% for the containment manholes installed at four locations and the Surveillance 365 System software and leak detection hardware installed at the one location. A negative determination for the two 15,000 gallon tanks, Verifone Registers, Gilbarco Security Modules, PAM 1000 and Universal Distribution Boxes, Computers, Gilbarco Advantage with Crinds, Flex Hoses, Nozzles and Breakaways. These items are part of the applicants product sales system and are not pollution control devices. There may be costs associated with the tanks which may qualify as pollution control equipment, but, this information was not included in the application or the response letter. If the Nozzles qualify as being part of a Stage II Vapor Recovery system they are eligible for a 50% determination. The information necessary to reach a determination was not provided by the applicant. | 1998-03-26 | 286176 | 100
3144 | T1 | TE Products Pipeline Company LP | TEPPCO Beaumont Terminal | Hwy 69 N | Nederland | TX | 77627 | Jefferson | CN600128326 | RN102754223 | Installed floating roofs and seals in tanks. | A positive use determination of 100% for the internal floating roofs and secondary seals installed on tanks 721, 722, 728, 730, 739, 740, 743. and 744; and the internal floating roof installed on tank 729; and the secondary seals for tank 771. | 1998-02-19 | 1704168 | 100
3145 | T1 | TE Products Pipeline Company LP | TEPPCO Baytown Terminal | 4225 Decker Dr | Baytown | TX | 77522 | Harris | CN600128326 | RN100219591 | Installed floating roofs and seals on tanks. Installed a smokeless flare with liquid knockout. Installed a liner in the vinyl ester tank. | A positive use determination of 100% for the internal floating roof and secondary seals for tanks 639, 640, and 661; the floating roof for tank 634; the secondary seals for tanks 622, 626, 627, 628, 633, 635, and 636; the vinyl liner on the floor of tank 626; and the smokeless flare. | 1998-02-19 | 1010904 | 100
3146 | T1 | TE Products Pipeline Company LP | Mt. Belvieu South Terminal | 10943 Hwy 146 N | Mont Belvieu | TX | 77580 | Chambers | CN603194101 | RN105467377 | Constructed hazardous waste storage shelter. | A positive use determination of 100% for the Hazardous Waste Storage Shelter. | 1998-02-12 | 21864 | 100
3147 | T1 | TE Products Pipeline Company LP | Mt. Belvieu South Terminal | 10343 FM 1942 | Mont Belvieu | TX | 77580 | Chambers | CN604470500 | RN106988561 | Purchased environmental response trailer. Improvements to smokeless flare. Constructed garage for storage of emergency response equipment. | A positive use determination of 100% for the environmental spill response garage and trailer; and the improvements made to the smokeless flare. | 1998-02-19 | 79922 | 100
3148 | T1 | TE Products Pipeline Company LP | TEPPCO Beaumont Marine Terminal | Hwy 105 S On Mansfield | Vidor | TX | 77662 | Orange | CN600128326 | RN100228576 | Installed floating roofs and seals on tanks. | A positive use determination of 100% for the internal floating roofs and secondary seals installed in tanks 108, 112, and 113. | 1998-02-19 | 166669 | 100
3149 | T1 | Huntsman LLC | Huntsman Odessa Petrochemical | 2400 S Grandview Ave | Odessa | TX | 79766 | Ector | CN600132104 | RN101867554 | Installed piping to collect emissions from storage tanks. | A positive use determination of 100% for the vent piping for the 19 existing storage tanks. | 1998-02-24 | 302954 | 100
3150 | T1 | Huntsman LLC | Huntsman Odessa Petrochemical | 2400 S Grandview Ave | Odessa | TX | 79766 | Ector | CN600132104 | RN101867554 | Installed catalytic converters and air/fuel ratio controllers on three existing internal combustion engines. | A positive use determination of 100% for the three catalytic converters and air/fuel ratio controllers. | 1998-02-24 | 121506 | 100
3151 | T1 | Huntsman LLC | Huntsman Odessa Petrochemical | 2400 S Grandview Ave | Odessa | TX | 79766 | Ector | CN600132104 | RN101867554 | Install chart recorders for recording indication of the presence of a pilot flame on three flares. | A positive use determination of 100% for the three pilot flame chart recorders. | 1998-02-24 | 24268 | 100
3152 | T1 | Fina Oil & Chemical Company | Fina - La Porte | Hwy 134 & Miller Cut-Off | La Porte | TX | 77571 | Harris | CN603899675 | RN100667633 | Installed following equipment: baghouse, vacuum system venting to final control device, continuous emission monitor, and noncontinuous emission monitors. | A positive use determination of 100% for the Baghouse, the Vacuum System Venting to a Final Control Device, the Continuous Emission Monitor, and the Non-Continuous Emission Monitor. | 1998-02-13 | 1378000 | 100
3153 | T2 | Ameripol Synpol Corporation | Odessa Plant | 2000 East Pool Rd | Odessa | TX | 79766 | Ector | CN600131874 | RN101062248 | The property consists of level indicators, leakless valves and a data management system for instrument calibration associated with the ammonia refrigeration system. | A positive use determination of 100% for the level indicators, leakless valves and data management system. | 1998-02-13 | 100226 | 100
3154 | T1 | Ameripol Synpol Corporation | Odessa Plant | 2000 East Pool Rd | Odessa | TX | 79766 | Ector | CN600131874 | RN101062248 | Property consists of stainless steel covers over wastewater collection system. | A positive use determination of 100% for the stainless steel covers installed over the wastewater collection system. | 1998-02-13 | 41551 | 100
3155 | T1 | Ameripol Synpol Corporation | Odessa Plant | 2000 East Pool Rd | Odessa | TX | 79766 | Ector | CN600131874 | RN101062248 | Property consists of a vacuum cleaning system including blower, filter, hoses, etc. for cleaning carbon black processing unit area. | A positive use determination of 100% for the vacuum cleaning system, including blower, filter, hoses, etc. | 1998-02-13 | 53229 | 100
3156 | T1 | Ameripol Synpol Corporation | Odessa Plant | 2000 East Pool Rd | Odessa | TX | 79766 | Ector | CN600131874 | RN101062248 | Property consists of an instrument air dryer and associated equipment. | A positive use determination of 100% for the instrument air dryer and associated equipment. | 1998-02-13 | 55681 | 100
3157 | T1 | Ameripol Synpol Corporation | Odessa Plant | 2000 East Pool Rd | Odessa | TX | 79766 | Ector | CN600131874 | RN101062248 | Property consists of four railroad track pans. | A positive use determination of 100% for the four railroad track pans. | 1998-02-12 | 28000 | 100
3158 | T1 | Ameripol Synpol Corporation | Odessa Plant | 2000 East Pool Rd | Odessa | TX | 79766 | Ector | CN600131874 | RN101062248 | Property consists of fume hoods, fans, cabinets and associated vapor collection and transfer equipment. | A positive use determination of 100% for the fume hoods, fans, cabinets, and associated vapor collection and transfer equipment. | 1998-02-13 | 66364 | 100
3159 | T1 | Ameripol Synpol Corporation | Odessa Plant | 2000 East Pool Rd | Odessa | TX | 79766 | Ector | CN600131874 | RN101062248 | Property consists of a 2" diameter vent gas line approximately 1500' in length and associated control equipment. | A positive use determination of 100% for the approximately 150 foot long 2" diameter vent gas line and associated control equipment. | 1998-02-13 | 43625 | 100
3160 | T1 | IBP Inc | IBP Sealy | 1836 Hwy 36N | Sealy | TX | 77474 | Austin | CN600767016 | RN101475259 | Property: STX-70 Ammonia Air Monitor, SCBA-MSA Work Masks, Spare MSA-SCBA Cylinders, Level A MARMAC Suits, TYVECK HAZMAT suits, and BATA HAZMAT Boots. Also slurry reel. | A positive use determination of 100% for the following items: Slurry Reel, STX-70 Ammonia Air Monitor, SCBA-MSA Work Masks, Spare MSA-SCBA Cylinders, Level A MARMAC Suits, TYVECK HAZ MAT Suits, and BATA HAZMAT Boots. | 1998-03-10 | 36397 | 100
3161 | T1 | IBP Inc | IBP Amarillo | FM 1912 & Hwy 66 E | Amarillo | TX | 79187 | Potter | CN600767016 | RN104928312 | Property: Scrubber, scrubber exhaust and stack, scrubber ductwork, scrubber recirculation pumps 1 & 2. STX-70 Ammonia Air Monitor, SCBA-MSA work masks, spare MSA-SCBA cylinders, level A MARMAC suits, TYVECK HAZAMAT suits, and BATA HAZMAT boots. Hydrosieve. Two irrigation pivots. Final lift pumps 1, 2 and 3. | A positive use determination of 100% for the following items: STX-70 Ammonia Air Monitor; SCBA-MSA Work Masks; Spare MSA-SCBA Cylinders; Level A MARMAC Suits, TYVECK HAZ MAT Suits, BATA HAZMAT Boots, scrubber, scrubber exhaust and stack, scrubber ductwork, scrubber recirculation pumps 1 & 2, Hydrosieve, two irrigation pivots, and final lift pumps 1, 2 and 3. | 1998-03-10 | 473186 | 100
3162 | T1 | IBP Inc | IBP Palestine | FM 323 & Old Boston Rd | Palestine | TX | 75802 | Anderson | CN600767016 | RN101475325 | Property: STX-70 Ammonia Air Monitor, SCBA-MSA work masks, spare MSA-SCBA cylinders, level A MARMAC suits, TYVECK HAZAMAT suits, and BATA HAZMAT boots. | A positive use determination of 100% for the following items: STX-70 Ammonia Air Monitor, SCBA-MSA Work Masks, Spare MSA-SCBA Cylinders, Level A MARMAC Suits, TYVECK HAZ MAT Suits, and BATA HAZMAT Boots. | 1998-03-10 | 21101 | 100
3163 | T1 | American Marazzi Tile Inc | American Marazzi Tile Inc | 359 Clay Rd | Sunnyvale | TX | 75182 | Dallas | CN600129522 | RN105208615 | Baghouse (dust collection system) includes collection system, baghouse, and foundation. Landfill liner. Landfill cap. Clay storage facility to control emissions. | A positive use determination of 100% for the Baghouse, the landfill liner, the landfill cap and the clay storage building. | 1998-03-06 | 1638255 | 100
3164 | T1 | Phelps Dodge Refining Corporation | Phelps Dodge - El Paso Refinery | 7001 N Loop Rd | El Paso | TX | 79998 | El Paso | CN600132179 | RN100226000 | This project involves the construction of a wastewater treatment plant. | A positive use determination of 100% for the project to construct a wastewater treatment plant and a 2.5 million gallon reinforced concrete storage tank. | 1998-02-12 | 10404000 | 100
3165 | T1 | Phelps Dodge Refining Corporation | Phelps Dodge - El Paso Refinery | 7001 N Loop Rd | El Paso | TX | 79998 | El Paso | CN600132179 | RN100226000 | Upgrade of spent acid tank containment by adding a four foot high containment wall and putting an acid proof coating in place. | A positive use determination of 100% for the Spent Acid Tank Containment Upgrade. | 1998-02-12 | 90000 | 100
3166 | T1 | Phelps Dodge Refining Corporation | Phelps Dodge - El Paso Refinery | 7001 N Loop Rd | El Paso | TX | 79998 | El Paso | CN600132179 | RN100226000 | Treatment plant to remove heavy metals from process wastewater. | A positive use determination of 100% for the Metal Removal From Process Wastewater Project. | 1998-03-19 | 1500000 | 100
3167 | T1 | Phelps Dodge Refining Corporation | Phelps Dodge - El Paso Refinery | 7001 N Loop Rd | El Paso | TX | 79998 | El Paso | CN600132179 | RN100226000 | Upgrade to retaining walls and installation of lighting in the recyclable material storage bin. Installation of lighting at the environmental waste storage bin. | A positive use determination of 100% for the projects to raise the walls of the recyclable materials storage bins and to upgrade the associated lighting. | 1998-03-19 | 120000 | 100
3168 | T1 | Phelps Dodge Refining Corporation | Phelps Dodge - El Paso Refinery | 7001 N Loop Rd | El Paso | TX | 79998 | El Paso | CN600132179 | RN100226000 | This project involves the upgrade of the Middle and West baghouses. | A positive use determination of 100% for the project to upgrade the Middle and West Baghouses. | 1998-02-13 | 350000 | 100
3169 | T1 | Phelps Dodge Refining Corporation | Phelps Dodge - El Paso Refinery | 7001 N Loop Rd | El Paso | TX | 79998 | El Paso | CN600132179 | RN100226000 | Construction of a sloping containment system at the copper telluride area. | A positive use determination of 100% for the copper telluride containment upgrades. | 1998-02-12 | 119000 | 100
3170 | T1 | Phelps Dodge Refining Corporation | Phelps Dodge - El Paso Refinery | 7001 N Loop Rd | El Paso | TX | 79998 | El Paso | CN600132179 | RN100226000 | This project involves the installation of specified tilt hoppers for each operating department and a centralized baler. | A positive use determination of 100% for the baler and the 17 labeled pivot style hoppers with lids. | 1998-03-19 | 72000 | 100
3171 | T1 | Phelps Dodge Refining Corporation | Phelps Dodge - El Paso Refinery | 7001 N Loop Rd | El Paso | TX | 79998 | El Paso | CN600132179 | RN100226000 | This project involves paving approximately 2300 square yards east of the revert storage building. | A positive use determination of 100% for the project to pave approximately 2300 square yards located east of the revert storage building. | 1998-02-13 | 63000 | 100
3172 | T1 | Phelps Dodge Refining Corporation | Phelps Dodge - El Paso Refinery | 7001 N Loop Rd | El Paso | TX | 79998 | El Paso | CN600132179 | RN100226000 | This project is for the purchase and installation of a water treating filter press to replace the existing filter press. | A positive use determination of 100% for the replacement filter press. | 1998-02-12 | 76000 | 100
3173 | T1 | Phelps Dodge Refining Corporation | Phelps Dodge - El Paso Refinery | 7001 N Loop Rd | El Paso | TX | 79998 | El Paso | CN600132179 | RN100226000 | A separation tank and mist eliminator will be installed at the slimes wastewater treatment plant. A packed tower reactor, a cone bottom tank and appropriate piping will also be installed. | A positive use determination of 100% for the Wastewater Treatment Improvements and Reactor Replacement project. | 1998-02-12 | 58000 | 100
3174 | T1 | Phelps Dodge Refining Corporation | Phelps Dodge - El Paso Refinery | 7001 N Loop Rd | El Paso | TX | 79998 | El Paso | CN600132179 | RN100226000 | The current exterior liberator floors are in deteriorated condition. The second level will be sandblasted and coated with a potassium silicate acid proof concrete and the lower slab will be repaired and coated with an acid proof epoxy coating. | A positive use determination of 100% for the project to repair the Liberator floors. | 1998-02-12 | 99000 | 100
3175 | T1 | Phelps Dodge Refining Corporation | Phelps Dodge - El Paso Refinery | 7001 N Loop Rd | El Paso | TX | 79998 | El Paso | CN600132179 | RN100226000 | This project involves the installation of a continuous demineralization system for the pretreatment of water used in the water injection system to the turbines. | A positive use determination of 100% for the installation of the continuous demineralization system. | 1998-02-13 | 85000 | 100
3176 | T1 | Phelps Dodge Refining Corporation | Phelps Dodge - El Paso Refinery | 7001 N Loop Rd | El Paso | TX | 79998 | El Paso | CN600132179 | RN100226000 | This project is for the purchase of a lab hood scrubber for the slimes department. | A positive use determination of 100% for the purchase of the lab hood scrubber for the slimes department. | 1998-02-13 | 11000 | 100
3177 | T1 | El Paso Electric Company | El Paso Electric - Newman | 4900 Stan Roberts Sr Ave | El Paso | TX | 79934 | El Paso | CN600352819 | RN100211309 | Installation of an updated data acquisition and handling system. | A positive use determination of 100% for the Data Acquisition and Handling System. | 1998-02-13 | 220269 | 100
3178 | T1 | El Paso Electric Company | El Paso Electric - Copper | 651 Hawkins Blvd | El Paso | TX | 79915 | El Paso | CN600352819 | RN100215490 | Installation of a continuous emission monitoring system and ancillaries. | A positive use determination of 100% for the Continuous Emission Monitoring System and ancillary equipment. | 1998-02-13 | 115404 | 100
3179 | T3 | Cogeneration LP | Pasadena Power Plant | 955 Phillips Rd | Pasadena | TX | 77506 | Harris | CN601228604 | RN100222041 | The following property: demisters, selective catalytic reduction systems, air/fuel ratio controllers, flue gas recirculation, continuous emission monitors, CPI separator, conveyances, pumps, sumps, tanks and basins, secondary containment, combustion turbine low NOx combustion system, combustion turbine cooling air bypass system, gas chromatograph, combustion turbine inlet guide vanes, site hard surfacing. | A positive use determination of 100% for the following items: demisters, selective catalytic reduction systems, air/fuel ratio controllers, flue gas recirculation, continuous emission monitors, CPI separator, conveyances, pumps, sumps, tanks, basins, secondary containment, combustion turbine low NOx combustion system, combustion turbine cooling air bypass system, gas chromatograph, combustion turbine inlet guide vanes, and site hard surfacing. | 1998-03-04 | 6798036 | 100
3180 | T1 | Samsung Austin Semiconductor LLC | Samsung Austin | 12100 Samsung Blvd | Austin | TX | 78754 | Travis | CN602914442 | RN100518026 | Scrubbers and VOC control devices. Retention ponds. IWT. CCSS loading docks. | A positive use determination of 100% for the additional costs incurred during 1997 for the following items: Thermal Oxidation System, Packed-Bed Scrubbers, Retention Pond, IWT Wastewater Treatment Facility and the pollution control equipment installed at the CCSS Loading Dock. | 1998-03-04 | 9927000 | 100
3181 | T1 | Crown Central Petroleum Corp | Crown Central - Pasadena Refinery | 111 Red Bluff Rd | Pasadena | TX | 77506 | Harris | CN600273999 | RN100716661 | Purchase of two drum skimmers with pumps. | A positive use determination of 100% for the two drum skimmers with pumps. | 1998-02-12 | 19650 | 100
3182 | T1 | Crown Central Petroleum Corp | Crown Central - Pasadena Refinery | 111 Red Bluff Rd | Pasadena | TX | 77506 | Harris | CN600273999 | RN100716661 | Design and construct stormwater containment improvements including raising dikes, berm and trap walls. | A positive use determination of 100% for the Stormwater Management System Upgrade project. | 1998-02-12 | 981000 | 100
3183 | T1 | Crown Central Petroleum Corp | Crown Central - Pasadena Refinery | 111 Red Bluff Rd | Pasadena | TX | 77506 | Harris | CN600273999 | RN100716661 | Small absorber column in the 2" vent line from oxidizer to the SRU Incinerator. | A positive use determination of 100% for the absorber column installed between the Merox unit and the SRU. | 1998-02-19 | 45550 | 100
3184 | T1 | Crown Central Petroleum Corp | Crown Central - Pasadena Refinery | 111 Red Bluff Rd | Pasadena | TX | 77506 | Harris | CN600273999 | RN100716661 | Design, purchase and install a spare amine absorber tower and related piping controls. | A positive use determination of 100% for the amine absorber tower and related piping and controls. | 1998-02-19 | 490000 | 100
3185 | T1 | La Gloria Oil & Gas Company | La Gloria Oil & Gas Refinery | 1125 McMurry Dr | Tyler | TX | 75702 | Smith | CN602831232 | RN100222512 | Install four tank vacuum systems in the FCC, #2 hydrotreater, crude and reformer. | A positive use determination of 100% for the four vacuum tank systems. | 1998-04-22 | 65800 | 100
3186 | T1 | La Gloria Oil & Gas Company | La Gloria Oil & Gas Refinery | 1125 McMurry Dr | Tyler | TX | 75702 | Smith | CN602831232 | RN100222512 | Install remote gauge on tank 163. | A positive use determination of 100% for the remote gauge installed on Tank 163. | 1998-04-20 | 14680 | 100
3187 | T1 | La Gloria Oil & Gas Company | La Gloria Oil & Gas Refinery | 1125 McMurry Dr | Tyler | TX | 75702 | Smith | CN602831232 | RN100222512 | Replace the underground piping in the tank farm with above ground piping. | A positive use determination of 100% for the project to replace underground piping with aboveground piping. | 1998-02-12 | 300000 | 100
3188 | T1 | La Gloria Oil & Gas Company | La Gloria Oil & Gas Refinery | 1125 McMurry Dr | Tyler | TX | 75702 | Smith | CN602831232 | RN100222512 | Plumb lab sink into a separate system with an oil storage tank. | A positive use determination of 100% for the project to plumb the lab sink into a separate system with an oil storage tank. | 1998-02-12 | 7500 | 100
3189 | T1 | La Gloria Oil & Gas Company | La Gloria Oil & Gas Refinery | 1125 McMurry Dr | Tyler | TX | 75702 | Smith | CN602831232 | RN100222512 | Repair vapor recovery unit. | A positive use determination of 50% for the replacement of the carbon beds in the vapor recovery unit. | 1998-02-19 | 38587 | 100
3190 | T1 | La Gloria Oil & Gas Company | La Gloria Oil & Gas Refinery | 1125 McMurry Dr | Tyler | TX | 75702 | Smith | CN602831232 | RN100222512 | Pave west tank farm roads to keep oil dirt from being ground into small particles which make its way into stormwater drainage. | A positive use determination of 100% for the project to pave the West Tank Farm Roads. | 1998-02-12 | 59500 | 100
3191 | T1 | La Gloria Oil & Gas Company | La Gloria Oil & Gas Refinery | 1125 McMurry Dr | Tyler | TX | 75702 | Smith | CN602831232 | RN100222512 | Installation of wells to recover hydrocarbons from groundwater. | A positive use determination of 100% for the project to install new groundwater monitor and recovery wells and to replace two existing damaged recovery wells. | 1998-02-12 | 23305 | 100
3192 | T1 | La Gloria Oil & Gas Company | La Gloria Oil & Gas Refinery | 1125 McMurry Dr | Tyler | TX | 75702 | Smith | CN602831232 | RN100222512 | Replace underground piping system for the #1 flare with above ground piping. | A positive use determination of 100% for the project to replace the underground piping system for the #1 Flare with aboveground piping. | 1998-02-12 | 25000 | 100
3193 | T1 | Akzo Nobel Polymer Chemicals LLC | Akzo Nobel Bayport Site | 13000 Bay Park Rd | Pasadena | TX | 77507 | Harris | CN600125496 | RN104262704 | The following projects: ARC 654 HPC Env Project - Install a selective catalytic reduction unit with support equipment, instrumentation and a baghouse. ARC 642 - Install an enclosed metal dust handling unit, associated piping and dust collection systems. ARC 667 - Install a new baghouse and associated equipment. ARF 647 - additional equipment for exchange dust recovery system. ARF 637 - installed a spray dryer scrubber density control. ARV 019 - Relocate the Vespa scrubber drain. ARF 630 - install Vespa HCL tank interlocks. ARF 603 - modification to spray dryer ducting. ARF 618 - upgrade spray dryer duct spool. ARC 686 - installed equipment and piping for dust control during yr Metals Dosing Impreg 2. ARC 592 - Installed equipment to supply gas to the new SCR unit. | A positive use determination for the | 1998-03-19 | 4134710 | 100
3194 | T1 | Akzo Nobel Polymer Chemicals LLC | Akzo Nobel Bayport Site | 13000 Bay Park Rd | Pasadena | TX | 77507 | Harris | CN600125496 | RN104262704 | See attached listing. | A positive use determination of 100% for the diking containment constructed for the MOLSIEVE and NATAL storage tanks and the HPC Tank Farm curbs. | 1998-02-12 | 43116 | 100
3195 | T1 | Akzo Nobel Polymer Chemicals LLC | Akzo Nobel Bayport Site | 13000 Bay Park Rd | Pasadena | TX | 77507 | Harris | CN600125496 | RN104262704 | See attached listing | A positive use determination of 100% for the FCC Phase II Vacuum System; the Filter Beltwash Improvements; the FCC FLOC Pump Station; The VESPA Floor Penetrations and Floor Drains Project; the Site Environmental (Bluebonnet) Project; the VESPA Stripper Bottoms Improvements; and the VESPA Clean Stream Retractable pH Probe. | 1998-02-12 | 1519388 | 100
3196 | T1 | Metallurgical Technologies Inc | MTI Inc | 1702 Mykawa Rd | Pearland | TX | 77581 | Brazoria | CN600575757 | RN102601838 | Property: Torit baghouses; Torit VS; ductwork; scrubber installation. curb caps for kilns, rain skirt and scrubber; exhaust duct; dryer stacks; fabricated transition & shipping; and install chrome carbide, zirconia & tungsten. | A positive use determination of 100% for the nine baghouses, the scrubber, the hooding and ductwork, and the exhaust stacks. | 1998-03-17 | 57712 | 100
3197 | T1 | Pilot Chemical Company | Pilot Chemical Company | 11623 N Houston Rosslyn | Houston | TX | 77086 | Harris | CN600127617 | RN100214618 | Project to segregate stormwater and process wastewater. | A positive use determination of 100% for the Stormwater Segregation Project. | 1998-03-05 | 49413 | 100
3198 | T1 | Arco Chemical Co | Arco - Channelview Plant | 2502 Sheldon Rd | Channelview | TX | 77530 | Harris | CN603890351 | RN100633650 | This project comprised the addition of two new deep tank double bottom aeration basins, interconnecting piping and associated equipment. | A positive use determination of 100% for the two new deep tank double bottom aeration basins, interconnecting piping and ancillary equipment. | 1998-02-12 | 11350000 | 100
3199 | T2 | Oxy Petrochemicals Inc | Oxy Chocolate Bayou Plant | 12 M S On FM 2917 | Alvin | TX | 77512 | Brazoria | CN604449371 | RN100210574 | This project will eliminate three vent sources, Wet Solvent Tanks 23I0 and 23I1 and Wet Solvent Recovery Sump 23II4, by installing internal floating roofs in the tanks and tying the sump vent into a nearby flare header. | A positive use determination of 45% for the replacement wet solvent tank (23I1), the floating roof (23I1), and the piping and instrumentation installed to exhaust the flare header on the wet solvent recovery sump vent. | 1998-04-14 | 444000 | 100
3200 | T2 | Star Enterprise | Sour Lake Storage Facility | 500 N Merchant St | Sour Lake | TX | 77659 | Hardin | Insufficient Information | Insufficient Information | Replacement of asphalt liner in brine storage pit. | A positive use determination of 100% for the asphalt liner installed in the brine storage pit. | 1998-02-18 | 1122700 | 100
3201 | T1 | Shell Oil Company | Shell Deer Park - Refinery | 5900 Hwy 225 | Deer Park | TX | 77536 | Harris | CN601405145 | RN100211879 | Tank Dike Mitigation Project: This project rebuilt existing dikes and added new dikes around petroleum and chemical storage tanks. | A positive use determination of 100% for the Tank Dike Mitigation Project. | 1998-02-12 | 2500000 | 100
3202 | T1 | Shell Oil Company | Shell Deer Park - Refinery | 5900 Hwy 225 | Deer Park | TX | 77536 | Harris | CN601405145 | RN100211879 | Marine Vapor Recovery Project: This project installs equipment to capture hydrocarbon vapor emissions from marine loading operations and recirculate them back to the process. | A positive use determination of 50% for the Marine Terminal Vapor Recovery System. | 1998-02-19 | 5000000 | 100
3203 | T1 | Shell Oil Company | Shell Deer Park - Refinery | 5900 Hwy 225 | Deer Park | TX | 77536 | Harris | CN601405145 | RN100211879 | Route SET Outfall to Ship Channel Project: This project was constructed in order to repipe the South Effluent Wastewater Treater discharge point to enable the treater to meet biomonitoring requirements. | A positive use determination of 100% for the South Effluent Treater Outfall Project. | 1998-02-23 | 3300000 | 100
3204 | T1 | Huntsman LLC | Huntsman Conroe Plant | Jefferson Chemical Rd | Conroe | TX | 77301 | Montgomery | CN600632848 | RN100219740 | Additional piping, headers, pumps, and ancillary equipment were purchased and installed. The property was installed to upgrade the control of vapors vented from storage tanks in the AMU area of the plant. | A positive use determination of 100% for the additional piping, headers, pumps, and ancillary equipment installed to control vapors in the AMU area. | 1998-02-13 | 1121700 | 100
3205 | T1 | Huntsman LLC | Huntsman Conroe Plant | Jefferson Chemical Rd | Conroe | TX | 77301 | Montgomery | CN600632848 | RN100219740 | Additional piping, headers, pumps, and ancillary equipment were purchased and installed. The property was installed to control vapors vented from storage tanks and vessels in the B&C area of the plant. | A positive use determination of 100% for the additional piping, headers, pumps, and ancillary equipment installed to control vapors in the B&C area. | 1998-02-13 | 182700 | 100
3206 | T1 | Huntsman LLC | Huntsman Conroe Plant | Jefferson Chemical Rd | Conroe | TX | 77301 | Montgomery | CN600632848 | RN100219740 | Additional piping, headers, pumps, conservation vent valves, and ancillary equipment were purchased and installed. The property was installed to control vapors vented from storage tanks and vessels and vessels in the B&C area of the plant. | A positive use determination of 100% for the additional piping, headers, pumps, conservation vent valves, and ancillary equipment installed to control vapors in the B&C area. | 1998-02-13 | 14400 | 100
3207 | T1 | Huntsman LLC | Huntsman Conroe Plant | Jefferson Chemical Rd | Conroe | TX | 77301 | Montgomery | CN600632848 | RN100219740 | Piping, pumps and ancillary equipment were purchased and installed. The property was installed to strip ammonia from a potentially hazardous wastewater stream prior to the stream being directed to a wastewater treatment system. | A positive use determination of 100% for the piping, pumps and ancillary equipment installed to strip ammonia from a wastewater stream. | 1998-02-12 | 164000 | 100
3208 | T1 | Mobil Chemical Co | Mobil Chemical Co - Bcsp | 2775 Gulf States Rd | Beaumont | TX | 77704 | Jefferson | CN600125777 | RN100542844 | Three projects: The Englehand Emission Reduction Unit. The Baghouse/blower. The wastewater tank/pump. | A positive use determination of 100% for the Englehand Emission Reduction Unit, the Baghouse/Blower, and the Wastewater Tank/Pump. | 1998-02-13 | 5573000 | 100
3209 | T1 | Valspar Corporation The | Valspar Coatings | 701 Shiloh Rd | Garland | TX | 75042 | Dallas | CN600128409 | RN100215995 | Installed three vapor recovery condensers on three reactor systems. (R-3, ER-3A, and R-7) | A positive use determination of 100% for the three vapor recovery condensers installed on the three reactor systems. | 1998-02-13 | 85700 | 100
3210 | T1 | Huntsman LLC | Huntsman Jefferson County | 6001 Hwy 366 | Port Neches | TX | 77651 | Jefferson | CN603603093 | RN100219252 | This project provides for natural gas injection at 3/4" nozzle on the flare header. | A positive use determination of 100% for the natural gas injection system installed at the 3/4" nozzle on the flare. | 1998-02-13 | 19500 | 100
3211 | T1 | Huntsman LLC | Huntsman Jefferson County | 6001 Hwy 366 | Port Neches | TX | 77651 | Jefferson | CN603603093 | RN100219252 | This project provides for knock out drum and two pressure pumps ahead of the vapor recovery system. | A positive use determination of 100% for the knockout drum and two pressure pumps installed ahead of the vapor recovery system. | 1998-02-13 | 43000 | 100
3212 | T1 | Huntsman LLC | Huntsman Jefferson County | 6001 Hwy 366 | Port Neches | TX | 77651 | Jefferson | CN603603093 | RN100219252 | This project provides for pressure to reduce PO to flare. | A positive use determination of 50% for the project to install the pressure controller on the vent line from Tank Car Loading Station. | 1998-02-26 | 8600 | 100
3213 | T1 | Huntsman LLC | Huntsman Jefferson County | 4241 Savannah Ave | Port Arthur | TX | 77640 | Jefferson | CN603603093 | RN103033189 | This project is to re-route the AU offgas from the LOU to the AU flare knockout drum (19C-1). | A positive use determination of 100% for the project to re-route offgas from the LOU to the AU flare knockout drum. | 1998-02-13 | 12000 | 100
3214 | T1 | Huntsman LLC | Huntsman Jefferson County | 6001 Hwy 366 | Port Neches | TX | 77651 | Jefferson | CN603603093 | RN100219252 | This project will increase the reliability and improve combustion of the BTU flare gases that emerge from the furnaces during routine maintenance of exchanger bundles. | A positive use determination of 100% for the project to replace C4 Plant flare tips at the Bundle Furnaces. | 1998-02-13 | 74000 | 100
3215 | T1 | Huntsman LLC | Huntsman Jefferson County | 6001 Hwy 366 | Port Neches | TX | 77651 | Jefferson | CN603603093 | RN100219252 | The polyblend system needs to be capable of handling large amounts of solids. Filter installation will facilitate burning of polyblend and alleviate the problem of solids. | A positive use determination of 100% for the large filters installed in the Polyblend stream. | 1998-02-12 | 33000 | 100
3216 | T1 | Huntsman LLC | Huntsman Jefferson County | 6001 Hwy 366 | Port Neches | TX | 77651 | Jefferson | CN603603093 | RN100219252 | This project will provide for cleanup of existing ditches which have been stained over the years. The existing ditches will be upgraded to improve problems with standing water. Also, new culverts and sumps will be installed at strategic locations. | A positive use determination of 100% for the concrete culverts and sumps installed in the OSP Ditches. | 1998-02-12 | 230000 | 100
3217 | T1 | Huntsman LLC | Huntsman Jefferson County | 6001 Hwy 366 | Port Neches | TX | 77651 | Jefferson | CN603603093 | RN100219252 | O&O Plant: concrete containment and methanol injection pump. | A positive use determination of 100% for the secondary containment constructed for the Methanol Injection Pump. | 1998-02-17 | 13000 | 100
3218 | T1 | Huntsman LLC | Huntsman Jefferson County | 6001 Hwy 366 | Port Neches | TX | 77651 | Jefferson | CN603603093 | RN100219252 | O&O Plant-Wastewater Ditch Reclamation Along B & 3rd St: Existing ditch contaminants were removed and disposed of. | A positive use determination of 100% for the project to install new sumps, catch basins, underground piping, concrete lined ditches and an extension on the 2" drain line. | 1998-02-17 | 114000 | 100
3219 | T1 | Huntsman LLC | Huntsman Jefferson County | 6001 Hwy 366 | Port Neches | TX | 77651 | Jefferson | CN603603093 | RN100219252 | O&O Plant - Concrete Containment at C-A3-1. There was a partially paved area inside the containment wall at C-A3-1. A concrete slab was installed. | A positive use determination of 100% for the secondary containment installed at the C-A3-1 area. | 1998-02-17 | 8000 | 100
3220 | T1 | Huntsman LLC | Huntsman Jefferson County | 6001 Hwy 366 | Port Neches | TX | 77651 | Jefferson | CN603603093 | RN100219252 | O&O Plant-Concrete Containment at E-A3-12/A/B/C. Secondary containment installed in this area. | A positive use determination of 100% for the secondary containment installed at the E-A3-12/A/B/C areas. | 1998-02-17 | 21000 | 100
3221 | T1 | Huntsman LLC | Huntsman Jefferson County | 6001 Hwy 366 | Port Neches | TX | 77651 | Jefferson | CN603603093 | RN100219252 | O&O Pant-Concrete Containment at E-A3-7A/B. Secondary containment was installed in this area. | A positive use determination of 100% for the secondary containment installed at the E-A3-7/A/B areas. | 1998-02-17 | 17000 | 100
3222 | T1 | Huntsman LLC | Huntsman Jefferson County | 6001 Hwy 366 | Port Neches | TX | 77651 | Jefferson | CN603603093 | RN100219252 | O&O Plant-Concrete Containment at T-A3-29 and F-A3-50. Constructed secondary containment in these areas. | A positive use determination of 100% for the secondary containment installed at the T-A3-29 and T-A3-50 areas. | 1998-02-17 | 33000 | 100
3223 | T1 | Huntsman LLC | Huntsman Jefferson County | 6001 Hwy 366 | Port Neches | TX | 77651 | Jefferson | CN603603093 | RN100219252 | JWWTP-Modify C2 Clarifier with Scum Removal: Install scum removal system in C2 Clarifier. | A positive use determination of 100% for the scum removal system installed in the C2 Clarifier. | 1998-02-17 | 68700 | 100
3224 | T1 | Huntsman LLC | Huntsman Jefferson County | 6001 Hwy 366 | Port Neches | TX | 77651 | Jefferson | CN603603093 | RN100219252 | Replace aerators A-6 and A-7 in aeration basins. | A positive use determination of 100% for the project to replace Aerators A-6 and A-9 in the Aeration Basins. | 1998-02-17 | 98000 | 100
3225 | T1 | Huntsman LLC | Huntsman Jefferson County | 6001 Hwy 366 | Port Neches | TX | 77651 | Jefferson | CN603603093 | RN100219252 | PO/MTBE Plant - Propylene Recovery Column Overhead Treating: sodium bisulfate separator, sand filter, sodium bisulfate solution tank, and three 222 gpm circulating pumps. | A positive use determination of 50% for the sodium bisulfite separator, sand filter, sodium bisulfite solution tank, and three 220 gpm circulating pumps. | 1998-02-23 | 1267283 | 100
3226 | T1 | Hampshire Chemical | Hampshire - Deer Park | 739 Battleground Rd | Deer Park | TX | 77536 | Harris | CN600130066 | RN100219070 | HCN Storage Scrubber modification project. Ammonia Density Transmitter: a new mass meter was installed as a replacement. | A positive use determination of 100% for the HCN Storage Scrubber modification project and the ammonia density transmitter. | 1998-02-13 | 138753 | 100
3227 | T1 | Hampshire Chemical | Hampshire - Deer Park | 739 Battleground Rd | Deer Park | TX | 77536 | Harris | CN600130066 | RN100219070 | The scope of this project involved the capital repairs of the Track 3 Loading Rack secondary containment area. | A positive use determination of 100% for the capital repairs made to the Track 3 Loading Rack secondary containment area. | 1998-02-17 | 7098 | 100
3228 | T1 | Conoco Inc | Conoco Liquidpower Plant | 1331 Independence Ave | Bryan | TX | 77803 | Brazos | CN601674351 | RN103121216 | Carbtrol filters, blowers & piping, valves & transmitter. Soil emissions equipment. | A positive use determination of 100% for the carbtrol filters, blowers, piping, valves and transmitter. | 1998-02-13 | 72764 | 100
3229 | T1 | E I Du Pont De Nemours & Co Inc | DuPont Corpus Christi | 3 M SE of Gregory | Ingleside | TX | 78362 | San Patricio | CN600128284 | RN101623254 | Purchased and installed a multi-staged (two banks of three scrubbers in series), packed scrubber system. | A positive use determination of 100% for the multi-stage packed scrubber system. | 1998-02-13 | 456000 | 100
3230 | T1 | The Lubrizol Corporation | Lubrizol Deer Park | 41 Tidal Rd | Deer Park | TX | 77536 | Harris | CN600269617 | RN100221589 | Deer Park Plant Pollution Projects: Poly plant loading line revisions, spare detonation arrestor for F102 and F103, KO pot on FI-04, environmental sampling equipment, revise firebrick for FI-02 thermal oxidizer, rebuild 156 flare, F102 burner replacement, replace F102 transition piece, replace F102 quench spray nozzles, tie D3/D6 into flare, add temperature instrumentation to poly plant flare, secondary containment for J-42 WO-4 WO-1, conservation vents CC-500, install block valve for barium containment, improvements @ MUA units for light ends disposal, upgrade #1 lift station, outfall 001 recycle, replace hydraulic cylinders: H20 treatment filter press, replace oil skimmers: 31 lift station API skimmers, #2 lift station upgrade for organic removal in E-6, and install block valve: 177 process sewer. | A positive use determination of 100% for the Poly Plant loading line revisions; the spare detonation arrestors for Fl02 & Fl03; the knock out pot for Fl04; the environmental sampling equipment; the project to revise the fire brick for the Fl-02 thermal oxidizer; the project to rebuild the 156 flare; the replacement of the Fl02 burner tile, transition piece and quench spray nozzles; the vent gas piping tie of D3/D6 into the flare; and the temperature instruments added to the Poly Plant flare. | 1998-02-23 | 3024791 | 100
3231 | T1 | The Lubrizol Corporation | Lubrizol Bayport | 12801 Bay Area Blvd | Pasadena | TX | 77507 | Harris | CN600269617 | RN101058410 | Bayport Plant Pollution Projects: Process II incinerator modifications, Process II sewer pipe. | A positive use determination of 100% for the Process II Incinerator and the sewer pipe improvements. | 1998-02-23 | 778214 | 100
3232 | T1 | El Paso Electric Company | El Paso Electric - Newman | 4900 Stan Roberts Sr Ave | El Paso | TX | 79934 | El Paso | CN600352819 | RN100211309 | Combustion components (gas spud arrangements) that were installed to avoid negative impact to the environment. | A positive use determination of 100% for the modifications made to the nine burners in Unit 3. | 1998-02-23 | 20000 | 100
3233 | T1 | E I Du Pont De Nemours & Co Inc | DuPont Sabine River Works | FM 1006 | Orange | TX | 77630 | Orange | CN600128284 | RN106987852 | The project includes a hydrolysis reactor followed by an organic stripping column with organic separation facilities and associated pumps and piping. It also includes a pipeline to convey pretreated wastewater to the biological treatment system. | A positive use determination of 100% for the hydrolysis reactor, the organic stripping column, organic separation decanter, conveyance pumps and piping and the associated instrumentation. | 1998-02-17 | 8550000 | 100
3234 | T1 | E I Du Pont De Nemours & Co Inc | DuPont Sabine River Works | FM 1006 | Orange | TX | 77630 | Orange | CN600128284 | RN106987852 | This project includes three lift stations and the associated piping to convey the wastewater. | A positive use determination of 100% for the three lift stations and associated piping. | 1998-02-17 | 950000 | 100
3235 | T1 | Goodyear Tire & Rubber Company | Goodyear Chemical Plant | I 10 @ Smith Rd | Beaumont | TX | 77720 | Jefferson | CN600616049 | RN102561925 | The following property: tank wash decanter 6F1002, storm sewer, N-Line expander process piping, add to west wing equalization lagoon, add to equalization basin piping, dewatering feeder G-line, expander Anderson 10A G-line, expeller Anderson AN901-8 #6 G-line, expander G-line hydraulic unit 4G610D and hot box SS wastewater treatment piping, and 840 and 880 drainage ditch modifications. | A positive use determination of 100% for the pollution control equipment listed in the above property description. | 1998-03-10 | 1690735 | 100
3236 | T1 | Goodyear Tire & Rubber Company | Goodyear Chemical Plant | I 10 @ Smith Rd | Beaumont | TX | 77720 | Jefferson | CN600616049 | RN102561925 | The following property: additional stack for incinerator, paving containment F674, paving 840 ditch, pump bases 84- G305A & G305B, gear boxes for tanks 4F303 A&B 4F302 A&B, gear box 3B hold tank pump, pump seal 4G310A 8G301D 4G301A 4G362A 4GA 4G362A 8G451c 8G452B, 8G451 D 452D, casing 3A & 4A hold tank pumps, 4 torque drive with 50hp motor, 4 torque drive with 40hp motor, mechanical seal 8G303A, pump seals 8G303A 8G309B&C 8G302C 8G301C 4G303A 8G305B, 8g451A 8G305B 8GW52A&B 8G451B&C, 880 wheatly cartridge seals, pump casing 880 - G304B, tandem seal assembly 8G304A, pump bd emissions, bd emissions process piping, and Natsyn LDAR program process piping. | A positive use determination of 100% for the pollution control equipment listed in the above property description. | 1998-03-10 | 582677 | 100
3237 | T1 | Goodyear Tire & Rubber Company | Goodyear Chemical Plant | I 10 @ Smith Rd | Beaumont | TX | 77720 | Jefferson | CN600616049 | RN102561925 | The following property: HC detection system - gas transmitter, sensors transmitter, system sensors, and wiring; condenser strippers E401A&B; condenser heavy ends 1E119A (1D104A) and 1E119B (1D104A); condenser WT feed prep 1E125A, 125B and 126; Condenser pipe 1E127; condenser 3E611; dust collection system at bagging system; process piping environmental protection system; hot box cyclone; reactor condenser 4E301C; reflux condenser 4E304C and stripping process piping. | A positive use determination of 100% for the pollution control equipment listed in the above property description. | 1998-03-10 | 2484410 | 100
3238 | T1 | Southwestern Public Service Company | Nichols/Harrington Station | 7201 N Lakeside Rd | Amarillo | TX | 79108 | Potter | CN601481336 | RN100224641 | SPS is installing a deep injection well. 1. This part of the project involves engineering and design, permitting, drilling and installation of wells, chlorination equipment, pumps, piping and controls. 2. This part of the project involves the purchase of land, engineering design, installation of a lined irrigation pond, installation of a center pivot irrigation system, pumps, piping, and control systems. | A positive use determination of 100% for the installation of the deep disposal wells and the irrigation equipment. | 1998-02-18 | 6866639 | 100
3239 | T1 | Southwestern Public Service Company | Harrington Station | 7201 N Lakeside Rd | Amarillo | TX | 79108 | Potter | CN601481336 | RN100224641 | A new rack and pinion personal elevator was purchased and installed. Project includes design, equipment, and electrical material. Elevator is used exclusively for transport of personnel in support of CEM equipment. | A positive use determination of 100% for the Continuous Emission Monitor elevator installed on stack 3. | 1998-02-23 | 102671 | 100
3240 | T1 | Southwestern Public Service Company | Harrington Station | 7201 N Lakeside Rd | Amarillo | TX | 79108 | Potter | CN601481336 | RN100224641 | Replacement baghouse bags for Unit 2. Replacement of 8 compartments of baghouse bags. Replacement baghouse bags for Unit 3. Replacement of 6 compartments of baghouse bags. | A positive use determination of 100% for the replacement baghouse bags for Units 2 and 3 baghouses. | 1998-02-23 | 237418 | 100
3241 | T1 | Southwestern Public Service Company | Plant X | 4 M S On FM 1055 | Littlefield | TX | 79339 | Lamb | CN601481336 | RN100224419 | One Western Research/Bovar Continuous Emission Monitor for Unit 1. Includes design, analyzers, sample interface, pumps, sample conditioning, equipment shelter and data acquisition system. | A positive use determination of 100% for the continuous emission monitors for Unit 1. | 1998-02-23 | 783353 | 100
3242 | T1 | Southwestern Public Service Company | Nichols Station | 7201 N Lakeside Rd | Amarillo | TX | 79108 | Potter | CN601481336 | RN100224641 | Installation of additional recovery wells and observation wells. | A positive use determination of 100% for the project to install additional recovery wells and observation wells. | 1998-02-18 | 1224489 | 100
3243 | T3 | Mount Vernon Mills Inc | Mount Vernon Mills Breham | 701 E Commerce St | Brenham | TX | 77833 | Washington | CN600298400 | RN103872156 | The old spinning room chiller was no longer economically feasible to maintain. It has been replaced with a new centrifugal refrigeration machine. | A positive use determination of 60% for the Trane R-123 centrifugal chiller installed in the spinning room. | 1998-04-15 | 189678 | 100
3244 | T1 | Intercontinental Terminals Company | Intercontinental Terminals | 1943 Battleground Rd | Deer Park | TX | 77536 | Harris | CN601470222 | RN100210806 | Constructed two marine flares. Established vacuum system vent to marine flare system. Installed storage tank internal floating roofs with double seals (tanks 100-1, -2, -3, -4, -5, -6). Six 100,000 barrel storage tanks are being constructed - a secondary containment system is being installed. The tankfarm design will include a separate stormwater drainage system and a contaminated wastewater collection/chemical drainage system. | A positive use determination of 100% for the following projects: 1. Install two marine flares (5D & 5E); 2. Install internal floating roofs with double seals on six new storage tanks; 3. Construct secondary containment for six new storage tanks; 4. Construct stormwater and wastewater collection/chemical drainage system for the six new storage tanks. | 1998-02-18 | 1829000 | 100
3245 | T1 | Memc Southwest | Memc Southwest | 6800 Hwy 75 S | Sherman | TX | 75090 | Grayson | CN600535108 | RN100858299 | Installed Electrostatic Precipitators. Installed scrubbers. Installed ductwork to the scrubbers. Purchased hazardous material safety equipment. Purchased and installed trash compactors. Installed secondary containment around tanks and containers. Installed a chemical precipitation system. Installed a reclaim water lift station. Constructed a wastewater treatment facility. Installed a cooling tower system. Constructed a stormwater and process wastewater diversion system. | A positive use determination of 100% for the electrostatic precipitators, the scrubbers, the ductwork to the scrubbers, the hazardous material safety equipment, the trash compactors, the secondary containment, the chemical precipitation, the reclaim water lift station, the wastewater treatment facility, the cooling tower, and the diversion system for storm and waste water. | 1998-02-24 | 12069892 | 100
3246 | T2 | Star Enterprise | Port Arthur Refinery | 2100 Houston Ave | Port Arthur | TX | 77641 | Jefferson | Insufficient Information | Insufficient Information | This project will totally enclose the process wastewater in a vapor tight system. Property includes vapor collection system, instrumentation, piping and supports. | A positive use determination of 100% for the project to enclose the process wastewater system. Property includes a vapor collection system, instrumentation, piping and supports. | 1998-02-13 | 2657900 | 100
3247 | T1 | Goodyear Tire & Rubber Company | Goodyear Chemical Plant | 2000 Goodyear Dr | Houston | TX | 77001 | Harris | CN600616049 | RN100870898 | Two Projects: Plant 1 Reactor Relief & Upgrade C3 Reactor Pressure Relief System. Install new pressure vessel relief valves and connect all reliefs to flare. | A positive use determination of 100% for the Plant 1 and C3 reactor pressure relief valves and piping to the existing flare. | 1998-02-24 | 5171233 | 100
3248 | T1 | Leviton Manufacturing Co Inc | Leviton Manufacturing Co Inc | 7800 Trade Center Ave | El Paso | TX | 79912 | El Paso | CN603684309 | RN100605021 | 1. Installed a Sanborn Technologies Ultra Filtration System. 2. Duall Division Scrubber System. 3. Ellis Corporation Dissolved Air Flotation Clarifier. 4. Waterlink Filter Press. 5. Filtronics Municipal Industrial Filtration System. | A positive use determination of 100% for the Ultra Filtration System, the Scrubber System, the Dissolving Air Filtration Clarifier, the Filter Press, and the Filtronics Filtration System. | 1998-02-17 | 320400 | 100
3249 | T1 | TXU Electric Company | Collin | 12771 Preston Rd | Frisco | TX | 75034 | Collin | CN603313842 | Insufficient Information | This project involves the installation of a continuous emissions monitoring system for NOx and O2: including sample probes, sample line, sample conditioning equipment, analyzers, controllers, and upgraded data acquisition system. Also, a shelter was installed to house the monitors and computer. | A positive use determination of 100% for the project to install continuous emission monitors. Property includes sample probes, sample lines, sample conditioning system, analyzers, controllers, an upgraded data acquisition system and a shelter to house the monitors and computer. | 1998-02-17 | 451800 | 100
3250 | T1 | TXU Electric Company | Handley | 6604 E Rosedale | Fort Worth | TX | 76124 | Tarrant | CN600128490 | RN102336906 | This project involves the installation of a continuous emissions monitoring system for NOx and O2: including sample probes, sample line, sample conditioning equipment, analyzers, controllers, and upgraded data acquisition system. Also, a shelter was installed to house the monitors and computer. | A positive use determination of 100% for the project to install continuous emission monitors. Property includes sample probes, sample lines, sample conditioning system, analyzers, controllers, an upgraded data acquisition system and a shelter to house the monitors and computer. | 1998-02-17 | 438000 | 100
3251 | T1 | TXU Electric Company | Lake Creek | 1860 Riesel Rd | Waco | TX | 76703 | McLennan | CN603313842 | Insufficient Information | This project involves the installation of a continuous emissions monitoring system for NOx and O2: including sample probes, sample line, sample conditioning equipment, analyzers, controllers, and upgraded data acquisition system. Also, a shelter was installed to house the monitors and computer. | A positive use determination of 100% for the project to install continuous emission monitors. Property includes sample probes, sample lines, sample conditioning system, analyzers, controllers, an upgraded data acquisition system and a shelter to house the monitors and computer. | 1998-02-17 | 408700 | 100
3252 | T1 | TXU Electric Company | Mountain Creek | 2600 Mt Creek Pkwy | Dallas | TX | 75233 | Dallas | CN603313842 | Insufficient Information | This project involves the installation of a continuous emissions monitoring system for NOx and O2: including sample probes, sample line, sample conditioning equipment, analyzers, controllers, and upgraded data acquisition system. Also, a shelter was installed to house the monitors and computer. | A positive use determination of 100% for the project to install continuous emission monitors. Property includes sample probes, sample lines, sample conditioning system, analyzers, controllers, an upgraded data acquisition system and a shelter to house the monitors and computer. | 1998-02-17 | 470300 | 100
3253 | T1 | TXU Electric Company | Morgan Creek | 3177 Hwy 163 | Colorado City | TX | 79512 | Mitchell | CN600135511 | RN102285848 | This project involves the installation of a continuous emissions monitoring system for NOx and O2: including sample probes, sample line, sample conditioning equipment, analyzers, controllers, and upgraded data acquisition system. Also, a shelter was installed to house the monitors and computer. | A positive use determination of 100% for the project to install continuous emission monitors. Property includes sample probes, sample lines, sample conditioning system, analyzers, controllers, an upgraded data acquisition system and a shelter to house the monitors and computer. | 1998-02-17 | 357900 | 100
3254 | T1 | TXU Electric Company | Trinidad Electric | PO Box 346 | Trinidad | TX | 75163 | Henderson | CN604347161 | RN106837263 | This project involves the installation of a continuous emissions monitoring system for NOx and O2: including sample probes, sample line, sample conditioning equipment, analyzers, controllers, and upgraded data acquisition system. Also, a shelter was installed to house the monitors and computer. | A positive use determination of 100% for the project to install continuous emission monitors. Property includes sample probes, sample lines, sample conditioning system, analyzers, controllers, an upgraded data acquisition system and a shelter to house the monitors and computer. | 1998-02-17 | 308000 | 100
3255 | T1 | TXU Electric Company | Monticello Sees | 9 M SW of Mt Pleasant | Mount Pleasant | TX | 75455 | Titus | CN601537566 | RN102285921 | This project involves the rework and replacement of mist eliminator (demister) packing in the Unit 3 SO2 control system (scrubber) absorber spray towers. | A positive use determination of 100% for the project to rework and replace the mist eliminator packing in the Unit 3 SO2 control system absorber spray towers. | 1998-02-17 | 270700 | 100
3256 | T1 | TXU Electric Company | Monticello Sees | 9 M SW of Mt Pleasant | Mount Pleasant | TX | 75455 | Titus | CN601537566 | RN102285921 | This boat, with motor and trailer were purchased to be used in controlling oil spills. | A positive use determination of 100% for the boat, with motor and trailer, purchased for use in controlling oil spills and environmental sampling, surveying and studying. | 1998-02-17 | 11000 | 100
3257 | T1 | TXU Electric Company | Martin Lake Sees | 8850 FM 2658 N | Henderson | TX | 75653 | Rusk | CN600135511 | RN105127682 | A refrigerant recovery system was purchased. | A positive use determination of 60% for the refrigerant recovery system. | 1998-02-17 | 3958 | 100
3258 | T1 | TXU Electric Company | Martin Lake Sees | 8850 FM 2658 N | Henderson | TX | 75653 | Rusk | CN600135511 | RN105127682 | This project involved installing two water booster pumps, all permissives and necessary support to the dust suppression vendor. | A positive use determination of 100% for the project to install water/chemical spray enclosures for particulate suppression. | 1998-02-17 | 82336 | 100
3259 | T1 | TXU Electric Company | Martin Lake Sees | 8850 FM 2658 N | Henderson | TX | 75653 | Rusk | CN600135511 | RN105127682 | A boat and motor were purchased for use in combating oil spills. | A positive use determination of 100% for the boat and motor purchased for use in controlling oil spills and for environmental sampling, surveying and studying. | 1998-02-17 | 9008 | 100
3260 | T1 | TXU Electric Company | Martin Lake Sees | 8850 FM 2658 N | Henderson | TX | 75653 | Rusk | CN600135511 | RN105127682 | This project involved upgrading the Unit 3 SO2 Control System (scrubber). Equipment included absorber tower outlet ducts and isolation dampers, and inlet dampers on C & D modules. Installation of a mix pit sump. A chemical additive system was installed on the vacuum filter system for scrubber sludge. | A positive use determination of 100% for the project to upgrade the Unit 3 SO2 Control System (scrubber). | 1998-02-17 | 13542000 | 100
3261 | T1 | Lyondell-Citgo Refining LP | Lyondell-Citgo Refinery | 12000 Lawndale | Houston | TX | 77017 | Harris | CN602600140 | RN100218130 | The scope of this project is to install a new knock-out drum and pumps with controls, a Merox flare header with improved hydraulics and physical configuration, and a containment slab in the Merox unit. | A positive use determination of 100% for the knockout drum, pumps, controls, containment slab, and flare header. | 1998-02-24 | 1600000 | 100
3262 | T1 | Griffin LLC | Griffin - Houston Site | 12701 Almeda Rd | Houston | TX | 77045 | Harris | CN600388656 | RN100681527 | Paving, Scrubber, Stormwater Collection, Storage Tank Repair, and Low NOx Burner. | A positive use determination of 100% for the paving, scrubber, stormwater collection system, storage tank repair project and low NOx burner. | 1998-03-26 | 253000 | 100
3263 | T1 | Laidlaw Environmental Services Inc | Laidlaw Environmental Deer Park | 2027 Battleground Road | Deer Park | TX | 77536 | Harris | CN600795744 | RN102184173 | Material Process Building: Structure and equipment that will be used to contain or reduce fugitive emissions or releases from waste management activities. | A positive use determination of 100% for the material process building. | 1998-03-17 | 191732 | 100
3264 | T1 | Tessenderlo Kerley Inc | Tessenderlo Kerley Pasadena | 1050 Jefferson Rd | Pasadena | TX | 77506 | Harris | CN600537682 | RN100861012 | Pasadena Water Management Project: Provided a 3' containment wall with asphalt paving. Graded entire area to drain into three sumps. Extended current drains inside containment. Approximately 150' of new 6" carbon steel piping was added for the vent line from the ship channel. An approximately 4" thick concrete liner was added to the west ditch. Provided various other pumps and piping to convey process area runoff to area holding tank. | A positive use determination of 100% for the Pasadena Water Management Project. | 1998-02-17 | 1091000 | 100
3265 | T1 | Millennium Petrochemicals Inc | Millennium La Porte | 11603 Strang Rd | La Porte | TX | 77572 | Harris | CN602625402 | RN102490638 | Installed a steam assisted flare tip . | A positive use determination of 100% for the steam assisted flare tip. | 1998-02-17 | 357125 | 100
3266 | T1 | South Coast Terminals LP | South Coast Wallisville Rd | 7101 Wallisville Rd | Houston | TX | 77020 | Harris | CN602743825 | RN102876976 | Paved area around warehouse #5. Approximately 23,000 sq ft. Paved to reduce dust emissions and to provide better control of stormwater. | A positive use determination of 100% for the paving of the approximately 23,000 square foot area around warehouse #5. | 1998-04-24 | 100237 | 100
3267 | T1 | South Coast Terminals LP | South Coast Port Terminal Facility | 9317 E Ave S | Houston | TX | 77012 | Harris | CN602743825 | RN102562022 | This project was designed to separate TNRCC stormwater discharge permits between Oxide Co. and South Coast Terminals. Paving and concrete diking was installed. | A positive use determination of 100% for the project to install paving and concrete diking in the Oxide Tank Farm. | 1998-02-17 | 48464 | 100
3268 | T1 | Schlumberger Technology Corp | Anadrill Product Center | 110 Schlumberger Dr | Sugar Land | TX | 77478 | Fort Bend | CN600384481 | RN102539269 | Installation of a stormwater treatment system on the rig pad. Construction of berms for containment of drilling fluids in mud tanks. Construction of concrete wall/berm in the internal flow loop testing area. | A positive use determination of 100% for the stormwater treatment system installed on the rig pad, the construction of containment berms in the mud tanks, and the construction of a concrete wall/berm in the internal flow loop testing area. | 1998-02-17 | 74486 | 100
3269 | T1 | Huntsman LLC | Huntsman Conroe Plant | Jefferson Chemical Rd | Conroe | TX | 77301 | Montgomery | CN600632848 | RN100219740 | Materials were purchased and installed to coat containment walls in various tank farm areas. | A positive use determination of 100% for the purchase and installation of the semi-rigid coating on the containment walls. | 1998-02-17 | 119250 | 100
3270 | T1 | Huntsman LLC | Huntsman Dayton Plant | Us Hwy 90 | Dayton | TX | 77535 | Liberty | CN600632848 | RN100225721 | Piping, headers, pumps and ancillary equipment were purchased and installed. Project included: 1. Equipment installed to direct emissions from filling various storage tanks to the upgraded scrubber system. 2. Equipment installed to direct kettle process vents to a new flare. 3. Equipment installed to direct emissions from loading tank wagons to an upgraded scrubber system. | A positive use determination of 100% for the flare system and the upgrade to the existing scrubber system. | 1998-02-17 | 3649700 | 100
3271 | T3 | GPM Gas Company LLC | GPM Spraberry Plant | 13701 E County Road 230 | Midland | TX | 79706 | Midland | CN601587348 | RN102360740 | Completed a turbine installation project at GPM Spraberry Plant. Property includes turbines, major equipment and materials. | A positive use determination of 30% for the 5100 horsepower gas turbine and support equipment. | 1998-03-23 | 3876449 | 100
3272 | T1 | Conerstone C&M Inc | Gifford-Hill & Company Plant 2012 | 21303 FM 2252 | Garden Ridge | TX | 78132 | Comal | Insufficient Information | Insufficient Information | Installed a water system. System consists of pumps, piping, and a water settling pond recirculation system. | A positive use determination of 100% for the water system which was installed to control particulate emissions. | 1998-02-17 | 1633000 | 100
3273 | T1 | Phillips Petroleum Co | Sweeny Cogen | Hwy 35 & FM 524 | Old Ocean | TX | 77463 | Brazoria | CN601674351 | RN100217033 | The property includes installation of continuous emission monitors and low nitrogen oxide furnace burners for furnaces 7, 8 and 9 located at the Unit 33 ethylene unit. | A positive use determination of 100% for the continuous emission monitors and low NOx burners which were installed. | 1998-04-14 | 626105 | 100
3274 | T1 | Phillips Petroleum Co | Sweeny Chemical & Nil Fractionation | Hwy 35 & FM 524 | Old Ocean | TX | 77463 | Brazoria | CN603881871 | RN101619179 | A new wastewater cooling system will be installed. It will include a cooling tower, heat exchangers, pumps and ancillary equipment. | A positive use determination of 100% for the wastewater cooling system. | 1998-02-17 | 9300000 | 100
3275 | T1 | Phillips Petroleum Co | Sweeny Chemical & Nil Fractionation | Hwy 35 & FM 524 | Old Ocean | TX | 77463 | Brazoria | CN603881871 | RN101619179 | This property includes installation of new cyclones for the catalyst regeneration system at Unit 27. | Withdrawn by applicant | 1998-04-14 | 10478708 | 100
3276 | T1 | Phillips Petroleum Co | Sweeny Chemical & Nil Fractionation | Hwy 35 & FM 524 | Old Ocean | TX | 77463 | Brazoria | CN603881871 | RN101619179 | Installed continuous emission monitoring system to monitor the Unit 24 furnace. | A positive use determination of 100% for the continuous emission monitoring equipment installed on the Unit 24 Furnaces. | 1998-02-24 | 1876000 | 100
3277 | T1 | Phillips Petroleum Co | Sweeny Chemical & Nil Fractionation | Hwy 35 & FM 524 | Old Ocean | TX | 77463 | Brazoria | CN603881871 | RN101619179 | Unit 22 furnaces 1 - 8 burners were replaced with low NOx burners. | A positive use determination of 100% for the Low NOx Burners installed on Unit 22 Furnaces #1 - #8. | 1998-02-24 | 534750 | 100
3278 | T1 | Phillips Petroleum Co | Sweeny Chemical & Nil Fractionation | Hwy 35 & FM 524 | Old Ocean | TX | 77463 | Brazoria | CN603881871 | RN101619179 | This project includes revamp of Unit 24 hydrotreater. Equipment includes: tandem seal pumps; dry gas pump seals; oily water sewer cooler; storage tank roof and dual seals; dewatering system for four tanks; sphere vents to flare; oily water sewer hubs; and vacuum jet closed system. | A positive use determination of 100% for the Tandem and Dry Gas Pump Seals; the Oily water sewer cooler and hubs; the tank dewatering system; the tank floating roof and dual seals, the tank sphere vents; and the vacuum jet closed system. | 1998-02-17 | 1495899 | 100
3279 | T1 | Phillips Petroleum Co | Sweeny Chemical & Nil Fractionation | Hwy 35 & FM 524 | Old Ocean | TX | 77463 | Brazoria | CN603881871 | RN101619179 | New low NOx burners were installed at Unit 9. | A positive use determination of 100% for the Low NOx burners installed at Unit 9. | 1998-02-24 | 162996 | 100
3280 | T1 | Phillips Petroleum Co | Sweeny Chemical & Nil Fractionation | Hwy 35 & FM 524 | Old Ocean | TX | 77463 | Brazoria | CN603881871 | RN101619179 | This property includes replacement of cooling tower #8. | A positive use determination of 100% for replacement Cooling Tower #8. | 1998-02-17 | 401000 | 100
3281 | T1 | McNeil Consumer Products | McNeil Round Rock | 4001 N I 35 | Round Rock | TX | 78664 | Williamson | CN603646258 | RN101696441 | This project involves upgrading the plant's potable water distribution system to improve backflow prevention. | A positive use determination of 100% for the project to upgrade the plant's potable water system to improve backflow prevention. | 1998-02-19 | 130000 | 100
3282 | T1 | Valero Refining Company - Texas | Valero Corpus Refinery | 5900 Up River Rd | Corpus Christi | TX | 78407 | Nueces | CN600127468 | RN100214386 | Installed a Marine Vapor Recovery Unit which consists of a carbon adsorption/absorption system. | A positive use determination of 50% for the Marine Vapor Recovery Unit. | 1998-02-19 | 5709450 | 100
3283 | T1 | Valero Refining Company - Texas | Valero Corpus Refinery | 5900 Up River Rd | Corpus Christi | TX | 78407 | Nueces | CN600127468 | RN100214386 | Installed a Belco Scrubber for control of SO2 and particulates from the HOC Flue Gas. | A positive use determination of 100% for the Belco Scrubber. | 1998-02-19 | 9757995 | 100
3284 | T1 | Valero Refining Company - Texas | Valero Corpus Refinery | 5900 Up River Rd | Corpus Christi | TX | 78407 | Nueces | CN600127468 | RN100214386 | Installed an above ground bioreactor. | A positive use determination of 100% for the above ground bioreactor. | 1998-03-23 | 2676735 | 100
3285 | T1 | Valero Refining Company - Texas | Valero Corpus Refinery | 5900 Up River Rd | Corpus Christi | TX | 78407 | Nueces | CN600127468 | RN100214386 | Installed a Bioslurry Reaction Process to treat oily sludges. | A positive use determination of 100% for the Bioslurry Reaction Process. | 1998-02-19 | 1319407 | 100
3286 | T2 | Johnson & Johnson Medical Inc | Johnson & Johnson - Arlington | 2500 E Arbrook Blvd | Arlington | TX | 76014 | Tarrant | CN600349096 | RN100711787 | To reduce toxic emissions the company has undertaken the following three projects: 1. Replace alcohol base coagulant with water based coagulant. 2. Reduce the amount of Methanol in the formaldehyde solution. 3. Control the releases from tank vents, printers, and small sources. | A positive use determination of 100% for the following projects: 1. Replace alcohol base coagulant with water based coagulant; 2. Reduce amount of Methanol in the formaldehyde solution; and 3. Control releases from tank vents, printers and other small sources. | 1998-03-26 | 963000 | 100
3287 | T1 | Johnson & Johnson Medical Inc | Johnson & Johnson - Arlington | 2500 E Arbrook Blvd | Arlington | TX | 76014 | Tarrant | CN600349096 | RN100711787 | This project will retrofit three chillers in the East Energy Plant to use HCFC-123. Two chillers in the West Energy Plant will be replaced with chillers which use either HCFC 123 or 134a. In addition, cooling towers for the new chillers will be replaced and the mechanical rooms will be upgraded. | A positive use determination of 100% for the CFC Replacement Project. | 1998-02-23 | 1100000 | 100
3288 | T1 | Johnson & Johnson Medical Inc | Johnson & Johnson - Arlington | 2500 E Arbrook Blvd | Arlington | TX | 76014 | Tarrant | CN600349096 | RN100711787 | This project involves the installation of a main drain header within the building to service the drainage service to all manufacturing and process lines. | A positive use determination of 100% for the project to replace/upgrade the machine drain system. | 1998-02-23 | 160280 | 100
3289 | T1 | Johnson & Johnson Medical Inc | Johnson & Johnson - Sherman | 6800 Hwy 75 S | Sherman | TX | 75090 | Grayson | CN600349096 | RN104193875 | This project installs backflow preventers to insure that there is no contamination to the public water supply. | A positive use determination of 100% for the back flow preventers. | 1998-02-23 | 21000 | 100
3290 | T1 | Johnson & Johnson Medical Inc | Johnson & Johnson - Sherman | 6800 Hwy 75 S | Sherman | TX | 75090 | Grayson | CN600349096 | RN104193875 | This project involves the purchase and installation of a 35kW generator to be used as backup power for the waste treatment plant. | A positive use determination of 100% for the emergency backup generator for the waste treatment plant. | 1998-02-23 | 25000 | 100
3291 | T1 | Dairy Farmers Of America Inc | DFA - Sludge Site | 1/4 M W of CR 1116 & 1157 | Sulphur Springs | TX | 75482 | Hopkins | CN603841750 | Insufficient Information | Expansion of wastewater sludge irrigation capabilities. Property includes traveling irrigation gun, pumps, piping, storage tank, motor starters, and pump controls. | A positive use determination of 100% for the project to expand the wastewater sludge irrigation system. | 1998-02-23 | 80840 | 100
3292 | T1 | Van Der Horst USA Corporation | Van Der Horst USA | 419 E Grove St | Terrell | TX | 75160 | Kaufman | CN600284699 | RN100574235 | PVC Chromic Acid Mist Control Equipment with Scrubbers was installed. | A positive use determination of 100% for the PVC Chromic Acid Mist Control Equipment with Scrubbers. | 1998-02-23 | 112349 | 100
3293 | T1 | Safety Kleen Corporation | Safety Kleen Corporation | 1722 Copper Creek Rd | Denton | TX | 76202 | Denton | CN600128128 | RN103896387 | Completed the following projects: 1. Installation of additional thermal oxidizer scrubber system with control system and recorder. 2. Install Tanker Level Alarms to provide early detection and prevent overfilling. 3. Install coating in tank farm as secondary containment. | A positive use determination of 100% for the thermal oxidizer with control equipment and recorder; the Tanker Level Alarm; and the coating installed in the tank farm area. | 1998-02-23 | 138769 | 100
3295 | T1 | First Chemical Texas LP | First Chemical Texas LP | 8480 West Bay Rd | Baytown | TX | 77520 | Chambers | insufficient Information | insufficient Information | Installed the following pollution control equipment: demister, liquid flame arrester, NOx scrubber, Xomox severe service valves, benzene and nitrobenzene IFR, nitration and aniline strippers, welded piping, sumps, piping for recycle to nitration, cooling towers, pH meters, TOC analyzer, secondary containment, waste storage tanks, slop tank, stripped water tank, strong effluent tank, vacuum vessel, and potable water system. | A positive use determination of 100% for the pollution control property which was installed. Property includes: demister, liquid flame arrester, NOx scrubber, Xomox severe service valves, benzene and nitrobenzene IFR, nitration and aniline strippers, welded piping, sumps, recycle piping for nitration, cooling towers, pH meter, TOC analyzer, secondary containment, waste storage tanks, slop tanks, stripped water tank, strong effluent tank, vacuum vessel, and potable water system. | 1998-02-26 | 5849500 | 100
3296 | T1 | Texas Foundries Ltd | Texas Foundries | 1611 N Raguet | Lufkin | TX | 75903 | Angelina | CN602869547 | RN100218288 | Installed the ABC Core Dust Collector. Property includes Model #30 Cyclone Dust Collector and system ductwork with hooding. | A positive use determination of 100% for the ABC Core Dust Collector. | 1998-02-26 | 46797 | 100
3297 | T1 | Gulf Coast Waste Disposal Authority | Odessa South Regional Wwt | 2760 S Grandview | Odessa | TX | 79766 | Ector | CN600126163 | RN102076882 | Purchased an idle municipal water reclamation plant. Redesigned and modified the plant to handle industrial wastewater. | A positive use determination of 100% for the purchase, redesign and modification of the idled municipal water reclamination plant. | 1998-03-06 | 4547000 | 100
3298 | T1 | Zeon Chemicals LP | Texas Plant | 11235 Choate Rd | Pasadena | TX | 77507 | Harris | CN600311260 | RN100601566 | The following projects were completed: Wastewater Transfer Pumps Replacement; Cooling Tower Low Level Switch; Relocate Flume Vent; Serum Water Return System Upgrade (I & II); Install Hydrocarbon Detectors; Install Safety Relief Valves; Install Redundant Level Indicators; Install Diaphragm Pump for the Wastewater Pit; Install Sample Blowback Pot; and Install High Level Switch on Waste Pit. | A positive use determination of 100% for the Wastewater Transfer Pumps Replacement, the Cooling Tower Low Level Switch, the Relocation of the Flume Vent, the Serum Water Return System Upgrade (I &II), the Hydrocarbon Detectors, the Safety Relief Valves, the Redundant Level Indicators, the Diaphragm Pump for the Wastewater Pit, the Sample Blowback Pot, and the High Level Switch on the Waste Pit. | 1998-03-06 | 145819 | 100
3299 | T1 | TXU Electric Company | Big Spring Airpark Substation | 601 N Warehouse Rd | Big Spring | TX | 79720 | Howard | Insufficient Information | Insufficient Information | This project consists of the installation of a secondary containment system. An earthen berm was built completely around the oil-filled equipment. Drains were installed to allow the removal of water from the diked area. | A positive use determination of 100% for the secondary containment system. | 1998-03-06 | 44760 | 100
3300 | T1 | TXU Electric Company | Bonham NW Substation | S Hwy 82 On Cherry St | Bonham | TX | 75418 | Fannin | CN603313842 | Insufficient Information | This project consists of the installation of a secondary containment system. An earthen berm was built completely around the oil-filled equipment. Drains were installed to allow the removal of water from the diked area. | A positive use determination of 100% for the secondary containment system. | 1998-03-06 | 21940 | 100
3301 | T1 | TXU Electric Company | Brownwood | 908 Sharp St | Brownwood | TX | 76801 | Brown | CN603313842 | Insufficient Information | This project consists of the installation of a secondary containment system. An earthen berm was built completely around the oil-filled equipment. Drains were installed to allow the removal of water from the diked area. | A positive use determination of 100% for the secondary containment system. | 1998-03-06 | 20033 | 100
3302 | T1 | TXU Electric Company | Five Substations In Dallas Cty | Various Addresses | Dallas County | TX | 75247 | Dallas | CN603313842 | Insufficient Information | This project consists of the installation of a secondary containment system. An earthen berm was built completely around the oil-filled equipment. Drains were installed to allow the removal of water from the diked area. | A positive use determination of 100% for the secondary containment system. | 1998-03-06 | 151300 | 100
3303 | T1 | TXU Electric Company | Hudson Substation | Hwy 94 W of Loop 287 | Hudson | TX | 75901 | Angelina | CN603313842 | Insufficient Information | This project consists of the installation of a secondary containment system. An earthen berm was built completely around the oil-filled equipment. Drains were installed to allow the removal of water from the diked area. | A positive use determination of 100% for the secondary containment system. | 1998-03-06 | 67330 | 100
3304 | T1 | TXU Electric Company | McDermott Rd Substation | 8600 Rasor Rd | Plano | TX | 75024 | Collin | CN603313842 | Insufficient Information | This project consists of the installation of a secondary containment system. An earthen berm was built completely around the oil-filled equipment. Drains were installed to allow the removal of water from the diked area. | A positive use determination of 100% for the secondary containment system. | 1998-03-06 | 22739 | 100
3305 | T1 | TXU Electric Company | South Kemp Substation | Hwy 274 S of Hwy 175 | Kemp | TX | 75143 | Kaufman | CN603313842 | Insufficient Information | This project consists of the installation of a secondary containment system. An earthen berm was built completely around the oil-filled equipment. Drains were installed to allow the removal of water from the diked area. | A positive use determination of 100% for the secondary containment system. | 1998-03-06 | 42570 | 100
3306 | T1 | TXU Electric Company | Two Facilities In Travis County | Various Addresses | Travis County | TX | 78714 | Travis | CN603313842 | Insufficient Information | This project consists of the installation of a secondary containment system. An earthen berm was built completely around the oil-filled equipment. Drains were installed to allow the removal of water from the diked area. | A positive use determination of 100% for the secondary containment system. | 1998-03-06 | 79518 | 100
3307 | T2 | Coltec Industries Inc | Menasco Aerosystems Div | 4000 S Hwy 157 | Euless | TX | 76040 | Tarrant | CN601241219 | RN102373776 | Purchased and installed two vacuum degreaser systems. | A positive use determination of 84% for the two vacuum degreaser units. | 1998-04-27 | 2405654 | 100
3308 | T1 | Champion International | Champion International - Lufkin Mill | Hwy 103 E | Lufkin | TX | 75901 | Angelina | CN600254304 | RN102322740 | Install new controls for air, fuel, and carbon monoxide on the No. 8 boiler. | A positive use determination of 100% for the air, fuel, and carbon monoxide controls on No. 8 Boiler. | 1998-03-06 | 100226 | 100
3309 | T1 | Champion International | Champion International - Lufkin Mill | Hwy 103 E | Lufkin | TX | 75901 | Angelina | CN600254304 | RN102322740 | Install new controls for air, fuel, and carbon monoxide on the No. 5 boiler. | A positive use determination of 100% for the air, fuel, and carbon monoxide controls on No. 5 Boiler. | 1998-03-06 | 139596 | 100
3310 | T1 | Champion International | Champion International - Lufkin Mill | Hwy 103 E | Lufkin | TX | 75901 | Angelina | CN600254304 | RN102322740 | Respirometers were purchased for the monitoring and optimization of the waste treatment plant. | A positive use determination of 100% for the three respirometers. | 1998-03-06 | 76571 | 100
3311 | T2 | Champion International | Champion International - Lufkin Mill | Hwy 103 E | Lufkin | TX | 75901 | Angelina | CN600254304 | RN102322740 | Waste Treatment Plant Modernization Plan: Adding two new floating aerators and a building to house the motor controls and operators lab. | A positive use determination of 100% for the Waste Treatment Plant Modification Project. | 1998-03-06 | 600017 | 100
3312 | T1 | American Railcar Industries Inc | Southwest Steel Castings Co | 600 Foundry Dr | Longview | TX | 75604 | Gregg | CN601353378 | RN100222371 | Particulate Matter Control System: dust collector, sand tanks (4), blower, transporter, controller, and duct work. | A positive use determination of 100% for the shot blast dust collector and the sand dust collector. | 1998-04-14 | 269150 | 100
3313 | T1 | Texana Tank Car Manufacturing | Texana Tank Car & Manf. | 1.5 M W Nash Rt 82 | Nash | TX | 75569 | Bowie | CN601073877 | RN100688993 | Installed a flare system to incinerate vapors emitted during tank car cleaning. | A positive use determination of 100% for the flare stack with vacuum system. | 1998-03-16 | 117930 | 100
3314 | T1 | ISK Biosciences Corporation | Greens Bayou Plant | 2239 Haden Rd | Houston | TX | 77015 | Harris | CN600673370 | RN100238492 | Installed four new groundwater monitoring wells in zones 1 & 2. | A positive use determination of 100% for the Phase IIB groundwater well system including four new wells for zones 1 & 2. | 1998-03-16 | 194000 | 100
3315 | T3 | Shell Oil Company | Shell Deer Park - Refinery | 5900 Hwy 225 | Deer Park | TX | 77536 | Harris | CN601405145 | RN100211879 | SR-5 Furnace Replacement: This project replaces the existing claus furnace in the existing sulfur recovery unit, SR-5. | A positive use determination of 28% for the SR-5 Furnace Replacement Project. | 1998-03-16 | 364000 | 100
3316 | T1 | Alliedsignal Inc | Alliedsignal Orange Facility | Farm Road 1006 | Orange | TX | 77630 | Orange | CN603929159 | RN100217405 | In order to eliminate the use of railcars for the onsite storage of process materials the facility has implemented a three phase Tank Farm Project. The project will include the installation of containment for existing tanks and futures tanks, truck unloading facilities, chemical transfer pumps, and Vinyl Acetate and Acrylic Acid storage; and the installation of storage tank emission controls. | A positive use determination of 100% for the containment constructed for the process storage tanks, the vinyl Acetate storage area, the chemical transfer pumps, and the truck unloading facilities; and the emission controls for the storage tank. | 1998-03-17 | 1525000 | 100
3317 | T1 | Rohm & Haas Texas Inc | Rohm & Haas Texas | 6600 La Porte Fwy | Deer Park | TX | 77536 | Harris | CN600131395 | RN101247070 | Replace the alcohol stripper column and modify piping. | A positive use determination of 100% for the project to modify piping and replace the stripper column. | 1998-03-23 | 400000 | 100
3318 | T1 | Rohm & Haas Texas Inc | Rohm & Haas Texas | 6600 La Porte Fwy | Deer Park | TX | 77536 | Harris | CN600131395 | RN101247070 | During consolidation of manufacturing operations the following pollution control projects were completed: addition of vents to the flare, insulation of storage tanks, and addition of condensers and associated piping. | A positive use determination of 100% for the pollution controls associated with the consolidation of the manufacturing operations. | 1998-03-23 | 1000000 | 100
3319 | T1 | Rohm & Haas Texas Inc | Rohm & Haas Texas | 6600 La Porte Fwy | Deer Park | TX | 77536 | Harris | CN600131395 | RN101247070 | Replacement of the HT Raffinate Stripper and associated piping. | A positive use determination of 100% for the project to replace the HT Raffinate Stripper and associated piping. | 1998-03-23 | 400000 | 100
3320 | T1 | Rohm & Haas Texas Inc | Rohm & Haas Texas | 6600 La Porte Fwy | Deer Park | TX | 77536 | Harris | CN600131395 | RN101247070 | Replaced the secondary API lift pumps at the West Waste Treatment plant. | A positive use determination of 100% for the project to replace the secondary API Lift Pump at the West Waste Treatment Plant. | 1998-03-23 | 605000 | 100
3321 | T1 | Rohm & Haas Texas Inc | Rohm & Haas Texas | 6600 La Porte Fwy | Deer Park | TX | 77536 | Harris | CN600131395 | RN101247070 | Replaced the Waste Treatment Line with unflanged piping and added additional controls. | A positive use determination of 100% for the project to replace the waste treatment line and add additional controls. | 1998-03-23 | 110000 | 100
3322 | T1 | Rohm & Haas Texas Inc | Rohm & Haas Texas | 6600 La Porte Fwy | Deer Park | TX | 77536 | Harris | CN600131395 | RN101247070 | Construction of loading facilities to load contaminated ground/water from wells into tank cars. | A positive use determination of 100% for the construction of loading facilities to load contaminated ground/water from wells. | 1998-03-23 | 550000 | 100
3323 | T1 | Phelps Dodge Refining Corporation | Phelps Dodge - El Paso Refinery | 7001 N Loop Rd | El Paso | TX | 79998 | El Paso | CN600132179 | RN100226000 | This project is for the purchase and installation of a new cooling water system for the PDOF casting operation. Property includes new pumps, heat exchangers and the relocation of a cooling tower. | A positive use determination of 100% for the project to purchase and install a new cooling water system for the PDOF Casting operation. | 1998-03-23 | 569631 | 100
3324 | T1 | Phelps Dodge Refining Corporation | Phelps Dodge - El Paso Refinery | 7001 N Loop Rd | El Paso | TX | 79998 | El Paso | CN600132179 | RN100226000 | Pipeline From Chemical Lab to Return Tank: Installation of two pumps and a pipeline from the Rod Mill chemical lab area to the PDOF waste return tank. | A positive use determination of 100% for the installation of two pumps and a pipeline between the Rod Mill chemical lab area and the PDOF waste return tank. | 1998-03-23 | 20000 | 100
3325 | T1 | Phelps Dodge Refining Corporation | Phelps Dodge - El Paso Refinery | 7001 N Loop Rd | El Paso | TX | 79998 | El Paso | CN600132179 | RN100226000 | Water Treatment Equipment at the Irrigation Return Basin: Purchase and install water treatment equipment. | A positive use determination of 100% for the project to purchase and install the water treatment equipment for the Irrigation Return Basin water. | 1998-03-23 | 357000 | 100
3326 | T1 | International Garment Processors | International Garment | 12451 Montana Ave | El Paso | TX | 79987 | El Paso | CN603552803 | RN101916260 | Water Treatment Ozonization System: Purchase and installation of ozonization water treatment system, including a pre-filtration system, a lint collector, a cooling system and an exhaust system. | A positive use determination of 100% for the Ozonization Water Treatment System. | 1998-03-23 | 461664 | 100
3327 | T1 | International Garment Processors | International Garment | 12451 Montana Ave | El Paso | TX | 79987 | El Paso | CN603552803 | RN101916260 | Additional Aerators: This project is for the repair of existing aerators and motors and the purchase of additional aerators, pump panel and related equipment for activated sludge treatment at Pond #1. | A positive use determination of 100% for the project to repair existing aerators and motors and to purchase additional aerators, pump panel and related equipment. | 1998-03-23 | 33782 | 100
3328 | T1 | Reynolds Metals Company | Reynolds Metals - Sherwin Alumina Plant | 4633 Highway 361 | Gregory | TX | 78359 | San Patricio | CN600130397 | RN102318847 | Raise dikes on surface impoundment to increase storage capacity. | A positive use determination of 100% for the project to raise the dikes on the surface impoundment. | 1998-03-23 | 1870310 | 100
3329 | T1 | Reynolds Metals Company | Reynolds Metals - Sherwin Alumina Plant | 4633 Highway 361 | Gregory | TX | 78359 | San Patricio | CN600130397 | RN102318847 | Installed five new dust collectors as replacements for wet scrubbers. Upgraded five additional collectors to meet current standards. | A positive use determination of 100% for the project to install five dust collectors as replacements for wet scrubbers and to upgrade five additional collectors to meet current standards. | 1998-03-23 | 1123184 | 100
3330 | T1 | Reynolds Metals Company | Reynolds Metals - Sherwin Alumina Plant | 4633 Highway 361 | Gregory | TX | 78359 | San Patricio | CN600130397 | RN102318847 | Stormwater control improvements including expanded impoundment capacity. Project included creating one impoundment and enlarging a second impoundment. | A positive use determination of 100% for the Stormwater Control Improvement Project. | 1998-03-23 | 1092184 | 100
3331 | T1 | Elf Atochem North America Inc | Elf Atochem North America Inc | 2810 Gulf States Rd | Beaumont | TX | 77701 | Jefferson | CN600124044 | RN100216373 | 1. Steam Boilers Control Upgrade - upgrade controls to newer version of previous controls. 2. Rail Fogging System - system to deliver Ecosorb to neutralize odors from loading/unloading operations. 3. Backflow Preventers - replacement of existing preventers in potable water system. 4. Quality Lab Ventilation Modification - modified ductwork, blowers, hoods, carbon absorption beds, and controls. 5. REACTS Emergency Response Trailer - prepositioned trailer with spill response and emergency cleanup equipment. | A positive use determination of 100% for the steam boiler control system upgrade, the fog mist system, the backflow preventers, the lab ventilation system and the emergency response trailer. | 1998-03-25 | 352632 | 100
3332 | T1 | Polymont International Inc | Polymont International Inc | 1825 Turing Basin Dr #300 | Houston | TX | 77029 | Harris | Insufficent Information | Insufficent Information | A closed loop recirculation water system which filters polymer wash line and sends clean water back to process. | A positive use determination of 100% for the closed loop recirculation water system. | 1998-03-30 | 9699 | 100
3333 | T1 | Polymont International Inc | Polymont International Inc | 1825 Turing Basin Dr #300 | Houston | TX | 77029 | Harris | Insufficent Information | Insufficent Information | Installed a dust collector to collect plastic particulates. | A positive use determination of 100% for the Dust Collector. | 1998-03-30 | 21872 | 100
3334 | T1 | Polymont International Inc | Polymont International Inc | 1825 Turing Basin Dr #300 | Houston | TX | 77029 | Harris | Insufficent Information | Insufficent Information | Outdoor Sump System: Retrofitted the fenced in open cement slab area south of the main building to prevent polymer runoff into the complex's main drainage system. | A positive use determination of 100% for the Outdoor Sump System. | 1998-03-30 | 9150 | 100
3335 | T1 | Polymont International Inc | Polymont International Inc | 1825 Turing Basin Dr #300 | Houston | TX | 77029 | Harris | Insufficent Information | Insufficent Information | Installed an aspirator to collect dust and micro particulates during bagging and packaging operations. | A positive use determination of 100% for the aspirator. | 1998-03-30 | 11830 | 100
3336 | T1 | Ball Semiconductor Inc | Ball Semiconductor | 415 Century Parkway | Allen | TX | 75014 | Collin | CN600363212 | RN101101566 | Installed the following equipment: Central Scrubber System, Ammonia Vent System, and Wastewater Treatment System. | A positive use determination of 100% for the Central Scrubber System, the Ammonia Vent System, and the Wastewater Treatment System. | 1998-04-02 | 369976 | 100
3337 | T1 | KMTEX Inc | KMTEX Inc | 2450 S Gulfway Dr | Port Arthur | TX | 77641 | Jefferson | CN604105007 | RN100640283 | Installed concrete for stormwater run-off control. | A positive use determination of 100% for concrete pad and diking installed at the new tank farm. | 1998-04-02 | 56498 | 100
3338 | T1 | KMCO LP | KMCO LP | 16503 Ramsey Rd | Crosby | TX | 77532 | Harris | CN604105221 | RN101613511 | Installation of an additional scrubber system to control Malcie Anhydride Vapors from Reaction Unit. | A positive use determination of 100% for the additional scrubber system. | 1998-04-02 | 6103 | 100
3339 | T1 | KMCO LP | KMCO LP | 16503 Ramsey Rd | Crosby | TX | 77532 | Harris | CN604105221 | RN101613511 | Installation of a vapor recovery and scrubber system to control HCL and H2S vapors on Reaction unit. | A positive use determination of 100% for the vapor recovery and scrubber system. | 1998-04-02 | 99104 | 100
3340 | T1 | KMCO LP | KMCO LP | 16503 Ramsey Rd | Crosby | TX | 77532 | Harris | CN604105221 | RN101613511 | Concrete and rock installed for control of stormwater. | A positive use determination of 100% for the concrete and rock installed to control stormwater run-off. | 1998-04-02 | 45655 | 100
3341 | T1 | KMCO LP | KMCO LP | 16503 Ramsey Rd | Crosby | TX | 77532 | Harris | CN604105221 | RN101613511 | Vapor recovery system installed to control odors on the reaction unit. | A positive use determination of 100% for the vapor recovery system installed to control odors from the reaction unit. | 1998-04-02 | 7474 | 100
3342 | T1 | KMCO LP | KMCO LP | 16503 Ramsey Rd | Crosby | TX | 77532 | Harris | CN604105221 | RN101613511 | Upgraded vapor chiller on batch distillation vents. | A positive use determination of 100% for the upgraded vapor chiller for the batch distillation vents. | 1998-04-02 | 10223 | 100
3343 | T1 | KMCO LP | KMCO LP | 16503 Ramsey Rd | Crosby | TX | 77532 | Harris | CN604105221 | RN101613511 | Installation of liquid ring vacuum pump to replace a beech-russ for control of amine and sulfur compound odors. | A positive use determination of 100% for the liquid ring vacuum pump. | 1998-04-02 | 17224 | 100
3344 | T1 | KMCO LP | KMCO LP | 16503 Ramsey Rd | Crosby | TX | 77532 | Harris | CN604105221 | RN101613511 | Carbon Bed Scrubber systems were installed for TriChloroPropane distillation and storage to control odor emissions. | A positive use determination of 100% for the carbon bed scrubbers. | 1998-04-02 | 21675 | 100
3345 | T1 | TXU Electric Company | Comanche Peak Sees | 4.5 M N On FM 56 | Glen Rose | TX | 76043 | Somervell | CN600581714 | RN102296639 | Purchased a refrigerant recovery system for use in recovering and recycling R12 and R134A. | A positive use determination of 60% for the refrigerant recovery system. | 1998-04-06 | 5036 | 100
3346 | T1 | TXU Electric Company | Comanche Peak Sees | 4.5 M N On FM 56 | Glen Rose | TX | 76043 | Somervell | CN600581714 | RN102296639 | Decant Basin De-watering System: System installed to more effectively de-water the sludge from the clarifier. Property includes a roll-off container filter, a polymer injection/mixing system, an air compressor, and piping and valves. | A positive use determination of 100% for the Decant Basin De-watering System. | 1998-04-06 | 97400 | 100
3347 | T1 | Arco Chemical Co | Arco - Turtle Bayou Project | 1003 CR 126 | Liberty | TX | 77575 | Liberty | CN603890351 | RN102150224 | Pollution control equipment associated with Turtle Bayou Project. Property includes 2 activated carbon systems, 8 fugitive emission monitors, vapor recovery equipment, 10 ambient air monitoring facilities, activated sludge plant, aeration plant, 2 activated carbon treatment towers, wastewater treatment plant, laboratory, analyzers, monitoring wells, recovery wells, injection wells, potable water system, and associated monitoring and control equipment. | A positive use determination of 100% for the pollution control property installed as a part of the Turtle Bay Project. | 1998-04-07 | 6328000 | 100
3348 | T1 | The Dow Chemical Company | The Dow Chemical Company | 2301 Brazosport Blvd | Freeport | TX | 77541 | Brazoria | CN600356976 | RN102692258 | Installed a 20 inch line between the Oyster Creek Division and the Wastewater Treatment Plant at the B-3500 block at Plant B. The line is approximately 1.5 to 2 miles long. | A positive use determination of 100% for the 20" line installed between the Oyster Creek Division and the Wastewater Treatment Plant. | 1998-04-07 | 4100000 | 100
3349 | T1 | The Dow Chemical Company | The Dow Chemical Company | 2301 Brazosport Blvd | Freeport | TX | 77541 | Brazoria | CN600356976 | RN102692258 | This project installed a camera at the Throx (thermal oxidation control device) at the B-3500 Wastewater Treatment Plant. | A positive use determination of 100% for the camera installed at the thermal oxidation control device at the B-3500 Wastewater Treatment Plant. | 1998-04-07 | 11700 | 100
3350 | T1 | The Dow Chemical Company | The Dow Chemical Company | 2301 Brazosport Blvd | Freeport | TX | 77541 | Brazoria | CN600356976 | RN102692258 | This project installed approximately 1000-1500 feet of one and two inch polypropylene lined pipe. The pipe will be used to add phosphoric acid to the aeration reactors at the Wastewater Treatment Plant. | A positive use determination of 100% for the Phosphoric acid line which was installed. | 1998-04-08 | 186600 | 100
3351 | T1 | The Dow Chemical Company | The Dow Chemical Company | 2301 Brazosport Blvd | Freeport | TX | 77541 | Brazoria | CN600356976 | RN102692258 | Primary Polymer System: This project installed approximately 400 feet of one and two inch polypropylene lined pipe, two pumps, and a tank. | A positive use determination of 100% for the primary polymer system. | 1998-04-07 | 183600 | 100
3352 | T1 | The Dow Chemical Company | The Dow Chemical Company | 2301 Brazosport Blvd | Freeport | TX | 77541 | Brazoria | CN600356976 | RN102692258 | This project installed three noise silencers on the three air compressors used for aeration at the Wastewater Treatment Plant. | A positive use determination of 100% for the three silencers installed on the three air compressors. | 1998-04-07 | 33000 | 100
3353 | T1 | The Dow Chemical Company | The Dow Chemical Company | 2301 Brazosport Blvd | Freeport | TX | 77541 | Brazoria | CN600356976 | RN102692258 | This project installed a temporary belt filter press at the Wastewater Treatment Plant. | A positive use determination of 100% for the project to install the temporary belt filter press. | 1998-04-07 | 240500 | 100
3354 | T1 | The Dow Chemical Company | The Dow Chemical Company | 2301 Brazosport Blvd | Freeport | TX | 77541 | Brazoria | CN600356976 | RN102692258 | This project installed a 30" monel in-line mixer in the inlet to R-150. | A positive use determination of 100% for the project to install the 30" monel in-line mixer in the inlet to R-150. | 1998-04-07 | 175000 | 100
3355 | T1 | The Dow Chemical Company | The Dow Chemical Company | 2301 Brazosport Blvd | Freeport | TX | 77541 | Brazoria | CN600356976 | RN102692258 | This project installed two 30" monel in-line mixers in the inlets to R-140 and R-160. | A positive use determination of 100% for the project to install 30" monel in-line mixers in the inlets to R-140 % R-160. | 1998-04-07 | 220000 | 100
3356 | T1 | The Dow Chemical Company | The Dow Chemical Company | 2301 Brazosport Blvd | Freeport | TX | 77541 | Brazoria | CN600356976 | RN102692258 | This project installed an additional 36" polyethylene line between the Wastewater Treatment Plant chlorohydrin clarifiers R-140 and R-150 and the sand filter. The amount of pipe was approximately 1000 to 1500 feet. | A positive use determination of 100% for the 36" polyethylene line. | 1998-04-07 | 331000 | 100
3357 | T1 | The Dow Chemical Company | The Dow Chemical Company | 2301 Brazosport Blvd | Freeport | TX | 77541 | Brazoria | CN600356976 | RN102692258 | This project installed approximately 1000-1500 feet of 4" & 6" polypropylene lined pipe between the B-3900 and B-5200 blocks in Plant B , | A positive use determination of 100% for the conveyance pipe installed between B-3900 and B-5200 blocks. | 1998-04-07 | 81000 | 100
3358 | T1 | L L Sams Inc | L L Sams Inc | 1201 Industrial Blvd | Cameron | TX | 76520 | Milam | CN601487168 | RN102932928 | Installed numerous baghouses for the control of sawdust. Upgraded paint booths to meet new regulations. | A positive use determination of 100% for the baghouses installed to control sawdust and the modifications to the paint booths. | 1998-04-08 | 161348 | 100
3359 | T1 | Letourneau Inc | Letourneau Inc | 2400 S MacArthur Blvd | Longview | TX | 75601 | Gregg | CN600360465 | RN10650779 | A baghouse and associated piping was installed for the Department 889 Rotor Blast. Low NOx Burners including auxiliary combustion control equipment were included in the Department 862 Pre-Heat Furnace (2 low NOx burners), Department 862 Box Furnace (2 low NOx burners), Department 845 Heat Treat Furnace #11 (22 low NOx burners), and Department 845 Heat Treat Furnace (16 low NOx burners). | A positive use determination of 100% for the baghouse and the 42 low-NOx burners. | 1998-04-15 | 308364 | 100
3360 | T1 | Chaparral Steel Midlothian LP | Chaparral Steel Midlothian | 300 Ward Rd | Midlothian | TX | 76065 | Ellis | CN600128656 | RN100216472 | The following projects: A structure was built around the lancing operations performed by IMS in order to control fugitive emissions. An enclosure was constructed around the slag pot dump station. Plant roadways were paved to reduce fugitive emissions. Upgrade to the hood exhaust system which collects fumes from melting product - upgrade includes adding hood, ductwork, fans and canopy hood walls. Hoods, ducts, fans, ESP unit and controls were installed to control Mold lube fumes. Burner controls and afterburner installed at Ladle Drying Station. CO/O2 measurement system installed for B Furnace. Closed roof air blower type burner installed for Tundish Preheaters for A & B Casting Machines. Exhaust fume water cooled ductwork was installed for A furnace. Installed oxygen analyzer, controllers and remote calibration units as furnace controls improvements. Installed four hi-speed self closing doors for the Metal Shop. A water cooled side draft hood, ducting, fan & conveyor cover were installed as part of the third ladle furnace installed to the Metal Shop. Low NOx burners with controls, fans, ductwork, piping, and stacks were installed part of the Large Section Mill Reheat Furnace upgrade and the new Bar Mill Furnace. Covers and enclosures were installed as part of the new Bulk Material Handling System. Paved storage lot and road for finished goods. Constructed and paved Ring Road. Resurfaced the Truck Tie Down Area, Bar Mill Load Out, Entrance Road and Employee Parking Lot. | A positive use determination of 100% for the projects listed in the description above. | 1998-04-28 | 7792110 | 100
3361 | T1 | Chaparral Steel Midlothian LP | Chaparral Steel Midlothian | 300 Ward Rd | Midlothian | TX | 76065 | Ellis | CN600128656 | RN100216472 | Land Development - Southern Area: Installed trench drains, culverts and additions to the settling basin for stormwater control. Remediation of Southern Plant Area: Soil was removed for disposal. A berm was built. A stormwater retention pond was constructed. Above Ground Reservoir with meter pumps was installed to control the flow of oil to the Babbitt Bearings. | A positive use determination of 100% for the three listed projects: 1. Land Development - Southern Area; 2. Remediation of Southern Plant Area; and 3. Above Ground Reservoir for Babbitt Bearings. | 1998-04-14 | 2489195 | 100
3362 | T1 | Poco Graphite Inc | Poco Graphite Plant | 1000 Miles Rd | Decatur | TX | 76234 | Wise | CN601096266 | RN100807783 | A total of three thermal oxidizers were installed on three new bake furnaces. | A positive use determination of 100% for the three thermal oxidizers. | 1998-04-20 | 61320 | 100
3363 | T1 | Poco Graphite Inc | Poco Graphite Plant | 1000 Miles Rd | Decatur | TX | 76234 | Wise | CN601096266 | RN100807783 | Installed an inline filter as a prefilter for the Sagger Unload Station. | A positive use determination of 100% for the inline filter. | 1998-04-20 | 1515 | 100
3364 | T1 | Geon Company The | Geon Company - Deer Park | 1000 Tidal Rd | Deer Park | TX | 77536 | Harris | CN600129126 | RN100225879 | The following projects: High level indicator alarms were installed on 8 product day bins. Ball valves and a new dual relief valve system were installed as valve replacements on two RVCM tanks. Six Fisher Provox Unit Operation Controllers were purchased and installed. A new durametallic seal was purchased to replace a John Crane seal as a Poly Agitator Seal. A new stainless steel line was installed as railcar unload pipe. An additional relief valve including piping, rupture disks and instrumentation was added to the B train polys. Two new VCM recovery units were installed. A new poly relief valve monitoring system was installed for polys A-F. The Plant Deluge System was upgraded. The slurry piping was replaced. The bulk resin bins were replaced. The A, B, & C blend tanks were relined, banded and the shells repaired. Additional VCM recovery equipment and modifications to the existing recovery units. Replaced two sets of poly baffles. | A positive use determination of 100% for the following projects: Add indicators to product bins; upgrade RVCM tanks; Provox UOC upgrade; poly agitator seals; B train relief capacity; poly RV monitoring system; and the plant deluge system. A positive use determination of 50% for the VCM recovery capacity and the recovery condensers. | 1998-04-23 | 2638500 | 100
3365 | T1 | Geon Company The | Geon Company - Deer Park | 1000 Tidal Rd | Deer Park | TX | 77536 | Harris | CN600129126 | RN100225879 | The following projects: Concrete paving and curbing, with appropriate trenching and drains, was installed in several process areas. A new sump and lift was installed at Outfall #4. The pads around the fluidizing bins were repaired or replaced. An automatic composite sampler was installed at Outfall #5. The east side drainage ditch was resurfaced and paved. | A positive use determination of 100% for the Process Area Paving and Curbing, the Outfall #4 Sump and Lift, the fluidizing Bin Pad Repairs, the Outfall #5 Sampler, and the Drainage Ditch Repairs. | 1998-04-14 | 299000 | 100
3366 | T1 | Geon Company The | Geon Company - La Porte | 2400 Miller Cutoff Rd | La Porte | TX | 77571 | Harris | CN600129126 | RN100224674 | The LA Porte Wastewater Treatment Facilities were upgraded and expanded. An HCl Emergency Neutralization System was installed. Double contained underground process sewer and rainwater collection system was installed. Area paving with chemically resistant liquid stops in all joints and spill containment curbing was installed. Bellows sealed valves were installed in HCl services. Double sealed pump shafts were used. | A positive use determination of 100% for the HCl Emergency Neutralization System, the upgrades and expansions to the Wastewater Treatment Facilities, the double contained underground process sewer and rainwater collection system, the environmental paving, the bellows sealed valves, and the double sealed pump shafts. | 1998-04-20 | 9088500 | 100
3367 | T1 | Geon Company The | Geon Company - La Porte | 2400 Miller Cutoff Rd | La Porte | TX | 77571 | Harris | CN600129126 | RN100224674 | The following projects: Upgraded the firewater station sump. Replaced the Catoxid effluent scrubber blowdown line. Installed a containment slab and sump at the Lab building. Replaced the belt press flush header. Enclosed the LTC and Cracking sump. Upgraded the 001 outfall diffuser. Overhauled the wastewater sand filter (FD-4842). Upgraded the Oxy Decommissioning Sewer. Upgraded the wastewater treatment filtrate pump materials. | A positive use determination of 100% for the following projects: Upgrade Firewater Station Sump, Replace the Catoxid Effluent Scrubber Blowdown Line, Sump at Lab Building, Belt Press Flush Header Replacement, Enclose LTC and Cracking Sump, 001 Outfall Diffuser Upgrade, Overhaul Wastewater Sand Filter (FD-4842), Upgrade Oxy Decommissioning Sewer - Phase II, and Upgrade Wastewater Treatment Filtrate Pump Materials. | 1998-04-20 | 1125430 | 100
3368 | T1 | Geon Company The | Geon Company - La Porte | 2400 Miller Cutoff Rd | La Porte | TX | 77571 | Harris | CN600129126 | RN100224674 | Replaced the dry vent KO pot. Replaced the high pressure dry vent header. Installed new system of underground gas/diesel tanks. Installed new LTO reactor Chlorine valves. Replaced tube bundle in dry vent bypass cooler. Purchased two emergency response trailers. Repair and modifications to EDC West Wet Tank. Install concrete paving around west of C Oxy. Remediation of groundwater under EDC West Wet Tank. Upgrade Foxboro I/A controls for the wastewater/incinerator area. Replace decoking header 90's at 'A', 'B', and 'C' furnaces. Replace the wet/dry vent O2 shelter. Purchase spare wet vent flame arrestor. Install on-line wet arresters. Install a closed loop sampling system. Upgrade the HCl Dump and Wet Vent. | A positive use determination of 100% for the following projects: Dry vent knockout pot, dry vent header, chlorine valves, tube bundle on cooler, emergency response trailers, concrete paving west of C oxy, tank groundwater remediation, upgrade Foxboro I/A controls, replace decoking headers, wet/dry vent shelter, two wet vent flame arresters, closed loop sampling system, and HCL dump and wet vent piping. | 1998-04-28 | 1320110 | 100
3369 | T1 | North Texas Cement Company | North Texas Cement - Midlothian | 900 Gifco Rd | Midlothian | TX | 76065 | Ellis | CN605048529 | RN104881826 | Kiln THC monitor and installation of dust hopper isolating valves for kilns 1, 2, & 3. | A positive use determination of 100% for the THC monitor and the dust hopper isolating valves for kilns 1, 2, and 3. | 1998-04-21 | 125815 | 100
3370 | T1 | North Texas Cement Company | North Texas Cement - Midlothian | 900 Gifco Rd | Midlothian | TX | 76065 | Ellis | CN605048529 | RN104881826 | Project: Cement kiln dust landfill improvements, construct settling pond, and purchase portable diesel dewatering pump. | A positive use determination of 100% for the Cement Kiln Dust Landfill Improvements, the Settling Pond, and the Portable Diesel Dewatering Pump. | 1998-04-20 | 359507 | 100
3371 | T1 | North Texas Cement Company | North Texas Cement - Midlothian | 900 Gifco Rd | Midlothian | TX | 76065 | Ellis | CN605048529 | RN104881826 | Installed a covered quarry conveyor system . | A positive use determination of 100% for the covers installed on the quarry conveyors. | 1998-04-21 | 704550 | 100
3372 | T2 | North Texas Cement Company | North Texas Cement - Midlothian | 900 Gifco Rd | Midlothian | TX | 76065 | Ellis | CN605048529 | RN104881826 | Installed Cadence/Ash Grove Mid-Kiln injection system for introducing waste whole tires into the calcining zone of each kiln. | A positive use determination of 100% for the Cadence/Ash Grove mid-kiln injection system installed on kilns 1, 2, and 3. | 1998-04-21 | 2480000 | 100
3373 | T1 | North Texas Cement Company | North Texas Cement - Houston | 9550 Clinton Dr | Houston | TX | 77029 | Harris | CN602540452 | RN102415353 | Storm water pollution plan. | A positive use determination of 100% for the Storm Water Drainage System. | 1998-04-20 | 30375 | 100
3374 | T1 | Anthony Food LLC | Anthony Foods | 1200 Main St | Anthony | TX | 88021 | El Paso | CN600489173 | RN100688027 | This project involves the purchase of a gas analyzer to check the efficiency on the boiler gas burners. | A positive use determination of 100% for the nitrogen oxides gas analyzer. | 1998-04-21 | 4474 | 100
3375 | T1 | Anthony Food LLC | Anthony Foods | 1200 Main St | Anthony | TX | 88021 | El Paso | CN600489173 | RN100688027 | This project involves construction of secondary containment for the Citric Acid and Calcium Chloride tanks. | A positive use determination of 100% for the secondary containment installed for the Citric Acid and the Calcium Chloride tanks. | 1998-04-20 | 18305 | 100
3376 | T1 | Anthony Food LLC | Anthony Foods | 1200 Main St | Anthony | TX | 88021 | El Paso | CN600489173 | RN100688027 | This project involves the purchase and installation of a pre-crusher and 40-yard receiving container for the solid waste receiving area. | A positive use determination of 100% for the waste compactor. | 1998-04-21 | 34233 | 100
3377 | T1 | Huck International Inc | Huck International | 8001 Imperial Dr | Waco | TX | 76712 | McLennan | CN600128029 | RN102155975 | Kalgard FA Coating System - pollution control equipment - pressure transducer with alarm, media filter, exhaust fans, and flash tunnel. Additional pollution control costs associated with this project include installation costs (parts and labor), construction of a paint booth and fume collection system, and additional materials (duct work, connections, etc.). | A positive use determination of 10% for the Kalgard FA Coating System and a positive use determination of 100% for the additional costs associated with the project. | 1998-04-22 | 10700 | 100
3378 | T1 | Huck International Inc | Huck International | 8001 Imperial Dr | Waco | TX | 76712 | McLennan | CN600128029 | RN102155975 | A centralized dust/mist collection system was installed in the Tool Room. | A positive use determination of 100% for the centralized dust/mist collection system. | 1998-04-22 | 27800 | 100
3379 | T1 | Huck International Inc | Huck International | 8001 Imperial Dr | Waco | TX | 76712 | McLennan | CN600128029 | RN102155975 | Particulate enclosures were built for several headers in the Small and Blind Products Focus Factory, along with welded stands for smoke/mist collectors. | A positive use determination of 100% for the Particulate Enclosures. | 1998-04-22 | 65100 | 100
3380 | T1 | Mobil Chemical Co | Mobil Chemical Polyethylene | 11440 West Highway 90 | Beaumont | TX | 77713 | Jefferson | CN600125777 | RN100211903 | Subo Screens Project: installation of motors, augers, filters, separator screens, and associated electrical and instrumentation devices. | A positive use determination of 100% for the project to install motors, augers, filters, separator screens and associated electrical and instrumentation devices. | 1998-04-22 | 1100000 | 100
3381 | T1 | Mobil Chemical Co | Mobil Chemical Polyethylene | 11440 West Highway 90 | Beaumont | TX | 77713 | Jefferson | CN600125777 | RN100211903 | BTU Analyzer System: Installation of instrumentation, piping, and associated electrical equipment. | A positive use determination of 100% for the BTU Analyzer System installed on the Flare Header. | 1998-04-22 | 307000 | 100
3382 | T1 | Conagra Foods Inc | Monfort Wet Blue Tannery | Us Hwy 287 | Cactus | TX | 79013 | Moore | Insufficient Information | Insufficient Information | Underground Injection Well Project: property includes disposal well WDW-334 and associated equipment for the pretreatment, treatment, storage, and transportation of the waste which will be disposed of in the well. Equipment includes: chrome recycling equipment, caustic scrubber, sumps, piping, brine filter building, injection well building, chrome recovery building, mixers, pumps and tanks. | A positive use determination of 100% for the underground inject well WDW-334 and associated equipment. | 1998-04-24 | 3755919 | 100
3383 | T1 | Columbia Aluminum Processing Co | Columbia Aluminum Processing Co | 1450 E Washington St | Rockwall | TX | 75087 | Rockwall | Insufficient Information | Insufficient Information | Phase Two Environmental System: consists of two baghouses, stacks, fans and compressors, ducts, piping, two afterburners, and control and monitoring systems. | A positive use determination of 100% for the Phase Two Environmental System. | 1998-04-24 | 606233 | 100
3384 | T1 | Columbia Aluminum Processing Co | Columbia Aluminum Processing Co | 1450 E Washington St | Rockwall | TX | 75087 | Rockwall | Insufficient Information | Insufficient Information | Shredder Project: Installed a shredder. | A negative determination. A shredder at an aluminum recycling facility is part of the production equipment of the facility. Production equipment is not eligible for a positive determination. | 1998-04-24 | 454270 | 100
3385 | T1 | Columbia Aluminum Processing Co | Columbia Aluminum Processing Co | 1450 E Washington St | Rockwall | TX | 75087 | Rockwall | Insufficient Information | Insufficient Information | Purchased Hotsy Steam Cleaner and power sweepers for use in controlling particulate matter on plant roads and other paved surfaces. | A positive use determination of 100% for the Hotsy Steam Cleaner and the power sweepers. | 1998-04-24 | 30603 | 100
3386 | T1 | Bayer MaterialScience LLC | Bayer - Baytown | 8500 W Bay Rd | Baytown | TX | 77520 | Chambers | CN603578188 | RN100209931 | The following projects: Spill and Contaminated Firewater Containment (8054), Upgrade Plant Water Facilities (0033), Various (0090), Trimer Flexibility Phase (0161), Coatings Area Reliability Improvements (0180), Maleic Anhydride (0203), DNT Wastewater Treatment (0387), TDI Safety Project (0413), Infrastructure for Maleic Anhydride Plant and Electric Power Distribution System Upgrade (0435), Quality Improvements - Phase 1 (0444), Makrolon Quality Improvements - Phase II (0451), TDA Capacity Increase (0594), Baytown Dryside Expansion (0537), Makrolon Capacity Increase (0594), Isocyanate Expansion MDA-III (0612), DNT/TDA Improvements (5008), MRI Capacity Increase (5011), PU Support Facilities (5190), Baytown Expansion Program Infrastructure - Phase I (6014), and Chlor-Alkali Infrastructure Phase IV (6035). | A positive use determination of 100% for the projects listed in the description above. | 1998-04-28 | 28516066 | 100
3387 | T1 | Exxon Mobil Corporation | ExxonMobil - Trawick Field Office | Rt 5 Box 2450 | Nacogdoches | TX | 75964 | Nacogdoches | CN600123939 | insufficient Information | This project involved the installation of a Saltwater Disposal Well, including ancillary equipment, four clean burn compressors and a Vapor Recovery Unit. | A positive use determination of 100% for the Salt water Disposal Well and ancillary equipment. A positive use determination of 50% for the Vapor Recovery Unit. A positive use determination of 20% for the four clean burn compressors. | 1998-04-28 | 603921 | 100
3388 | T1 | Oil City Iron Works Inc | Oil City Iron Works Inc | 909 South 12Th St | Corsicana | TX | 75110 | Navarro | CN600390694 | RN100683739 | Installed five fabric filter dust collectors on top of five tanks. (GMD Model No. BV25-5-6RA Bin Vent Baghouse Filters. | A positive use determination of 100% for the five GMD MN.BV-5-6RA Bin Vent Baghouse Filters. | 1998-04-28 | 41583 | 100
3389 | T1 | Oil City Iron Works Inc | Oil City Iron Works Inc | 909 South 12Th St | Corsicana | TX | 75110 | Navarro | CN600390694 | RN100683739 | Purchased a model 800D Tennant Street Sweeper. | A positive use determination of 100% for the Model 800D Tennant Street Sweeper. | 1998-04-28 | 46834 | 100
3390 | T1 | Oil City Iron Works Inc | Oil City Iron Works Inc | 909 South 12Th St | Corsicana | TX | 75110 | Navarro | CN600390694 | RN100683739 | Installed a Baltimore Aircoil Cooling Tower, complete with pumping system and controls. By allowing for the reuse of cooling water this system reduces the daily water use from 350,000 gals/day to 4,000 gals/day. | A positive use determination of 100% for the Baltimore Aircoil Cooling Tower with associated pumping system and controls. | 1998-04-28 | 106208 | 100
3391 | T1 | Qualitech Steel Corporation | Qualitech Steel Corporation | 200 Marvin L Berry Rd | Corpus Christi | TX | 78409 | Nueces | CN601512635 | RN103914974 | The following property: Product Load-Out System. Clarifier System, By-Product Sludge Conveyor, Process Cooling Surge Basin, Two Process Cooling Water Heat Exchangers, Equipment Cooling Water Heat Exchanger, Saltwater System, and Relief Flare Gas System & Piping. | A positive use determination of 100% for the baghouses, conveyors, and associated fugitive emission controls associated with the product load-out system; the clarifier system; the by-product sludge conveyor; the process cooling water surge basin; the two process cooling water heat exchangers; equipment cooling water heat exchanger; saltwater system; and relief flare gas system and piping. | 1998-05-12 | 6029245 | 100
3392 | T1 | NBD Bank | San Miguel Mine |  | Atascosa County | TX | 78065 | Atascosa | CN600132278 | RN104866660 | This project involves the leasing of two Komatsu/Phillipi 330M water trucks and a Tennant 385 Sweeper. | A positive use determination of 100% for the two water trucks with associated pumps and filling equipment and the Tennant 385 Sweeper. | 1998-04-28 | 1562200 | 100
3393 | T1 | NBD Bank | San Miguel Mine |  | Atascosa County | TX | 78065 | Atascosa | CN600132278 | RN104866660 | This project involves the leasing of two Komatsu 375-A-3 crawler dozers and a Caterpillar 631E Scraper which will be used solely for land reclamation purposes. These pieces of equipment will not be used for product collection or delivery purposes. | A positive use determination of 100% for the two crawler dozers and the scrapper which are used solely for land reclamation purposes and which will never be used for product collection purposes. | 1998-04-28 | 1529000 | 100
3394 | T1 | Diamond Shamrock Refining & Marketing Co | UDS Mont Belvieu Operations | 819 Main St | Mont Belvieu | TX | 77580 | Chambers | CN604312421 | None Listed |  | A positive use determination of 100% for the following projects: RRC Rule 95 Compliance (54410), Tandem Seals East Pump (54412), RRC Rule 95 Compliance (54901), Emergency Response Trailer (74403), West Diesel Fuel Tank Containment Area (74403), East Concrete Containment Areas (74405), and Relief piping for East Pump Station (74419). | 1998-04-28 | 913485 | 100
3395 | T1 | American Coatings | American Coatings - Tomball | 10625 Mehaffey Rd | Tomball | TX | 77375 | Harris | CN602523623 | RN100213032 | Installed a Bag House and a Retaining Wall around the tank farm. | A positive use determination of 100% for the Bag House and the Retaining Wall which were installed. | 1998-04-29 | 47000 | 100
3396 | T1 | TXI Operations LP | Hunter Cement Plant | 7781 FM 1102 | New Braunfels | TX | 78132 | Comal | CN600125157 | RN100212067 | Outhall Belt Conveyor (174) - Installed a hooded conveyor system to eliminate two existing conveyors and transfer station. | A positive use determination of 100% for covers and dust collectors over the Outhall Belt Conveyor. This positive use determination does not include the conveyor. | 1998-05-05 | 1400000 | 100
3397 | T1 | Reichhold Chemicals Inc | Reichhold Chemicals Inc | 1503 Haden Rd | Houston | TX | 77015 | Harris | CN600380885 | RN100673136 | Installed a new thermal oxidizer to replace an old one. Installed a Rupture Disk Catch Tank. | A positive use determination of 100% for the replacement thermal oxidizer and the rupture disk catch tank. | 1998-04-29 | 287457 | 100
3398 | T1 | Sabine Mining Company The | Sabine Mining Company | 6501 FM 968 W | Hallsville | TX | 75650 | Harrison | CN600835797 | RN103968707 | Purchased water trucks for use in suppressing dust. Constructed sedimentation ponds and tanks. Installed waste oil tanks. | A positive use determination of 100% for the water trucks, the sedimentation ponds and tanks, and the waste oil storage tanks. | 1998-04-29 | 1171517 | 100
3399 | T1 | Firestone Polymers LLC | Firestone Polymers LLC | 5713 FM 1006 | Orange | TX | 77630 | Orange | CN601590789 | RN100224468 | The following projects: Refurbish Wastewater Treatment Facilities - Phase I (East Lagoon) (7171), DK-801 Surface Water Make-up (7226), Pad & Drain for Hexane Pumps DP-1103-A&B (7239), Truck Loading Catch Basin & Oil Skimmer and Filter System (7266), New Diaphragm for BCP Bulk Tank Area (7311), Modify Recycle Tank Overflow (7315), Additional Curbs, Pads, & Process Sewer Lines in the 100 and 200 Area (7321), New Solvent Washable Cement Filter (7333), Install New Sewage Lift Station in Utilities Area (7380), Reduce Potential to Contaminate Soli & Pollute Stormwater (7399), Route flow from valve (LV-12-047) through 1 1/2" PSe line to Oil/Water Separator (7415), P-953-A Clarifier Pump (7422), Rebuild P-817 Deep Water Well Pump (7429), Rework Deep Water Well #2, Reduce Potential to Contaminate Soil & Pollute Stormwater (7511), Chemical Reagent & Effluent Out-Fall Monitoring Buildings (7520), and Install Concrete Slab at Bio Ponds (7625). | A positive use determination of 100% for the above listed projects. | 1998-04-29 | 820044 | 100
3400 | T1 | Firestone Polymers LLC | Firestone Polymers LLC | 5713 FM 1006 | Orange | TX | 77630 | Orange | CN601590789 | RN100224468 | The following projects: Catalyst Flare Header System (7194), Replacement of DF-235 TBC Addition System for DD-212 (7273), Revisions for Solvent Storage Tanks (7293), Bomb & Bottle Closed Loop Sampling Device Installation (7325), Install Cover and Vapor Recovery System for Oil/Water Separator (7327), Diene Reactor Pressure Alarm (7343), Replace Asbestos Insulation (7357), Purchase Oxygen Analyzer (7367), Natural Gas Odorant Tank (7387), Repair DF-140 Styrene Tank (7395), Internal High Pressure "A" & "B" Line (7419), Two Lab Fume Hoods for Gas Lab (7432), Reduce Stream 3 Polymer Formation (7434), Insulate Steam Lines (7452), Lab Fume Hood (7525), and Install Insulation where Asbestos Insulation in the Polymerization and Blend Tank Areas. | A positive use determination of 100% for the catalyst flare header system, revisions for solvent storage tanks, closed loop sampling devices, diene reactor pressure alarm, asbestos insulation replacement, oxygen analyzer, styrene tank asbestos replacement, high pressure relief system on A & B lines, two fume hoods in gas lab, steam line asbestos replacement, lab fume hood, and asbestos replacement in polymerization and blend tanks area. | 1998-04-30 | 448434 | 100
3401 | T1 | Firestone Polymers LLC | Firestone Polymers LLC | 5713 FM 1006 | Orange | TX | 77630 | Orange | CN601590789 | RN100224468 | The following projects: Waste Lube Oil Storage Tank (7284), Replace Coagulator Flow Transmitter and Recorder in Utilities (7366), Replace DP-101 Caustic Pump (7373), Reconstruct Styrene-TNPP Pump Containment Area (7514), and Install New Transmitters on Steam Boiler (7515). | A positive use determination of 100% for the above listed projects. | 1998-04-29 | 41550 | 100
3402 | T1 | Georgia Gulf Corporation | Georgia Gulf Corporation | 3503 Pasadena Frwy | Pasadena | TX | 77503 | Harris | CN604301937 | RN100213958 | Installed an Oil/Water separator for the Cumene Plant. | A positive use determination of 100% for the Oil/Water Separator. | 1998-04-29 | 1434701 | 100
3403 | T1 | Nalco Energy Services LP | Nalco Energy Services | 7701 Hwy 90-A | Sugar Land | TX | 77487 | Fort Bend | CN602898751 | RN102895745 | Piggable transfer lines were added in the production building to eliminate waste generation. | A positive use determination of 100% for the Piggable Transfer Line. | 1998-04-29 | 39231 | 100
3404 | T1 | Nalco Energy Services LP | Nalco Energy Services | 7701 Hwy 90-A | Sugar Land | TX | 77487 | Fort Bend | CN602898751 | RN102895745 | Installed a data acquisition system for CEMs, piping and a new blower for the vapor recovery system, coating for thermal oxidizers internals, and control system upgrades for thermal oxidizers. | A positive use determination of 100% for the data acquisition system for CEMs, the piping and new blower for the vapor recovery system, the Coating for thermal oxidizer internals, control system upgrade for thermal oxidizer. | 1998-04-29 | 668620 | 100
3405 | T1 | Nalco Energy Services LP | Nalco Energy Services | 7701 Hwy 90-A | Sugar Land | TX | 77487 | Fort Bend | CN602898751 | RN102895745 | To meet level/container standards new stainless steel totes were purchased. | A positive use determination of 100% for the 120 gal. stainless steel totes. | 1998-04-29 | 23040 | 100
3406 | T1 | Nalco Energy Services LP | Nalco Energy Services | 7701 Hwy 90-A | Sugar Land | TX | 77487 | Fort Bend | CN602898751 | RN102895745 | Two new conservation vents were purchased and installed on the waste storage tanks as replacements for two existing filters. | A positive use determination of 100% for the two conservation vents installed for waste storage tanks. | 1998-04-30 | 10885 | 100
3407 | T1 | Nalco Energy Services LP | Nalco Energy Services | 7701 Hwy 90-A | Sugar Land | TX | 77487 | Fort Bend | CN602898751 | RN102895745 | Purchased Emergency Spill Response Trailer and necessary equipment. | A positive use determination of 100% for the Emergency Spill Response Trailer and associated equipment. | 1998-04-30 | 39067 | 100
3408 | T1 | Nalco Energy Services LP | Nalco Energy Services | 7701 Hwy 90-A | Sugar Land | TX | 77487 | Fort Bend | CN602898751 | RN102895745 | The Pilot Plant was connected to the vapor recovery system. | A positive use determination of 100% for the piping and equipment installed to connect the Pilot Plant to the Vapor Recovery System. | 1998-04-30 | 139868 | 100
3409 | T1 | Nalco Energy Services LP | Nalco Energy Services | 7701 Hwy 90-A | Sugar Land | TX | 77487 | Fort Bend | CN602898751 | RN102895745 | Installed vapor recovery piping to allow drumming of high vapor pressure products directly from reactors. | A positive use determination of 100% for the vapor recovery piping. | 1998-04-30 | 5412 | 100
3410 | T1 | Nalco Energy Services LP | Nalco Energy Services | 7701 Hwy 90-A | Sugar Land | TX | 77487 | Fort Bend | CN602898751 | RN102895745 | Zero Waste samplers were installed in the blending vessels. | A positive use determination of 100% for the Zero Waste Samplers. | 1998-04-30 | 126713 | 100
3411 | T1 | Nalco Energy Services LP | Nalco Energy Services | 7701 Hwy 90-A | Sugar Land | TX | 77487 | Fort Bend | CN602898751 | RN102895745 | This project removed asbestos and lead paint containing material from the roofs of two buildings and replaced it with baked enamel panels. | A positive use determination of 100% for the project to remove asbestos and lead paint containing material from the roofs of two buildings. | 1998-04-30 | 105787 | 100
3412 | T1 | Nalco Energy Services LP | Nalco Energy Services | 7701 Hwy 90-A | Sugar Land | TX | 77487 | Fort Bend | CN602898751 | RN102895745 | Installed the Aqueous Condensate Collection Segregation Tank. | A positive use determination of 100% for the Aqueous Condensate Collection Segregation Tank. | 1998-04-30 | 170867 | 100
3413 | T1 | Nalco Energy Services LP | Nalco Energy Services | 7701 Hwy 90-A | Sugar Land | TX | 77487 | Fort Bend | CN602898751 | RN102895745 | Installed new stormwater control valves at each outfall. | A positive use determination of 100% for the Stormwater Control Valves. | 1998-04-30 | 16959 | 100
3414 | T1 | Groendyke Transport | Groendyke Transport | 8503 Sheldon Rd | Houston | TX | 77049 | Harris | CN600350292 | RN104775168 | Installed a flare. | A positive use determination of 100% for the flare system. | 1998-04-30 | 83740 | 100
3415 | T1 | Groendyke Transport | Groendyke Transport | 10201 Triangle Dr | Amarillo | TX | 79107 | Potter | CN600350292 | RN102412780 | Installed a flare. | A positive use determination of 100% for the flare system. | 1998-04-30 | 94414 | 100
3416 | T1 | Formosa Plastics Corporation Texas | Formosa Plastics Corporation | 201 Formosa Dr | Point Comfort | TX | 77978 | Calhoun | CN600130017 | RN100218973 | Installed PS-503 wet scrubber and PS-501 Centrifuge. | A positive use determination of 100% for the PS501 Centrifuge and the PS503 Scrubber. | 1998-04-30 | 415513 | 100
3417 | T1 | Formosa Plastics Corporation Texas | Formosa Plastics Corporation | 201 Formosa Dr | Point Comfort | TX | 77978 | Calhoun | CN600130017 | RN100218973 | VC-603C Tray and Packing Replacement - internals of wastewater stripper. VT-730 Double Bottom - second bottom on storage tank. VH-801C Restore Absorber - removes HCL from stack gas. Sidestram Filter & Filer Press - reduces water blowdown and filters wastewater prior to stripping. | A positive use determination of 100% for the VC-630C Tray and Packing Replacement, the VT-730 Double Bottom, the VH-801C Restore Absorber, and the Sidestream Filter and Filter Press. | 1998-04-30 | 779204 | 100
3418 | T1 | Formosa Plastics Corporation Texas | Formosa Plastics Corporation | 201 Formosa Dr | Point Comfort | TX | 77978 | Calhoun | CN600130017 | RN100218973 | The following projects: Instruments for VCM Wastewater. Sanitary Lift Station, Sanitary Piping & Construction, P/R Piping & Process Piping/PVC Water, Upgrade U/G PCV Wastewater Piping, and TX Plant UT to CWTP. CU Removal System Package, Final Clarifier, Piping Design & Construction. Boiler, CWTP Bi-media Filter & Piping. Low NOx burners for the permanent package boiler. | A positive use determination of 100% for the VCM wastewater instruments, sanitary lift station with related piping, CU removal system package, low NOx burners for the permanent package boiler, and filters & piping for the CWTP. | 1998-04-30 | 2339619 | 100
3419 | T1 | Formosa Plastics Corporation Texas | Formosa Plastics Corporation | 201 Formosa Dr | Point Comfort | TX | 77978 | Calhoun | CN600130017 | RN100218973 | Flare Package and Flare Monitoring System - emergency flare. | A positive use determination of 100% for the Flare Package and Flare Monitoring System. | 1998-04-30 | 2198035 | 100
3420 | T1 | Formosa Plastics Corporation Texas | Formosa Plastics Corporation | 201 Formosa Dr | Point Comfort | TX | 77978 | Calhoun | CN600130017 | RN100218973 | Installed the HDPE Incinerator. | A positive use determination of 100% for the HCL Incinerator. | 1998-04-30 | 2044163 | 100
3421 | T1 | Formosa Plastics Corporation Texas | Formosa Plastics Corporation | 201 Formosa Dr | Point Comfort | TX | 77978 | Calhoun | CN600130017 | RN100218973 | The Incinerator is used to reduce VOC emissions. | A positive use determination of 100% for the incinerator which was installed. | 1998-04-30 | 1247676 | 100
3422 | T1 | Dairy Farmers Of America Inc | DFA - Stephenville | Smith Springs Rd | Stephenville | TX | 76401 | Erath | CN603841750 | None Listed | DFA has updated the disposal lagoon system to minimize the amount of wastewater sent to the City. | A positive use determination of 100% for the project to upgrade the disposal lagoon system. | 1998-04-30 | 698388 | 100
3423 | T1 | Dairy Farmers Of America Inc | DFA - Sulphur Springs | 1101 Main St | Sulphur Springs | TX | 75483 | Hopkins | CN603841750 | RN101445831 | Replaced the existing non-efficient wastewater treatment facility with an up-to-date system. | A positive use determination of 100% for the project to replace the existing wastewater treatment facility with an up-to-date system. | 1998-04-30 | 1781682 | 100
3424 | T1 | B Finishing Co Inc | B Finishing Co Inc | 208 Tradesmen Dr | Hutto | TX | 78634 | Williamson | CN600358378 | RN100648468 | Installed a water conservation system consisting of clarifier tanks, filter press, and 2 each of evaporators, pumps, and piping. | A positive use determination of 100% for the Water Conservation System consisting of Clarifier Tanks, Filter Press, two Evaporators, pumps, and piping. | 1998-04-30 | 17807 | 100
3426 | T1 | Exxon Mobil Corporation | ExxonMobil Chemical - Baytown | 3525 Decker Dr | Baytown | TX | 77522 | Harris | CN600123939 | RN102212925 | The project installed a Gas Turbine Generator (SGT-4) . Installed NOx steam injection systems on three existing gas turbine units (SGT-1, -2, -3). Install a Predictive Emissions Monitoring System was installed on the exhaust stack of SGT-4. | A positive use determination of 20% for the Gas Turbine Generator (SGT-4). A positive use determination of 100% for the NOx steam injection system on the three existing gas turbine generator units and the Predictive Emissions Monitoring System. | 1998-05-01 | 12956574 | 100
3427 | T2 | Schumacher Company Inc | Schumacher Company Inc | 5610 Polk | Houston | TX | 77023 | Harris | CN603166851 | RN100917970 | Installed PVC Chormax 24,000 and 28,000 CFM Mesh Pad Mist Eliminators. Installed a Lamella Slant Plate Clarifier. Installed a Dynasand Filter. Installed a Sludgemaster Sludge Dryer. | A positive use determination of 100% for the PVC Chromax 24,000 & 28,000 CFM Mesh Pad Mist Eliminator, the Lamella Slant Plate Clarifier, the Dynasand Filter and the Sludgemaster Sludge Dryer. | 1998-05-05 | 190286 | 100
3428 | T1 | Dixie Electro Plating Company Inc | Dixie Electro Plating Co | 3001 Engelke | Houston | TX | 77003 | Harris | CN600303846 | RN100593920 | Installed a PVC Chormax I 18,150 CFM Mesh Pad Mist Eliminator. Installed a Lamella Slant Plate Clarifier. Installed a Dynasand Filter. Installed a Techmatic Sludge Dryer, Installed three wastewater mixers. Constructed a retaining wall. Installed necessary electrical equipment and plumbing equipment. | A positive use determination of 100% for the PVC Chromax I 18,150 CFM Mesh Pad Mist Eliminator, the Lamella Slant Plate Clarifier, the Dynasand Filter, the Techmatic Sludge Dryer, the Wastewater Mixers, the Retaining Wall, the electrical equipment and the plumbing equipment. | 1998-05-05 | 104214 | 100
3429 | T1 | Louisiana Pacific Corporation | Carthage Osb | FM 201 E | Carthage | TX | 75633 | Panola | CN600127534 | RN100215433 | Installed a regenerative thermal oxidizer, electrostatic predicators, baghouses, monitors, and related structures. | A positive use determination of 100% for the nine baghouses, four electrostatic precipitators, seven cyclone dust collectors, the non-continuous emission monitor, and the thermal oxidizer. | 1998-06-15 | 14899115 | 100
3430 | T3 | NBD Bank | San Miguel Mine |  | Atascosa County | TX | 78065 | Atascosa | CN600132278 | RN104866660 | Capital lease of various pieces of equipment which are partially used for land reclamation purposes. Property includes #XXX & #XXX Huron 1124 Easi-Miner; #XXX Komatsu WA 800; #XXX Cat 992C Wheel Loader; #XXX, #XXX, #XXX, #XXX, and #XXX Komatsu 330m End Dump Trucks; #XXX, #XXX, & #XXX Komatsu Motor Graders; and #XXX & #XXX Komatsu Tractors with SS Rippers. | A positive use determination of the following percentages for the requested property. 17% for #XXX Huron 1124 Easi-Miner; 11% for #XXX Huron 1124 Easi-Miner; 64% for #XXX Komatsu WA 800; 85% for #XXX Cat 992C Wheel Loader; 58% for Komatsu 330m End Dump Trucks #XXX, XXX and XXX; 57% for Komatsu 330m End Dump Trucks #XXX and XXX; 24% for Komatsu GD825A Motor Grader #XXX; 20% for Komatsu GD825-2 Motor Grader #482; 23% for Komatsu GD825-2 Motor Grader #XXX, 35% for Komatsu D375A-3 Tractor w/SS Ripper #XXX; and 29% for Komatusu D375A-3 Tractor w/SS Ripper #XXX. | 1998-05-13 | 4517139 | 100
3431 | T1 | Borden Chemical Inc | Borden Brady | Acfrac Dr & Old Mason Rd | Brady | TX | 76825 | McCulloch | Insufficient Information | Insufficient Information | Installed a wet scrubber with a demisting section and a thermal oxidizer. | A positive use determination of 100% for the scrubber, demister chevrons, particulate removal filters, and regenerative thermal oxidizer which are located in the resin sand coating facility. | 1998-06-16 | 505850 | 100
3432 | T3 | Pinnacle Gas Treating | Bethel Gas Treating | 2.3 M SW Off Cr2706 | Bethel | TX | 75832 | Anderson | CN603242611 | Insufficent Information | The primary system types for which Pinnacle is claiming partial or total pollution control property tax exemption credits are: Acid Gas Enrichment facility; Claus based sulfur recovery unit; LOCAT II based SRU; Triethylene Glycol unit steam vent emissions control; utilities dedicated to AGE and Claus SRU; other emissions control items and equipment; and applied portions of other associated facilities. | A positive use determination of 47% for the Bethel gas treating facility. | 1998-07-21 | 27386513 | 100
3433 | T1 | Samsung Austin Semiconductor LLC | Samsung Austin | 12100 Samsung Blvd | Austin | TX | 78754 | Travis | CN602914442 | RN100518026 | Various items of property: cooling towers, electrical substation containment wall, ultra pure water recovery system & containments, chemical exhaust work, double contained chemical waste piping, chemical leak detection system; paving, sidewalks, & curbs on undeveloped land; sump pumps for chemical containment areas, piping for storm sewer runoff, decorative fountain water treatment system, landscaping for undeveloped land, emergency response vehicle, hazardous waste storage building, gas leak monitoring system, diesel storage tank, and life safety system. | A positive use determination of 100% for the cooling towers, electrical substation containment wall, ultra pure water recovery system and containments, chemical exhaust ductwork, double contained chemical waste piping, chemical leak detection system, paving, sidewalks, and curbs on undeveloped land, sump pumps for chemical containment areas, piping for storm sewer runoff, hazardous waste storage building, and a gas leak monitoring system. A positive use determination of 7% for landscaping for undeveloped land and a positive determination of 33% for the diesel storage tank. | 1999-02-16 | 45002164 | 100
3434 | T3 | Donohue Industries Inc | Sheldon Mill (De-Inking Facility) | 11611 Fifth St | Sheldon | TX | 77044 | Harris | CN600253868 | RN104120233 | Expansion of the De-Inking Facility: Included is new or modified property in 12 specific areas and modifications to paper machines 5, 6, and 7. The 12 areas are: 1. Receiving and Warehousing; 2. Wastepaper Pulping; 3. High Density Cleaning and Coarse Screening; 4. De-Inking Floatation; 5. Cleaning and Fine Screening; 6. Stock Thickening; 7. Stock Transfer, High Density Storage, Bleaching, and Distribution; 8. HVAC; 9. Existing Chemical Systems; 10. Instrumentations and Controls; 11. Electrical Requirements; and 12. Waste Treatment. | A positive use determination of 80% for the project to expand the de-inking facility and upgrade the paper machines. | 1998-10-08 | 124400000 | 100
3435 | T1 | Alcoa Inc | Alcoa Rockdale | 5 M S On FM 1786 | Rockdale | TX | 76567 | Milam | CN605253749 | RN103785846 | Constructed sedimentation pond 13. | A positive use determination of 100% for sedimentation pond 13. | 1998-11-09 | 215000 | 100
3436 | T1 | Alcoa Inc | Alcoa Rockdale | 5 M S On FM 1786 | Rockdale | TX | 76567 | Milam | CN605253749 | RN103785846 | Constructed water control pond 31. | A positive use determination of 100% for water control pond 31. | 1998-11-09 | 2500000 | 100
3437 | T1 | Alcoa Inc | Alcoa Rockdale | 5 M S On FM 1786 | Rockdale | TX | 76567 | Milam | CN605253749 | RN103785846 | Constructed pond 032. | A positive use determination of 100% for Pond 032. | 1998-11-09 | 115000 | 100
3438 | T1 | Alcoa Inc | Alcoa Rockdale | 5 M S On FM 1786 | Rockdale | TX | 76567 | Milam | CN605253749 | RN103785846 | Constructed pond 034. | A positive use determination of 100% for Pond 034. | 1998-11-09 | 150000 | 100
3439 | T1 | Alcoa Inc | Alcoa Rockdale | 5 M S On FM 1786 | Rockdale | TX | 76567 | Milam | CN605253749 | RN103785846 | Purchased a new 9,000 gallon replacement water tank for water truck XXX. | A positive use determination of 100% for the replacement water tank purchased for water truck XXX. | 1998-11-09 | 75000 | 100
3440 | T1 | Alcoa Inc | Alcoa Rockdale | 5 M S On FM 1786 | Rockdale | TX | 76567 | Milam | CN605253749 | RN103785846 | Purchased six Deutz F6L912D engines and 6 Godwin HL5 pumps on skid assemblies. | A positive use determination of 100% for the mine barge pumps. | 1998-11-09 | 195000 | 100
3441 | T1 | Alcoa Inc | Alcoa Rockdale | 5 M S On FM 1786 | Rockdale | TX | 76567 | Milam | CN605253749 | RN103785846 | Installed a pump station and discharge piping. | A positive use determination of 100% for the pump station and discharge piping. | 1998-11-09 | 110000 | 100
3442 | T1 | Alcoa Inc | Alcoa Rockdale | 5 M S On FM 1786 | Rockdale | TX | 76567 | Milam | CN605253749 | RN103785846 | Installed continuous fluoride emission monitoring equipment in the roof monitor of Potline 7, room 130. | A positive use determination of 100% for the continuous fluoride emission monitoring equipment. | 1998-11-09 | 400000 | 100
3443 | T1 | Alcoa Inc | Alcoa Rockdale | 5 M S On FM 1786 | Rockdale | TX | 76567 | Milam | CN605253749 | RN103785846 | Installed a meteorological monitoring station with a mixing height monitor. | A positive use determination of 100% for the meteorological monitoring station with mixing height monitor. | 1998-11-09 | 115000 | 100
3444 | T1 | Alcoa Inc | Alcoa Rockdale | 5 M S On FM 1786 | Rockdale | TX | 76567 | Milam | CN605253749 | RN103785846 | Purchased a LasIR continuous emission monitor for monitoring emissions from the potroom abatement equipment. | A positive use determination of 100% for the LASIR continuous emission monitor. | 1998-11-09 | 85000 | 100
3445 | T1 | Alcoa Inc | Alcoa Rockdale | 5 M S On FM 1786 | Rockdale | TX | 76567 | Milam | CN605253749 | RN103785846 | Purchased a new mechanical sweeper. | A positive use determination of 100% for the new mechanical sweeper which was purchased. | 1998-11-09 | 58000 | 100
3446 | T1 | Alcoa Inc | Alcoa Rockdale | 5 M S On FM 1786 | Rockdale | TX | 76567 | Milam | CN605253749 | RN103785846 | Installed a sludge lagoon for disposal of Calcium Fluoride.. | A positive use determination of 100% for the Calcium Fluoride sludge lagoon. | 1998-11-09 | 977000 | 100
3447 | T1 | Alcoa Inc | Alcoa Rockdale | 5 M S On FM 1786 | Rockdale | TX | 76567 | Milam | CN605253749 | RN103785846 | Modifications were made to wet scrubber emission stacks on Potlines 1, 2, 3, 4, and 6 to be able to perform random emission testing. | A positive use determination of 100% for the modifications to the wet scrubber emission stacks on Potline 1, 2, 3, 4, and 6. | 1998-11-09 | 100000 | 100
3448 | T1 | Alcoa Inc | Alcoa Rockdale | 5 M S On FM 1786 | Rockdale | TX | 76567 | Milam | CN605253749 | RN103785846 | Installed continuous emission monitoring equipment in the roof monitor of Potline 4, room 16. The equipment consists of an ultraviolet differential optical absorption spectrometer and an optical scintillometer. | A positive use determination of 100% for the continuous fluoride emission monitoring equipment which was installed. | 1998-11-09 | 510000 | 100
3449 | T1 | Alcoa Inc | Alcoa Rockdale | 5 M S On FM 1786 | Rockdale | TX | 76567 | Milam | CN605253749 | RN103785846 | Installed additional equipment to reduce fugitive emissions at the bath crushing facility. Equipment includes: Covers over full length of two flexowell belt conveyors; Revised dust chutes and hoods over four dust bins; Blast gates in the bunker dust collector duct work; and Control revisions to shut down the mill crusher and belt conveyors under no load conditions. | A positive use determination of 100% for the equipment installed to reduce fugitive emissions. | 1998-11-09 | 74000 | 100
3450 | T1 | Alcoa Inc | Alcoa Rockdale | 5 M S On FM 1786 | Rockdale | TX | 76567 | Milam | CN605253749 | RN103785846 | Purchased and installed a baghouse dust collector. | A positive use determination of 100% for the purchase and installation of the baghouse dust collector. | 1998-11-09 | 2236000 | 100
3451 | T1 | Alcoa Inc | Alcoa Rockdale | 5 M S On FM 1786 | Rockdale | TX | 76567 | Milam | CN605253749 | RN103785846 | Installing a pitch fume treatment system in the green mill end of the electrode manufacture process. | A positive use determination of 100% for the pitch fume treatment system in the green mill. | 1998-11-30 | 4900000 | 100
3452 | T1 | Alcoa Inc | Alcoa Rockdale | 5 M S On FM 1786 | Rockdale | TX | 76567 | Milam | CN605253749 | RN103785846 | Installed a new oil mist lubrication system for the A446 dry fluidized bed scrubber fans. | A positive use determination of 100% for the new oil mist lubrication system. | 1998-11-09 | 98000 | 100
3453 | T1 | Alcoa Inc | Alcoa Rockdale | 5 M S On FM 1786 | Rockdale | TX | 76567 | Milam | CN605253749 | RN103785846 | Project to replace the baghouse portions of the twelve fluidized bed dry scrubbers. | A positive use determination of 100% for the project to replace the baghouse portions of the twelve fluidized bed dry scrubbers. | 1998-11-09 | 3100000 | 100
3454 | T1 | Novartis Seeds Inc | New Deal Plant | 403 S Monroe St | New Deal | TX | 79350 | Lubbock | CN600961569 | RN101841468 | Installed a dust control systems consisting of fans, filters, and valves | A positive use determination of 100% for the Dust Control equipment consisting of Fans, Filters, and Valves. | 1998-11-24 | 489230 | 100
3455 | T1 | Gregory Power Partners LP | Gregory Power Facility | Hwy 361 | Gregory | TX | 78359 | San Patricio | CN600254031 | RN104734025 | GPP is constructing an approximate 500 megawatt equivalent combined-cycle steam generating, cogeneration plant that will produce electricity and steam for Reynolds Metals Company's Sherwin Alumina Plant. Pollution control property consists of: water conservation/wastewater treatment system, Aux. Boiler recirculation piping and low NOx burners, HRSG duct burners - low NOx, GTG dry low NOx combustors, oil water separators, conveyance systems, cooling tower, continuous emission monitoring(CEMs) devices, and cathodic protection. | A positive use determination of 100% for the Water Conservation System/Wastewater Treatment System, the recirculation piping for the Aux. Boilers, the low NOx burners for the Aux. Boilers and the HRSG dust burners, the GTG dry low NOx combustors, the oil water separators, the conveyance system, the cooling tower, the CEMs and the cathodic protection. | 1998-11-24 | 33869000 | 100
3456 | T1 | Asarco Incorporated | El Paso Copper | Paisano @ Executive Dr | El Paso | TX | 79902 | El Paso | CN600127591 | RN100219021 | Stormwater/Reuse Water Project: install a stormwater collection and reuse system. | A positive use determination of 100% for the Stormwater/Reuse Water Project. | 1998-11-24 | 9858000 | 100
3457 | T1 | J & J Totem & Washateria | J & J Texas Totem | Hwy 36 N | Caldwell | TX | 77836 | Burleson | CN603827940 | RN101667236 | Tank top overfill sumps, automatic tank gauging, automatic leak detection, gasoline pumps with auto cutoff. | A positive use determination of 100% for the tank overfill sump, automatic tank gauging, and automatic leak detectors. | 1998-12-18 | 32150 | 100
3458 | T1 | International Paper | Intl Paper - Texarkana Mill | 9978 FM 3129 | Queen City | TX | 75572 | Cass | CN601047830 | RN100543115 | A new landfill cell (#16) was constructed. | A positive use determination of 100% for the new landfill cell (#16). | 1998-12-18 | 163618 | 100
3459 | T1 | International Paper | Intl Paper - Texarkana Mill | 9978 FM 3129 | Queen City | TX | 75572 | Cass | CN601047830 | RN100543115 | Constructed a new 40 acre fiber settling pond. | A positive use determination of 100% for the new 40 acre fiber settling pond. | 1998-12-18 | 1112190 | 100
3460 | T1 | Fas-Start Markets | Fas-Start Markets | 2714 Hwy 21 W | Bryan | TX | 77803 | Brazos | CN600903041 | insufficient Information | Installed the following equipment: Automatic leak detectors, cathodic protection, tight fill fittings, spill containers, automatic shut-off valve, and groundwater monitors. | A positive use determination of 100% for the automatic leak detectors, cathodic protection, tight fill fittings, spill containers, automatic shut-off valve, and groundwater monitors. | 1998-12-21 | 11590 | 100
3461 | T1 | Valley Co-Op Oil Mill | Valley Co-Op Oil Mill | 1901 N Exp 77 | Harlingen | TX | 78553 | Cameron | CN600129738 | RN102261021 | To reduce particulate emissions several cyclone systems will be reducted to drum filters for secondary control. To reduce hexane emissions the following will be done: upgrade solvent/air separator system, add new extractor vent condenser and vent gas chiller, and add new mineral oil chiller. | A positive use determination of 100% for the two filters (OAV2 & OAV3) and the modifications and upgrades to the solvent extraction process. | 1999-04-16 | 399475 | 100
3462 | T1 | Occidental Permian Ltd | Occy - Pasadena Pvc Plant | 4403 Pasadena Freeway | Pasadena | TX | 77503 | Harris | CN600125256 | RN102518065 | Pollution control equipment installed as part of the project to construct parallel PVC unit (Line 7). | A positive use determination of 100% for the pollution control equipment installed as part of the project to construct the parallel PVC unit (line 7). | 1998-12-17 | 8880900 | 100
3463 | T1 | McPearson Service Center | McPearson Service Center | 9901 W Fairmont Pkwy | La Porte | TX | 77571 | Harris | CN602627374 | RN102646213 | Stage I and Stage II vapor recovery, groundwater monitoring, automatic tank gauging, secondary containment, automatic line leak detectors, cathodic protection, spill and overfill containment prevention. | A positive use determination of 50% for the stage I and stage II vapor recovery equipment. A positive use determination of 100% for the groundwater monitoring equipment, automatic tank gauging system, secondary containment, automatic line leak detectors, cathodic protection system, and overflow prevention equipment. | 1999-02-17 | 60000 | 100
3464 | T1 | Degussa Corporation | Degussa Aransas Pass Plant | Hwy 35 N | Aransas Pass | TX | 78336 | Aransas | Insufficient Information | Insufficient Information | Installed two flares on the primary bag filters, | A positive use determination of 100% for the 2 flares. | 1999-01-05 | 1484000 | 100
3465 | T1 | The Dow Chemical Company | The Dow Chemical Company | 2301 Brazosport Blvd | Freeport | TX | 77541 | Brazoria | CN600356976 | RN102692258 | Paving, drainage, plant dikes installed to segregate stormwater from process waters. | A positive use determination of 100% for the paving, drainage and plant dikes. | 1999-01-11 | 2000000 | 100
3466 | T1 | The Dow Chemical Company | The Dow Chemical Company | 2301 Brazosport Blvd | Freeport | TX | 77541 | Brazoria | CN600356976 | RN102692258 | Installed a network of ambient air monitors. | A positive use determination of 100% for the ambient air monitors. | 1999-01-19 | 20000 | 100
3467 | T1 | The Dow Chemical Company | The Dow Chemical Company | 2301 Brazosport Blvd | Freeport | TX | 77541 | Brazoria | CN600356976 | RN102692258 | A compressor system, along with dedicated piping, was installed to control chlorine. | A positive use determination of 50% for the vapor recovery equipment. | 1999-01-19 | 185000 | 100
3468 | T2 | The Dow Chemical Company | The Dow Chemical Company | 2301 Brazosport Blvd | Freeport | TX | 77541 | Brazoria | CN600356976 | RN102692258 | A-3200 Block Environmental Tox Project: Property included thermal oxidizer, scrubber/knockout drum, scrubber/stripper, continuous emission monitor, monitoring equipment for the final control device, and collection sump, piping, instruments and pumps. | A positive use determination of 100% for the A-3200 Block Environmental Tox Project. | 1999-01-19 | 7600000 | 100
3469 | T1 | The Dow Chemical Company | The Dow Chemical Company | 2301 Brazosport Blvd | Freeport | TX | 77541 | Brazoria | CN600356976 | RN102692258 | T-500 Improvement Project: Property includes T-500 packed and refractory lined HCL absorber, piping, and instruments and continuous emission monitors. | A positive use determination of 100% for the T-500 Improvement Project. | 1999-01-19 | 1100000 | 100
3470 | T1 | The Dow Chemical Company | The Dow Chemical Company | 2301 Brazosport Blvd | Freeport | TX | 77541 | Brazoria | CN600356976 | RN102692258 | Installed a vent collection system for the 1,2 dichloro ethane plant and route vents to thermal oxidizer. | A positive use determination of 100% for the vent piping. | 1999-01-19 | 1500000 | 100
3471 | T1 | The Dow Chemical Company | The Dow Chemical Company | 2301 Brazosport Blvd | Freeport | TX | 77541 | Brazoria | CN600356976 | RN102692258 | A new vortex burner for a thermal oxidizer was installed. | A positive use determination of 100% for the new vortex burner. | 1999-01-11 | 1300000 | 100
3472 | T1 | The Dow Chemical Company | The Dow Chemical Company | 2301 Brazosport Blvd | Freeport | TX | 77541 | Brazoria | CN600356976 | RN102692258 | Installed rupture discs, piping and monitoring access below existing safety valves at 30 sites in the Picloram plant and 15 in the Symtet plant. | A positive use determination of 100% for the rupture discs. | 1999-01-19 | 248000 | 100
3473 | T1 | The Dow Chemical Company | The Dow Chemical Company | 2301 Brazosport Blvd | Freeport | TX | 77541 | Brazoria | CN600356976 | RN102692258 | Installation of 50' of pipe, two jacketed hoses, misc. instrumentation and block valves on 46 ISO containers. | A positive use determination of 100% for the piping and equipment for the ISO container vent collection. | 1999-01-19 | 100711 | 100
3474 | T1 | The Dow Chemical Company | The Dow Chemical Company | 2301 Brazosport Blvd | Freeport | TX | 77541 | Brazoria | CN600356976 | RN102692258 | Installation of a 3 stage venturi scrubber system consisting of 3 venturies, a liquid vessel (D-36), 300+ feet of FRP pipe, a recirculation pump, 2 demister units, a blower and a vent stack. | A positive use determination of 100% for the venturi scrubber system. | 1999-01-19 | 905000 | 100
3475 | T1 | The Dow Chemical Company | The Dow Chemical Company | 2301 Brazosport Blvd | Freeport | TX | 77541 | Brazoria | CN600356976 | RN102692258 | Installation of a concrete lined basin for use in segregating stormwater. Includes basin, pumps, sump, and conveyance piping. | A positive use determination of 100% for the storm water collection basin. | 1999-01-19 | 720000 | 100
3476 | T1 | The Dow Chemical Company | The Dow Chemical Company | 2301 Brazosport Blvd | Freeport | TX | 77541 | Brazoria | CN600356976 | RN102692258 | Installed a wastewater feed tank, stripper column vapor recovery equipment, instrumentation and piping. | A positive use determination of 100% for the waste water tank, and associated instrumentation and piping; and a positive use determination of 50% for the vapor recovery equipment including the stripper, instrumentation and piping. | 1999-01-11 | 575000 | 100
3477 | T1 | The Dow Chemical Company | The Dow Chemical Company | 2301 Brazosport Blvd | Freeport | TX | 77541 | Brazoria | CN600356976 | RN102692258 | Added piping and instrumentation to the telone plant's vent system. | A positive use determination of 50% for the new piping and instrumentation. | 1999-01-19 | 69500 | 100
3478 | T1 | The Dow Chemical Company | The Dow Chemical Company | 2301 Brazosport Blvd | Freeport | TX | 77541 | Brazoria | CN600356976 | RN102692258 | Installed a flare for Octene storage and unloading and Butadiene storage. | A positive use determination of 100% for the new flare. | 1999-01-19 | 150000 | 100
3479 | T1 | The Dow Chemical Company | The Dow Chemical Company | 2301 Brazosport Blvd | Freeport | TX | 77541 | Brazoria | CN600356976 | RN102692258 | Project L63316 - Dowanol PMA Bottom Load Line - switch to bottom loading of tank trucks. | A positive use determination of 50% for the Dowanol PMA bottom load line. | 1999-01-19 | 2500 | 100
3480 | T1 | The Dow Chemical Company | The Dow Chemical Company | 2301 Brazosport Blvd | Freeport | TX | 77541 | Brazoria | CN600356976 | RN102692258 | Installation of additional instrumentation for the pressure swing adsorption unit. | A positive use determination of 50% for the new instrumentation. | 1999-01-19 | 25000 | 100
3481 | T1 | The Dow Chemical Company | The Dow Chemical Company | 2301 Brazosport Blvd | Freeport | TX | 77541 | Brazoria | CN600356976 | RN102692258 | Installed a containment boom prior to the DSN-403 outfall. | A positive use determination of 100% for the containment boom. | 1999-01-11 | 37000 | 100
3482 | T1 | The Dow Chemical Company | The Dow Chemical Company | 2301 Brazosport Blvd | Freeport | TX | 77541 | Brazoria | CN600356976 | RN102692258 | Installed added piping, instrumentation and pumps to the T-71 scrubber system. | A positive use determination of 100% for the piping, instrumentation, and pumps. | 1999-01-19 | 90000 | 100
3483 | T1 | The Dow Chemical Company | The Dow Chemical Company | 2301 Brazosport Blvd | Freeport | TX | 77541 | Brazoria | CN600356976 | RN102692258 | Installed an additional knockout drum. | A positive use determination of 50% for the new knock-out drum. | 1999-01-19 | 43500 | 100
3484 | T1 | The Dow Chemical Company | The Dow Chemical Company | 2301 Brazosport Blvd | Freeport | TX | 77541 | Brazoria | CN600356976 | RN102692258 | Installed additional piping, vacuum pumps, condensers and instrumentation to the Glycerine Plant's vent system. | A positive use determination of 50% for the piping, vacuum pumps, condensers, and instrumentation. | 1999-01-19 | 910500 | 100
3485 | T1 | The Dow Chemical Company | The Dow Chemical Company | 2301 Brazosport Blvd | Freeport | TX | 77541 | Brazoria | CN600356976 | RN102692258 | Installed a new CO monitor on the wastewater treatment plant final control device. | A positive use determination of 100% for the CO monitor. | 1999-01-11 | 42000 | 100
3486 | T1 | The Dow Chemical Company | The Dow Chemical Company | 2301 Brazosport Blvd | Freeport | TX | 77541 | Brazoria | CN600356976 | RN102692258 | Installed dikes, pumps (MP-401 & -422), and a sump (S-401) to segregate process water and rain water. | A positive use determination of 100% for the dikes, pumps( MP-401 & MP-422) and sump (S-401). | 1999-01-11 | 219000 | 100
3487 | T1 | The Dow Chemical Company | The Dow Chemical Company | 2301 Brazosport Blvd | Freeport | TX | 77541 | Brazoria | CN600356976 | RN102692258 | Installed approximately 200 feet of 8 inch drisco pipe. | A positive use determination of 100% for the approximately 200 feet of 8 inch pipe which was installed. | 1999-01-11 | 110000 | 100
3488 | T1 | The Dow Chemical Company | The Dow Chemical Company | 2301 Brazosport Blvd | Freeport | TX | 77541 | Brazoria | CN600356976 | RN102692258 | Installed additional piping, pumps, storage tank and instrumentation to Glycerine Plant's vent. | A positive use determination of 100% for the piping, pumps, storage tank, and instrumentation. | 1999-01-11 | 235000 | 100
3489 | T1 | The Dow Chemical Company | The Dow Chemical Company | 2301 Brazosport Blvd | Freeport | TX | 77541 | Brazoria | CN600356976 | RN102692258 | Installation of additional piping to the cooling water system. | A positive use determination of 100% for the added piping. | 1999-01-11 | 12000 | 100
3490 | T1 | The Dow Chemical Company | The Dow Chemical Company | 2301 Brazosport Blvd | Freeport | TX | 77541 | Brazoria | CN600356976 | RN102692258 | Installed an ion chromatography system. | A positive use determination of 100% for the new ION Chromatograph. | 1999-01-11 | 46000 | 100
3491 | T1 | The Dow Chemical Company | The Dow Chemical Company | 2301 Brazosport Blvd | Freeport | TX | 77541 | Brazoria | CN600356976 | RN102692258 | Installed an acid fume hood. | A positive use determination of 100% for the acid fume hood. | 1999-01-11 | 15000 | 100
3492 | T1 | The Dow Chemical Company | The Dow Chemical Company | 2301 Brazosport Blvd | Freeport | TX | 77541 | Brazoria | CN600356976 | RN102692258 | Installed additional piping, instrumentation, grinding pump and a hydroclone to the V-1255A system. | A positive use determination of 100% for the piping, instrumentation, grinding pump and hydroclone. | 1999-01-11 | 76000 | 100
3493 | T1 | The Dow Chemical Company | The Dow Chemical Company | 2301 Brazosport Blvd | Freeport | TX | 77541 | Brazoria | CN600356976 | RN102692258 | Installed piping between the solids belt presses and the R-100 reactor. | A positive use determination of 100% for the additional piping which was installed. | 1999-01-11 | 14000 | 100
3494 | T1 | The Dow Chemical Company | The Dow Chemical Company | 2301 Brazosport Blvd | Freeport | TX | 77541 | Brazoria | CN600356976 | RN102692258 | Installed dual walled piping as ancillary piping for a RCRA transfer line. | A positive use determination of 100% for the new ancillary piping. | 1999-01-11 | 100000 | 100
3495 | T1 | The Dow Chemical Company | The Dow Chemical Company | 2301 Brazosport Blvd | Freeport | TX | 77541 | Brazoria | CN600356976 | RN102692258 | Installed a new thermal oxidizer for the Polypropylene Research Pilot Plant. | A positive use determination of 100% for the thermal oxidizer installed for the Polypropylene Research Pilot Plant. | 1999-02-02 | 1300000 | 100
3496 | T1 | The Dow Chemical Company | The Dow Chemical Company | 2301 Brazosport Blvd | Freeport | TX | 77541 | Brazoria | CN600356976 | RN102692258 | Installed wastewater neutralization equipment consisting of piping and mixing tanks/pumps. Installed ultra filtration equipment consisting of piping, filters and hold tanks/pumps. | A positive use determination of 100% for the wastewater neutralization equipment and the ultra filtration equipment. | 1999-02-26 | 6500000 | 100
3497 | T1 | The Dow Chemical Company | The Dow Chemical Company | 2301 Brazosport Blvd | Freeport | TX | 77541 | Brazoria | CN600356976 | RN102692258 | Project to install a carbon bed at the Texas Kiln to reduce organic and particulate emissions. | A positive use determination of 100% for the carbon bed filter installed at the B-3300 Texas Kiln. | 2000-01-18 | 5400000 | 100
3498 | T1 | Sonora-Ozona Oil Co | Wolfe Exxon | I-10 & Hwy 11 | Bakersfield | TX | 79752 | Pecos | CN602552853 | RN102888500 | Installed overspill/overfill device. | A positive use determination of 100% for the overfill/overspill containment which was installed. | 1999-01-12 | 6000 | 100
3499 | T1 | Sonora-Ozona Oil Co | Midtown Exxon | 310 W Dickinson Blvd | Fort Stockton | TX | 79735 | Pecos | CN600245757 | RN102214558 | Installed isolation boots. | A positive use determination of 100% for the isolation boots which were installed. | 1999-01-12 | 6000 | 100
3500 | T1 | Sonora-Ozona Oil Co | Wall Street Exxon | 3603 W Wall St | Midland | TX | 79701 | Midland | CN601463607 | RN102389442 | Installed overspill/overfill containment, shear valves, hose breakaways and line isolators. | A positive use determination of 100% for the overfill/overspill containment, the shear valves, the hose breakaways and the isolators which were installed. | 1999-01-12 | 12000 | 100
3501 | T1 | Sonora-Ozona Oil Co | Plaza Center Exxon | 3210 N Garfield | Midland | TX | 79703 | Midland | CN600245757 | RN100533629 | Installed overspill/overfill containment, hose breakaways and line isolators. | A positive use determination of 100% for the overfill/overspill containment, the hose breakaways and the isolators which were installed. | 1999-01-12 | 12000 | 100
3502 | T1 | Sonora-Ozona Oil Co | Tiger Mart | 4202 Buffalo Gap Rd | Abilene | TX | 79606 | Taylor | CN601463607 | RN102402088 | Installed double wall tanks and lines, containment sumps, shear valves, breakaway hoses, overspill/overfill containment, observation wells, leak detectors, and automatic gauges. | A positive use determination of 100% for the pipes, containment sump, shear valves, overfill/overspill containment, the hose breakaways, observation wells, leak detectors, and automatic tank gauges which were installed. A positive use determination of 50% for the new double walled tanks. | 1999-01-12 | 75000 | 100
3503 | T1 | Sonora-Ozona Oil Co | Stop & Shop | 1100 East 42Nd | Odessa | TX | 79762 | Ector | CN600245757 | RN102404647 | Installed double wall tanks and lines, containment sumps, shear valves, breakaway hoses, overspill/overfill containment, observation wells, leak detectors, and automatic gauges. | A positive use determination of 100% for the pipes, containment sump, shear valves, overfill/overspill containment, the hose breakaways, observation wells, leak detectors, and automatic tank gauges which were installed. A positive use determination of 50% for the new double walled tanks. | 1999-01-12 | 65000 | 100
3504 | T1 | Sonora-Ozona Oil Co | I 10 Exxon | I 10 & Hwy 277 | Sonora | TX | 76950 | Sutton | CN600123939 | RN101466928 | Line isolation equipment | A positive use determination of 100% for the line isolation which was installed. | 1999-01-12 | 4000 | 100
3505 | T1 | Sonora-Ozona Oil Co | Southland Park Exxon | 4515 Knickerbocker Rd | San Angelo | TX | 76905 | Tom Green | CN600245757 | RN100526201 | Installed isolation boots and automatic tank gauging. | A positive use determination of 100% for the line isolation boots and automatic tank gauges which were installed. | 1999-01-12 | 15000 | 100
3506 | T1 | Sonora-Ozona Oil Co | Sherwood Way Exxon | 3305 Sherwood Way | San Angelo | TX | 76901 | Tom Green | CN600245757 | RN102975190 | Containment sumps, hose breakaways, shear valves, and automatic gauging. | A positive use determination of 100% for containment sumps, the hose breakaways, the shear valves, and the automatic tank gauges. | 1999-01-12 | 33000 | 100
3507 | T1 | Sonora-Ozona Oil Co | Downtown Chevron | 333 W Beauregard | San Angelo | TX | 76903 | Tom Green | CN600245757 | RN100527092 | Observation wells, containment sumps, hose breakaways, shear valves, and overspill/overfill containment. | A positive use determination of 100% for the observation wells, containment sumps, the hose breakaways, the shear valves, and the overfill/overspill containment which were installed. | 1999-01-12 | 21000 | 100
3508 | T1 | Sonora-Ozona Oil Co | Harris Avenue | 2 North Koenigheim | San Angelo | TX | 76903 | Tom Green | CN600245757 | RN100625391 | Installed isolation boots and automatic tank gauging. | A positive use determination of 100% for the isolation boots and the automatic tank gauges which were installed. | 1999-01-12 | 15000 | 100
3509 | T1 | Sonora-Ozona Oil Co | North Bryant Exxon | 2831 N Bryant Blvd | San Angelo | TX | 76901 | Tom Green | CN600245757 | RN100526573 | Installed automatic tank gauging, double wall tanks, containment sumps, shear valves, hose breakaways, and overspill/overfill containment. | A positive use determination of 100% for the automatic tank gauges, containment sumps, shear valves, hose breakaways and overfill/overspill containment which were installed. A positive use determination of 50% for the double walled tanks. | 1999-01-12 | 65000 | 100
3510 | T1 | Sonora-Ozona Oil Co | Escobedo Exxon | 523 S Gaston | Crane | TX | 79731 | Crane | CN604990580 | RN102245271 | Installed isolation boots. | A positive use determination of 100% for the isolation boots which were installed. | 1999-01-12 | 6000 | 100
3511 | T1 | Sonora-Ozona Oil Co | Glass Exxon | 100 East Third | Mc McCamey | TX | 79752 | Upton | CN600245757 | RN102393196 | Installed isolation boots. | A positive use determination of 100% for the isolation boots which were installed. | 1999-01-12 | 6000 | 100
3512 | T1 | Martha Janie Wilson | The Way Station | Rr 1 Box 397-1 | Hawkins | TX | 75765 | Wood | CN601103336 | RN102020237 | Upgraded storage tanks. Pollution control property includes the installation of spill containment manholes and cathodic protection. | A positive use determination of 100% for the spill containment manholes and the cathodic protection. | 1999-01-13 | 8500 | 100
3513 | T1 | Gulf Chemical & Metallurgical Corp | Gulf Chemical & Metallurgical | 302 Midway Rd | Freeport | TX | 77541 | Brazoria | CN600124598 | RN102517505 | Constructed new wastewater treatment plant. | A positive use determination of 100% for the new wastewater treatment plant. | 1999-01-13 | 899007 | 100
3514 | T1 | H & L Discount | H & L Discount | 1817 S Eastern | Amarillo | TX | 79103 | Potter | CN602597668 | RN102283561 | Installed automatic tank gauge/monitor, spill containers, overfill/automatic shutoff valves, and cathodic protection. | A positive use determination of 100% for the automatic tank gauges, spill containers, automatic shutoff valves and cathodic protection. | 1999-01-26 | 13410 | 100
3515 | T1 | Browder "76" Supreme Inc | Browder "76" #4 | 1247 East Main | Eastland | TX | 76448 | Eastland | Insufficient Information | Insufficient Information | In order to meet new regulations installed 4 spill containment manholes, automatic shut off valves and drop tubes, 4 tight fill risers, 4 observation wells, leak detectors for submerged pumps, washed pea gravel was placed around tanks and lines and a concrete slab was poured on top. | A positive use determination of 100% for the new spill containment manholes, auto shut-off valves and drop tubes, tight-fill risers, observation wells, leak detectors on the submerged pumps and the washed pea gravel and concrete slab. | 1999-01-26 | 75000 | 100
3516 | T1 | Browder "76" Supreme Inc | Browder "76" #1 | 1871 W Washington St | Stephenville | TX | 76401 | Erath | CN600803654 | RN101573673 | In order to meet new regulations installed spill containment manholes, automatic shut off valves and drop tubes, tight fill risers, observation wells, leak detectors for submerged pumps, washed pea gravel was placed around tanks and lines and a concrete slab was poured on top. | A positive use determination of 100% for the new spill containment manholes, auto shut-off valves and drop tubes, tight-fill risers, observation wells, leak detectors on the submerged pumps and the washed pea gravel and concrete slab. | 1999-01-26 | 60000 | 100
3517 | T1 | Browder "76" Supreme Inc | Browder "76" #2 | 1421 South Loop | Stephenville | TX | 76401 | Erath | CN604454355 | RN101531986 | In order to meet new regulations installed 4 spill containment manholes, automatic shut off valves and drop tubes, 4 tight fill risers, 4 observation wells, leak detectors for submerged pumps, washed pea gravel was placed around tanks and lines and a concrete slab was poured on top. | A positive use determination of 100% for the new spill containment manholes, auto shut-off valves and drop tubes, tight-fill risers, observation wells, leak detectors on the submerged pumps and the washed pea gravel and concrete slab. | 1999-01-26 | 68000 | 100
3518 | T1 | Browder "76" Supreme Inc | Browder "76" #5 | 301 Lingville Rd | Stephenville | TX | 76401 | Erath | Insufficient Information | Insufficient Information | In order to meet new regulations installed 4 spill containment manholes, automatic shut off valves and drop tubes, 4 tight fill risers, 4 observation wells, leak detectors for submerged pumps, washed pea gravel was placed around tanks and lines and a concrete slab was poured on top. | A positive use determination of 100% for the new spill containment manholes, auto shut-off valves and drop tubes, tight-fill risers, observation wells, leak detectors on the submerged pumps and the washed pea gravel and concrete slab. | 1999-01-26 | 150000 | 100
3519 | T1 | E I Du Pont De Nemours & Co Inc | DuPont Beaumont | Hwy 347 S | Beaumont | TX | 77705 | Jefferson | CN600128284 | RN100216035 | Constructed a new flare for the Aniline Production Unit. | A positive use determination of 100% for the new flare constructed in the Aniline Production Unit. | 1999-01-26 | 1000000 | 100
3520 | T1 | Solvay Polymers Inc | Solvay Polymers | 1230 Battleground Rd | Deer Park | TX | 77536 | Harris | CN601467491 | RN100229905 | Constructed secondary containment for the following storage tanks: Boiler Feed Chemicals, Diesel Oil, Catalyst Loading Area, Chemical Additives, and Lube Oil Storage. | A positive use determination of 100% for the secondary containment which was constructed. | 1999-01-26 | 129700 | 100
3521 | T1 | Jean E Spradley | Dc & Jena's Market | 9234 Ten Mile Bridge Rd | Fort Worth | TX | 76135 | Tarrant | CN604461707 | RN102258936 | Installed the following: new pump island, 2 submerge pumps with leak detection, Healy jet pump with cathodic protection, spill containment manholes and monitoring wells, back fill, and concrete, electrical conduit and wiring. A positive use determination of 50% for the fiberglass product piping with secondary containment and the Gil Braco Multi-product dispensers. | A positive use determination of 100% for the new pump island, the 2 submerge pumps with leak detection, the Healy jet pump with cathodic protection, the spill containment manholes and monitoring wells, the back fill, and the concrete, electrical conduit and wiring. A positive use determination of 50% for the fiberglass product piping with secondary containment and the Gil Braco Multi-product dispensers. | 1999-01-26 | 41500 | 100
3522 | T1 | West Body Shop Inc | West Body Shop Inc | 8101 Soncy Rd | Amarillo | TX | 79116 | Potter | CN601063670 | RN101942803 | Installed the following property: Dowmar Solvent Recycler, Blowtherm Paint Booth 94A-BU1215-2000, Polin Usaking 1500 400/28/8 ETL paint booth, Polin Paint Mix Room, Hercules Model 650228 Paint Gun Cleaner, Aromax Air Cleaner, and Airflow Air Cleaner. | A positive use determination of 100% for the Dowmar Solvent Recycler, Blowtherm Paint Booth 94A-BU1215-2000, Polin Usaking 1500 400/28/8 ETL paint booth. A positive use determination of 90% for the Polin Paint Mix Room and the Hercules Model 650228 Paint Gun Cleaner. A positive use determination of 60% for the Aromax Air Cleaner and the Airflow Air Cleaner. | 1999-02-25 | 133741 | 100
3523 | T1 | Mrs Bard's Bakeries Inc | Mrs Baird's Bakeries | 512 S Gevers | San Antonio | TX | 78203 | Bexar | CN600130629 | RN102035623 | Installed a catalytic oxidizer. | A positive use determination of 100% for the catalytic oxidizer. | 1999-01-27 | 426848 | 100
3524 | T1 | E I Du Pont De Nemours & Co Inc | DuPont Sabine River Works | FM 1006 | Orange | TX | 77630 | Orange | CN600128284 | RN106987852 | The project includes an organic stripping column with associated support and feed equipment including vessels, pumps, and piping. It also includes a pipeline to convey the pretreated wastewater to the biological treatment system and an on-line analyzer system. | A positive use determination of 100% for the organic stripping column, the conveyance pumps and piping, and the associated instrumentation. | 1999-03-08 | 14000000 | 100
3525 | T1 | Tiffany Brick Co LP Dba Us Brick | US Brick Elgin 2 Plant | Rt 6, Box 338 | Elgin | TX | 78621 | Bastrop | CN600125884 | Insufficient Information | Installation of an enhanced dry lime scrubber. | A positive use determination of 100% for the dry lime scrubber. | 1999-02-02 | 1400000 | 100
3526 | T3 | Great Lakes Carbon Corporation | Great Lakes Carbon Port Arthur | Coke Dock Rd | Port Arthur | TX | 77640 | Jefferson | CN602597635 | RN100209287 | The following environmental projects: Install wind screens - phase I, #5 cooler exhaust particulate control, new ship loading facilities, and dedust oil system. | A positive use determination of 100% for the following projects: Install Wind Screens; #5 Cooler Exhaust Particulate Control, and Dedust Oil System. A positive use determination of 25% for the new Ship Loading Facilities. | 1999-02-03 | 1704903 | 100
3527 | T1 | National Auto Truck Stops | National Auto Truck Stops | I-20 & Hopkins | Sweetwater | TX | 79556 | Nolan | CN601120835 | RN102075116 | Installed an automatic tank gauge leak detection system and a stage II vapor recovery system. | A positive use determination of 100% for the automatic tank gauge leak detection system and a positive use determination of 50% for the Stage II vapor recovery system. | 1999-02-01 | 9800 | 100
3528 | T1 | TA Operating Corp | Travel Centers Of America | 6800 Thompson Rd | Baytown | TX | 77522 | Harris | CN603171661 | RN102463700 | Installed line leak detectors and siphon break valves. | A positive use determination of 100% for the line leak detectors and siphon break valves. | 1999-02-01 | 2861.18 | 100
3529 | T1 | TA Operating Corp | Travel Centers Of America | 1000 South FM 1912 | Amarillo | TX | 79118 | Potter | CN603171661 | RN109919787 | Installed Veeder Root TLS350 automatic tank gauge system, cathodic protection, spill/overfill containment, and surface aerators. | A positive use determination of 100% for the Veeder Root TLS350 automatic tank gauging, the cathodic protection, the overfill/overspill containment and the surface aerators. | 1999-02-01 | 40203 | 100
3530 | T1 | National Auto Truck Stops | National Auto Truck Stops | I30 & Hwy 205 | Rockwall | TX | 75087 | Rockwall | Insufficient Information | Insufficient Information | Installed Veeder Root TLS350 automatic tank gauge system, cathodic protection, and spill/overfill containment. | A positive use determination of 100% for the Veeder Root TLS350 automatic tank gauging, the cathodic protection, and the overfill/overspill containment. | 1999-02-01 | 66322 | 100
3531 | T1 | National Auto Truck Stops | National Auto Truck Stops | 6420 North I-35 | Denton | TX | 76207 | Denton | Insufficient Information | Insufficient Information | Installed underground storage tank sumps and sump sensors and a cathodic protection system. | A positive use determination of 100% for the cathodic protection system and the underground storage tank sumps. | 1999-02-01 | 38000 | 100
3532 | T1 | Goodyear Tire & Rubber Company | Goodyear Chemical Plant | 13411 Bay Area Blvd | Pasadena | TX | 77507 | Harris | CN600616049 | RN102608932 | The facilities installed on this project consisted of two concrete containment dikes around acid and caustic storage tanks, and two spill pans, installed at the railcar rack. | A positive use determination of 100% for the two concrete containment dikes and the two spill pans. | 1999-02-18 | 81000 | 100
3533 | T1 | Goodyear Tire & Rubber Company | Goodyear Chemical Plant | 13411 Bay Area Blvd | Pasadena | TX | 77507 | Harris | CN600616049 | RN102608932 | A large heat exchanger was installed to cool effluent water. | A positive use determination of 100% for the heat exchanger. | 1999-02-18 | 42000 | 100
3534 | T1 | Goodyear Tire & Rubber Company | Goodyear Chemical Plant | 13411 Bay Area Blvd | Pasadena | TX | 77507 | Harris | CN600616049 | RN102608932 | A blower, tanks, controls and a burner were installed to handle VOCs. | A positive use determination of 100% for the blower, tanks, controls and burner. | 1999-02-18 | 600000 | 100
3535 | T1 | Asarco Incorporated | Amarillo Copper Refinery | Tx Hwy 136 | Amarillo | TX | 79108 | Potter | CN602815524 | RN101701654 | This project will extend stormwater distribution lines to the rodline and anode cooling towers. | A positive use determination of 100% for the project to use stormwater as irrigation water. The project includes extending of the stormwater distribution lines to the Rodline Cooling Tower, Sanitation Pond, and Anode Cooling Tower. | 1999-02-03 | 100000 | 100
3536 | T1 | Asarco Incorporated | Amarillo Copper Refinery | Tx Hwy 136 | Amarillo | TX | 79108 | Potter | CN602815524 | RN101701654 | A positive use determination of 100% for the project to replace the hydrochloric acid scrubber with a packed column absorber. The project includes the construction of a block wall to provide freeze protection. | A positive use determination of 100% for the replacement of the hydrochloric acid scrubber with a packed column absorber with a block wall enclosure. | 1999-02-02 | 145000 | 100
3537 | T1 | Asarco Incorporated | Amarillo Copper Refinery | Tx Hwy 136 | Amarillo | TX | 79108 | Potter | CN602815524 | RN101701654 | Constructed concrete storage pads for use in storing copper anodes. | A positive use determination of 100% for the storage slabs for copper anodes. | 1999-02-03 | 150000 | 100
3538 | T1 | Asarco Incorporated | Amarillo Copper Refinery | Tx Hwy 136 | Amarillo | TX | 79108 | Potter | CN602815524 | RN101701654 | Replacement of deteriorated asphalt road with reinforced concrete. | A positive use determination of 100% for the project to replace deteriorated asphalt roads with reinforced concrete. | 1999-02-04 | 700000 | 100
3539 | T1 | Asarco Incorporated | Amarillo Copper Refinery | Tx Hwy 136 | Amarillo | TX | 79108 | Potter | CN602815524 | RN101701654 | This project repaved and expanded the plant access road. | A positive use determination of 100% for the repaving of the main access road to the plant. | 1999-02-04 | 165000 | 100
3540 | T2 | Asarco Incorporated | Amarillo Copper Refinery | Tx Hwy 136 | Amarillo | TX | 79108 | Potter | CN602815524 | RN101701654 | Replacement of three critical transformers containing PCB oil. | A negative determination. These three transformers are not pollution control property. | 1999-02-03 | 200000 | 100
3541 | T1 | Texas Farm Inc | CXML Sow 3-6, CXML Nursery 3-8, | CXML Finish 2-9; 11-13 | Perryton | TX | 79070 | Ochiltree | CN600135586 | Insufficient Information | This application is for the following facilities: CML Sow 3-6, CML Nursery 3-8, CML Finish 2-9, 11-13. The following items: Waste Collection and Delivery System - consisting of underfloor pits, pull plugs & sewer lines, recycle building, pumps, & distribution system; Lagoon System - primary & secondary lagoon systems & building pads (excavation costs), primary and secondary lagoon liners construction cost, inflow protection system; Other - production buildings. | A positive use determination of 100% for the Waste Collection & Delivery Systems and a positive use determination of 92% for the Lagoon Systems. A positive use determination of the following percentages for the Production Building Shells: CML Sow #5, #6, #3, #4 for 12%, Fin #4, #5, #6, #8, #9, #2, #3, #7, #11, & #12 for 8.4%, and Nur #3, #4, #5, #6, #7 & #8 for 10.5%. | 1999-02-24 | 24780084 | 100
3542 | T1 | Texas Farm Inc | Texas Farm Inc | Gp Ii Nursery, Finish 1&2 | Hansford County Facilities | TX | 79081 | Hansford | CN600135586 | RN101925972 | This application is for the following facilities: GP II Nursery, Finish 1, and Finish 2. The following items: Waste Collection and Delivery System - consisting of underfloor pits, pull plugs & sewer lines, recycle building, pumps, & distribution system; Lagoon System - primary & secondary lagoon systems & building pads (excavation costs), primary and secondary lagoon liners construction cost, inflow protection system; Other - production buildings. | A positive use determination of 100% for the Waste Collection & Delivery Systems and a positive use determination of 92% for the Lagoon Systems. A positive use determination of the following percentages for the Production Building Shells: GP II Fin #1(E) and Fin #2(W) for 8.4% and Nursery for 10.5%. | 1999-02-24 | 2153694 | 100
3543 | T1 | Montell USA Inc | Montell Bayport Faculty | 12001 Bay Area Blvd | Pasadena | TX | 77507 | Harris | CN604188763 | RN100216761 | The following items: High pressure blowdown, JSW extruder vent, D-line flashdrum filter replacement, D-line mini rerate, C-line mini rerate, D-line E-300, off gas flare, catallory offgas recovery, monomer safety upgrades, safe isolation of hazardous materials, C-line off gas header modifications, contaminated oil upgrade, D-line off gas header modification, catalloy sump pump, wash water to D-line bulk loading, MP-1 DL dumping equipment, extruder vent box upgrade, catalloy waste oil pipe replacement, warehouse roof internal gutters, C-line steamer line, C-line precontact pot safety upgrades, D-line precontact pot safety upgrades, hazardous waste storage, truck dock sump pump - catalloy unit, catalloy silos washdown water, holding pond automatic valve, E-line high pressure blowdown system, hydrocarbon emission monitors, nuclear level monitors, E-line stormwater retention, E-line deluge system, E-line monomer recycle and purification, E-line cooling tower system, E-line extruder area dust collection system, E-line vacuum cleaning system, E-line bulk loading dust collection system, powder additive area dust collection system, IBC tote wash station, catalloy sanitary waste treatment, catalloy flare system, catalloy water treatment, catalloy cooling towers, catalloy storm sewers, catalloy roads, catalloy conveyor area stormwater system, bulk loading 3 stormwater system, catalloy process area stormwater system, teal storage stormwater system, propylene purification stormwater system, area 600 propane purification, area 600 flushing oil system and exhaust oil disposal, polymer feeding and screening, flare system, steaming and steamer off gas recovery - sewer and flare, scrubber compression and separation area, gas blow down cyclone, and scrubber compression and separation area vapor recovery. | A positive use determination of 100% for the following projects: High pressure blowdown, JSW extruder vent, D-line mini rerate, C-line mini rerate, D-line E-300, off gas flare, monomer safety upgrades, safe isolation of hazardous materials, C-line off gas header modifications, contaminated oil upgrade, D-line off gas header modification, catalloy sump pump, wash water to D-line bulk loading, MP-1 DL dumping equipment, extruder vent box upgrade, catalloy waste oil pipe replacement, warehouse roof internal gutters, C-line steamer line, hazardous waste storage, truck dock sump pump - catalloy unit, catalloy silos washdown water, holding pond automatic valve, E-line high pressure blowdown system, hydrocarbon emission monitors, nuclear level monitors, E-line stormwater retention, E-line deluge system, E-line cooling tower system, E-line extruder area dust collection system, E-line vacuum cleaning system, E-line bulk loading dust collection system, powder additive area dust collection system, IBC tote wash station, catalloy sanitary waste treatment, catalloy flare system, catalloy water treatment, catalloy cooling towers, catalloy storm sewers, catalloy roads, catalloy conveyor area stormwater system, bulk loading 3 stormwater system, catalloy process area stormwater system, teal storage stormwater system, propylene purification stormwater system, area 600 flushing oil system & exhaust oil disposal, polymer feeding & screening, flare system, steaming & steamer off gas recovery - sewer and flare, gas blow down cyclone, & scrubber compression & separation area vapor recovery. A positive use determination of 50% for the following projects: Scrubber Compression & Separation Area - Vapor Recovery, Area 600 - Propane Purification, E-Line Monomer Recycle and Purification, Catalloy OffGas Recovery, & D-Line Flashdrum Filter Replacement. A negative determination for the following projects: C-Line & D-Line Precontact Pot Safety Upgrades. | 1999-03-10 | 42695239 | 100
3544 | T2 | The Dow Chemical Company | The Dow Chemical Company | 2301 Brazosport Blvd | Freeport | TX | 77541 | Brazoria | CN600356976 | RN102692258 | Project to reduce NOx emissions from power generation facilities. Installed low NOx burners on existing fired boiler FB-45. Added steam injection for gas turbines GT-37, -45, -66 & -67. Installed NOx analyzers. Added a 3.5 mile long 20 inch diameter steam line from the Oyster Creek Site power and steam generation. | A positive use determination of 100% for the project to reduce NOx emissions from power generation facilities by installing low NOx burners on existing fired boiler FB-45, adding steam injection for gas turbines GT-37, -45, -66 & -67, installing NOx analyzers and adding a 3.5 mile long 20 inch diameter steam line from the Oyster Creek Site power and steam generation. | 2000-01-18 | 16575000 | 100
3545 | T1 | Structural Metals Inc - DBA SMI-Texas | SMI-Texas | Steel Mill Rd | Seguin | TX | 78155 | Guadalupe | CN600129001 | RN102413689 | Installed new reverse-air baghouse. | A positive use determination of 100% for the new reverse air baghouse. | 1999-02-08 | 7800000 | 100
3546 | T1 | Roel D Ramirez | Hillside Grocery | 1000 Hwy 281 S | Marble Falls | TX | 78654 | Burnet | Insufficent Information | Insufficent Information | Upgrade to service station: leak detectors, observation well, overspill containers, vapor recovery caps, vent extractors and ball floats, tank markers, drop tubes, Veeder Root monitoring system and new 2" fiberglass piping. | A positive use determination of 100% for the four fx leak detectors, two observation wells, four spill containers with caps, four vapor recovery caps, four vent extractors with ball floats, four tank markers, four drop tubes, Veeder Root monitoring system, and 2" gas lines. | 1999-02-08 | 62000 | 100
3547 | T1 | The Lubrizol Corporation | Lubrizol Deer Park | 41 Tidal Rd | Deer Park | TX | 77536 | Harris | CN600269617 | RN100221589 | The following equipment: flare seal pot for P-17A, replace S-D-31 fiberglass scrubber, upgrade pilot and ignitors on 177 flare, replace IPL vent system at 156 unit, replace S-18, S-19 vent piping, new vent header for B-5016 & B-5017, lime silo baghouse revisions, new scrubber for J-41, S-49 mist eliminator revisions, FI-04 detonation arrestor replacement, S-25A scrubber replacement, replace FI-04 quench spray nozzles, jumper line at #1 lift station, sparger for aeration basin trough, trench drains in chemithon unit, covert Q-1 to wastewater tank, and sewer drain lines for 116 unit scrubbers. | A positive use determination of 100% for the flare seal pot for P-17A, replace S-D-31 fiberglass scrubber, upgrade pilot and ignitors on 177 flare, replace IPL vent system at 156 unit, replace S-18, S-19 vent piping, new vent header for B-5016 & B-5017, lime silo baghouse revisions, new scrubber for J-41, S-49 mist eliminator revisions, FI-04 detonation arrestor replacement, S-25A scrubber replacement, replace FI-04 quench spray nozzles, jumper line at #1 lift station, sparger for aeration basin trough, trench drains in chemithon unit, covert Q-1 to wastewater tank, and sewer drain lines for 116 unit scrubbers. | 1999-02-08 | 531299 | 100
3548 | T1 | The Lubrizol Corporation | Lubrizol Bayport | 12801 Bay Area Blvd | Pasadena | TX | 77507 | Harris | CN600269617 | RN101058410 | The following projects: Process III low NOx incinerator, Process I vent system modifications, Process II A tank farm vent control, Process II A-217 and C-216 vent control, replace biological/sanitary sewer pump, B-178 vents and regulators, and B-179 vents and regulators. | A positive use determination of 100% for the Process III low NOx incinerator, Process I vent system modifications, Process II A tank farm vent control, Process II A-217 and C-216 vent control, replace biological/sanitary sewer pump, B-178 vents and regulators, and B-179 vents and regulators. | 1999-02-08 | 3317724 | 100
3549 | T1 | Goodyear Tire & Rubber Company | Goodyear Chemical Plant | I 10 @ Smith Rd | Beaumont | TX | 77720 | Jefferson | CN600616049 | RN102561925 | The following equipment: instrumentation, sample/analysis equipment and data acquisition equipment for boiler B108; 840 and 880 drainage ditch modifications; wastewater treatment system piping; central vacuum system; vent condenser system/840 compressor, primary stripper 9D401D, secondary stripper 9D402D, and tertiary stripper 9D403D; fume removal equipment; flare 3Q502 sensor instruments, instrumentation for smokeless flare, additional instrumentation; HC detector instrumentation; replacement of existing pumps, valves, and seals in piping service for LDAR Program; HF scrubbers 8D201 and 8D202; vacuum truck unloading system; SWMU containment system plant wide, containment dike tanks 4F105A/B; Stripper decanter 9F404D; and expander. | A positive use determination of 100% for the above listed equipment. | 1999-02-08 | 6486497 | 100
3550 | T1 | Morningstar Foods Inc | Morningstar Foods Inc | 300 Industrial Dr E | Sulphur Springs | TX | 75483 | Hopkins | CN603387630 | RN104999222 | Installed a dissolved flotation system. | A positive use determination of 100% for the dissolved air flotation system. | 1999-02-18 | 430292 | 100
3551 | T1 | E I Du Pont De Nemours & Co Inc | DuPont La Porte | 12501 Strang Rd | La Porte | TX | 77572 | Harris | CN600128284 | RN100225085 | Installed a new filter press system. Equipment includes a filter press, a polymer feed system, a loading belt conveyor, and general improvements for spill containment. | A positive use determination of 100% for the filter press, polymer feed system loading belt conveyor, and improvements for spill containment. | 1999-02-18 | 325000 | 100
3552 | T3 | Amoco Chemical Company | Amoco Chocolate Bayou | FM 2004 Gate 5A | Alvin | TX | 77511 | Brazoria | CN600126775 | RN100238708 | The following projects: flare header and laterals; flare system including permit, catalyst waste disposal system, sanitary and process wastewater and stormwater disposal systems, reactor offgas recycle system, rail car unloading system for residual pellet solids, sock filters, pellet blending dust filter system, TM-407 fine particle filter, HCI removal from purge gas, TM-301 gas expansion bag filter, process water recovery system, propylene recovery system, offgas recovery system, hydrotesting and x-raying, and devolatilization. | A positive use determination of 100% for the following projects: Flare System, Catalyst Waste Reclamation, Wastewater & Stormwater Disposal System Modifications, Railcar Unloading System for Residual Pellets, Sock Filters, Pellet Blending Dust Removal System, Pellet Fines Recovery, HC1 Removal from Wet Nitrogen Purge Column, TM-301 Gas Expansion Bag Filter, TM-407 Process Water Recovery System, Hydrotesting and X-raying. A positive use determination of 50% for the Reactor Off-gas Recycle System, Propylene Recovery System, and the Off-gas Recovery System. | 1999-02-19 | 17259647 | 100
3553 | T1 | Texas Genco II LP | Cedar Bayou | 7705 Old West Bay Rd | Baytown | TX | 77520 | Chambers | CN603919200 | RN100825371 | Replacement of floor drains and piping system for polishing demineralizer. | A positive use determination of 100% for the replacement floor drains and piping system for the Polishing Demineralizer. | 1999-02-18 | 125948 | 100
3554 | T1 | Houston Industries Inc | PH Robinson | 5501 Hwy 146 | Bacliff | TX | 77518 | Galveston | CN603881384 | RN101062826 | Waste Storage Containers: steel and plastic 55-gallon drums used for temporary storage. | A positive use determination of 100% for the waste storage containers. | 1999-02-18 | 10000 | 100
3555 | T1 | Houston Industries Inc | Webster | 19301 Galveston Rd | Webster | TX | 77598 | Galveston | CN601095797 | RN100542992 | Waste Storage Containers: steel and plastic 55-gallon drums used for temporary storage. | A positive use determination of 100% for the waste storage containers. | 1999-02-18 | 5000 | 100
3556 | T1 | Houston Industries Inc | Galveston Service Center | 502 27Th St | Galveston | TX | 77550 | Galveston | CN603881384 | RN108872060 | Waste Storage Containers: steel and plastic 55-gallon drums used for temporary storage. | A positive use determination of 100% for the waste storage containers. | 1999-02-18 | 2700 | 100
3557 | T1 | Houston Industries Inc | PH Robinson | 5501 Hwy 146 | Bacliff | TX | 77518 | Galveston | CN603881384 | RN101062826 | Booms for spill response and cleanup. | A positive use determination of 100% for the spill response/clean up booms. | 1999-02-18 | 2400 | 100
3558 | T1 | Houston Industries Inc | Webster | 19301 Galveston Rd | Webster | TX | 77598 | Galveston | CN601095797 | RN100542992 | Booms for spill response and cleanup. | A positive use determination of 100% for the spill response/clean up booms. | 1999-02-18 | 2400 | 100
3559 | T1 | Houston Industries Inc | W A Parish | 2500 Y U Jones Rd | Thompsons | TX | 77481 | Fort Bend | CN600276653 | RN100888312 | Closure of hazardous waste storage area. | A positive use determination of 100% for the project to close the existing hazardous waste storage area and open a new one. | 1999-02-18 | 13641 | 100
3560 | T1 | Houston Industries Inc | W A Parish | 2500 Y U Jones Rd | Thompsons | TX | 77481 | Fort Bend | CN600276653 | RN100888312 | Concrete barriers were installed around manholes to prevent stormwater from flowing into the floor drain system. | A positive use determination of 100% for the concrete barriers. | 1999-02-18 | 21921 | 100
3561 | T1 | Houston Industries Inc | W A Parish | 2500 Y U Jones Rd | Thompsons | TX | 77481 | Fort Bend | CN600276653 | RN100888312 | Installed new basin cross connects at the lower walls near the bottom of the wastewater basins. | A positive use determination of 100% for the waste water structure improvements. | 1999-02-18 | 18952 | 100
3562 | T1 | Houston Industries Inc | PH Robinson | 5501 Hwy 146 | Bacliff | TX | 77518 | Galveston | CN603881384 | RN101062826 | Replaced floor drains and piping system for make-up demineralizer. | A positive use determination of 100% for the project to replace the floor drains and piping system for the make-up demineralizer. | 1999-02-18 | 155019 | 100
3563 | T1 | Houston Industries Inc | Greenspoint Service Center | 2301 West Greens Rd | Houston | TX | 77032 | Harris | CN603881384 | RN108872078 | Replaced sanitary waste water treatment system basin walls. | A positive use determination of 100% for the project to replace basin walls in the Sanitary Waste Water Treatment System. | 1999-02-18 | 29300 | 100
3564 | T1 | Houston Industries Inc | San Jacinto | 845 Sens Rd | La Porte | TX | 77571 | Harris | CN603893694 | RN100542901 | Installed paving under the auxiliary cooling water fans. | A positive use determination of 100% for the paving installed under the two auxiliary cooling water fans. | 1999-02-18 | 42000 | 100
3565 | T1 | Houston Industries Inc | Webster | 19301 Galveston Rd | Webster | TX | 77598 | Harris | CN601095797 | RN100542992 | Constructed wetlands to equalize discharge and reduce solids in effluent. | A positive use determination of 100% for the constructed wet land. | 1999-02-18 | 62000 | 100
3566 | T1 | Houston Industries Inc | Limestone | Route 1, Box 85 | Jewett | TX | 75846 | Limestone | CN600276653 | RN100542927 | Replacement of various portions of bottom ash piping in both operating units. | A positive use determination of 50% for the project to replace bottom ash piping. | 1999-02-18 | 307827 | 100
3567 | T1 | Houston Industries Inc | Limestone | Route 1, Box 85 | Jewett | TX | 75846 | Limestone | CN600276653 | RN100542927 | Upgrade bottom ash sump pump. | A positive use determination of 100% for the upgrade to the bottom ash sump pump. | 1999-02-18 | 10721 | 100
3568 | T2 | Houston Industries Inc | W A Parish | 2500 Y U Jones Rd | Thompsons | TX | 77481 | Fort Bend | CN600276653 | RN100888312 | Sixteen new diamond power waterlances, complete with necessary control system to integrate waterlance operation with the existing sootblower operation have been installed in Units 7 & 8. | A positive use determination of 100% for the 16 new diamond power water lances installed in Units 7 and 8. | 1999-02-16 | 1242737 | 100
3569 | T1 | Texas Genco II LP | Cedar Bayou | 7705 Old West Bay Rd | Baytown | TX | 77520 | Chambers | CN603919200 | RN100825371 | Asbestos Abatement: Associated costs include asbestos removal, HEPA vacuum equipment, negative air pressure enclosures, glove bags, personal protective equipment, decontamination facilities, testing, disposal, etc. | A positive use determination of 100% for the asbestos abatement project. | 1999-02-18 | 11087 | 100
3570 | T1 | Houston Industries Inc | W A Parish | 2500 Y U Jones Rd | Thompsons | TX | 77481 | Fort Bend | CN600276653 | RN100888312 | FGD System Lining Upgrade Unit 8: Replaced lining in scrubber outlet ducts. | A positive use determination of 100% for the replacement of the lining in the Unit 8 FGD outlet ducts. | 1999-02-16 | 230043 | 100
3571 | T1 | Houston Industries Inc | W A Parish | 2500 Y U Jones Rd | Thompsons | TX | 77481 | Fort Bend | CN600276653 | RN100888312 | Replaced agitators in Unit 8 scrubber towers. | A positive use determination of 100% for the new agitators in the Unit 8 scrubber absorber towers. | 1999-02-16 | 82000 | 100
3572 | T3 | Houston Industries Inc | W A Parish | 2500 Y U Jones Rd | Thompsons | TX | 77481 | Fort Bend | CN600276653 | RN100888312 | Installation of Low NOx Firing System: Modifications include installation of separated overfire air compartments, lowering existing coal elevations, new coal and air nozzles, replacement of pulverizer components including deflector plates, vane wheel assemblies and multiport outlet and discharge valve assemblies, and installation of new quick change assemblies. | A positive use determination of 100% for the installation of separated overfire air compartments, lowering of existing coal elevations, and new coal and air nozzles. A positive use determination of 30% for the replacement and upgrading of the coal pulverizer. | 1999-03-04 | 5936380 | 100
3573 | T1 | Houston Industries Inc | W A Parish | 2500 Y U Jones Rd | Thompsons | TX | 77481 | Fort Bend | CN600276653 | RN100888312 | A Neural Network Optimization System was installed on Units 5-8. | A positive use determination of 100% for the Neural Network Optimization System on Units 5-8. | 1999-02-16 | 1117241 | 100
3574 | T1 | Houston Industries Inc | W A Parish | 2500 Y U Jones Rd | Thompsons | TX | 77481 | Fort Bend | CN600276653 | RN100888312 | This project includes the necessary ductwork, dampers, controls and other components necessary to route boiler exhaust to the combustion air fans. | A positive use determination of 100% for the flue gas recirculation system in Units 3 and 4. | 1999-02-16 | 739029 | 100
3575 | T1 | Houston Industries Inc | W A Parish | 2500 Y U Jones Rd | Thompsons | TX | 77481 | Fort Bend | CN600276653 | RN100888312 | Two existing pug mill Sly scrubbers are being replaced with one Venturi scrubber. | A positive use determination of 100% for the venturi scrubber on Unit 8. | 1999-02-16 | 74844 | 100
3576 | T1 | Houston Industries Inc | W A Parish | 2500 Y U Jones Rd | Thompsons | TX | 77481 | Fort Bend | CN600276653 | RN100888312 | Baghouse springs and filters were replaced on Unit 7. | A positive use determination of 100% for the baghouse springs and filter bags replacement for Unit 7. | 1999-02-16 | 1556813 | 100
3577 | T1 | Houston Industries Inc | W A Parish | 2500 Y U Jones Rd | Thompsons | TX | 77481 | Fort Bend | CN600276653 | RN100888312 | A new coalescing filter was installed in parallel to the existing vent system on Units 7 & 8. | A positive use determination of 100% for the lube oil mist eliminators on Units 7 and 8. | 1999-02-16 | 89631 | 100
3578 | T1 | Houston Industries Inc | W A Parish | 2500 Y U Jones Rd | Thompsons | TX | 77481 | Fort Bend | CN600276653 | RN100888312 | Purchased a water truck to wet the coal pile for units 5-8. | A positive use determination of 100% for the water truck. | 1999-02-16 | 612992 | 100
3579 | T1 | Houston Industries Inc | PH Robinson | 5501 Hwy 146 | Bacliff | TX | 77518 | Galveston | CN603881384 | RN101062826 | This project includes the necessary ductwork, dampers, controls and other components necessary to route boiler flue gas from the boiler exhaust to the combustion air fans on PH Robinson Units 1-3. | A positive use determination of 100% for the induced flue gas recirculation system. | 1999-02-16 | 680959 | 100
3580 | T1 | Houston Industries Inc | Webster | 19301 Galveston Rd | Webster | TX | 77598 | Galveston | CN601095797 | RN100542992 | This project includes the necessary ductwork, dampers, controls and other components necessary to route boiler flue gas from the boiler exhaust to the combustion air fans on PH Robinson Units 1-3. | A positive use determination of 100% for the induced flue gas recirculation system. | 1999-02-16 | 651185 | 100
3581 | T1 | Houston Industries Inc | PH Robinson | 5501 Hwy 146 | Bacliff | TX | 77518 | Galveston | CN603881384 | RN101062826 | Asbestos Abatement: Associated costs include asbestos removal, HEPA vacuum equipment, negative air pressure enclosures, glove bags, personal protective equipment, decontamination facilities, testing, disposal, etc. | A positive use determination of 100% for the Asbestos Abatement Project. | 1999-02-19 | 62905 | 100
3582 | T1 | Houston Industries Inc | Webster | 19301 Galveston Rd | Webster | TX | 77598 | Galveston | CN601095797 | RN100542992 | Asbestos Abatement: Associated costs include asbestos removal, HEPA vacuum equipment, negative air pressure enclosures, glove bags, personal protective equipment, decontamination facilities, testing, disposal, etc. | A positive use determination of 100% for the Asbestos Abatement Project. | 1999-02-19 | 114241 | 100
3583 | T1 | Houston Industries Inc | SR Berton | 2012 Miller Cut-Off Rd | Deer Park | TX | 77536 | Harris | CN600276653 | RN100825389 | New flue gas analyzers (O2 Analyzers) were installed for Units 3 & 4. | A positive use determination of 100% for the O2 Analyzers for Units 3 and 4. | 1999-02-19 | 27600 | 100
3584 | T1 | Houston Industries Inc | Brazosport Service Center | 202 Hwy 332 West | Clute | TX | 77531 | Brazoria | CN600276653 | RN100655216 | Upgraded the Veeder Root leak detection system. | A positive use determination of 100% for the upgrade to the leak detection system. | 1999-02-19 | 4073 | 100
3585 | T1 | Houston Industries Inc | Brazosport Service Center | 202 Hwy 332 West | Clute | TX | 77531 | Brazoria | CN600276653 | RN100655216 | Purchase of steel and plastic 55-gallon drums to be used for the temporary storage of waste. | A positive use determination of 100% for the waste storage containers. | 1999-02-19 | 2700 | 100
3586 | T1 | Texas Genco II LP | Cedar Bayou | 7705 Old West Bay Rd | Baytown | TX | 77520 | Chambers | CN603919200 | RN100825371 | Purchase of steel and plastic 55-gallon drums to be used for the temporary storage of waste. | A positive use determination of 100% for the waste storage containers. | 1999-02-19 | 10000 | 100
3587 | T1 | Texas Genco II LP | Cedar Bayou | 7705 Old West Bay Rd | Baytown | TX | 77520 | Chambers | CN603919200 | RN100825371 | Purchased booms for use for spill response. | A positive use determination of 100% for the spill response/clean-up booms. | 1999-02-19 | 2400 | 100
3588 | T1 | Texas Genco II LP | Cedar Bayou | 7705 Old West Bay Rd | Baytown | TX | 77520 | Chambers | CN603919200 | RN100825371 | Cleanup and remediation of a diesel/acid release. | A positive use determination of 100% for the groundwater remediation project. | 1999-02-19 | 39808 | 100
3589 | T1 | Houston Industries Inc | Fort Bend | 4401 Ave H | Rosenberg | TX | 77471 | Fort Bend | CN603881384 | RN102929494 | Upgraded the Veeder Root leak detection system. | A positive use determination of 100% for the upgrade to the leak detection system. | 1999-02-19 | 4073 | 100
3590 | T1 | Houston Industries Inc | S R Berton | 2018 Miller Cut-Off | Deer Park | TX | 77536 | Harris | CN600276653 | RN100825389 | Purchased booms for use for spill response. | A positive use determination of 100% for the spill response/clean-up booms. | 1999-02-19 | 2400 | 100
3591 | T1 | Houston Industries Inc | Deepwater | 901 Light Co Rd | Pasadena | TX | 77506 | Harris | CN603881384 | RN100542877 | Purchased booms for use for spill response. | A positive use determination of 100% for the spill response/clean-up booms. | 1999-02-19 | 2400 | 100
3592 | T1 | Houston Industries Inc | Webster | 19301 Galveston Rd | Webster | TX | 77598 | Harris | CN601095797 | RN100542992 | Purchased booms for use for spill response. | A positive use determination of 100% for the spill response/clean-up booms. | 1999-02-19 | 2400 | 100
3593 | T1 | Houston Industries Inc | W A Parish | 2500 Y U Jones Rd | Thompsons | TX | 77481 | Fort Bend | CN600276653 | RN100888312 | Landfill Disposal Cell Water Management/Closure Project: Temporarily installed piping and a reverse osmosis system to bring discharges from outfall 004 into compliance. | A positive use determination of 100% for the Landfill Disposal Cell Water Management/Closure (units 5-8) Project. | 1999-02-19 | 5918183 | 100
3594 | T1 | Houston Industries Inc | W A Parish | 2500 Y U Jones Rd | Thompsons | TX | 77481 | Fort Bend | CN600276653 | RN100888312 | Replaced corroded bottom ash dewatering bin cone and applied a corrosion prevention coating. | A positive use determination of 100% for the project to replace the dewatering bin cones. | 1999-02-19 | 799585 | 100
3595 | T1 | Houston Industries Inc | Berry Service Center | 8706 East Hardy | Houston | TX | 77093 | Harris | CN603881384 | RN100652726 | Upgraded the Veeder Root leak detection system. | A positive use determination of 100% for the upgrade to the leak detection system.. | 1999-02-19 | 4072.5 | 100
3596 | T1 | Houston Industries Inc | H O Clarke | 12045 Main | Houston | TX | 77035 | Harris | CN600276653 | RN100542653 | Upgraded the Veeder Root leak detection system. | A positive use determination of 100% for the upgrade to the leak detection system.. | 1999-02-19 | 945 | 100
3597 | T1 | Houston Industries Inc | Magnolia Park Service Center | 104 N Greenwood | Houston | TX | 77011 | Harris | CN603881384 | RN100665017 | Upgraded the Veeder Root leak detection system. | A positive use determination of 100% for the upgrade to the leak detection system.. | 1999-02-19 | 4073 | 100
3598 | T1 | Houston Industries Inc | Spring Branch Service Center | 10310 Old Katy Rd | Houston | TX | 77043 | Harris | CN603881418 | RN100666924 | Upgraded the Veeder Root leak detection system. | A positive use determination of 100% for the upgrade to the leak detection system.. | 1999-02-19 | 4073 | 100
3599 | T1 | Houston Industries Inc | Berry Service Center | 8706 East Hardy | Houston | TX | 77093 | Harris | CN603881384 | RN100652726 | Hazardous waste storage areas were modified to allow for adequate aisle space, improved security and better secondary containment. | A positive use determination of 100% for the Hazardous Waste Storage Area Modifications. | 1999-02-19 | 12692 | 100
3600 | T1 | Houston Industries Inc | H O Clarke | 12045 Main | Houston | TX | 77035 | Harris | CN600276653 | RN100542653 | Hazardous waste storage areas were modified to allow for adequate aisle space, improved security and better secondary containment. | A positive use determination of 100% for the Hazardous Waste Storage Area Modifications. | 1999-02-19 | 18797 | 100
3601 | T1 | Houston Industries Inc | Underground Service Center | 2320 West Dallas | Houston | TX | 77002 | Harris | CN603881384 | RN100685288 | Hazardous waste storage areas were modified to allow for adequate aisle space, improved security and better secondary containment. | A positive use determination of 100% for the Hazardous Waste Storage Area Modifications. | 1999-02-19 | 26505 | 100
3602 | T1 | Houston Industries Inc | S R Berton | 2018 Miller Cut-Off | Deer Park | TX | 77536 | Harris | CN600276653 | RN100825389 | Purchased steel and plastic 55-gallon drums for use for temporary storage of wastes. | A positive use determination of 100% for the Waste Storage Containers. | 1999-02-19 | 10000 | 100
3603 | T1 | Houston Industries Inc | H O Clarke | 12045 Main | Houston | TX | 77035 | Harris | CN600276653 | RN100542653 | Purchased steel and plastic 55-gallon drums for use for temporary storage of wastes. | A positive use determination of 100% for the Waste Storage Containers. | 1999-02-19 | 5000 | 100
3604 | T1 | Houston Industries Inc | Deepwater | 901 Light Co Rd | Pasadena | TX | 77506 | Harris | CN603881384 | RN100542877 | Purchased steel and plastic 55-gallon drums for use for temporary storage of wastes. | A positive use determination of 100% for the Waste Storage Containers. | 1999-02-19 | 5000 | 100
3605 | T1 | Houston Industries Inc | Greens Bayou | 12070 Beaumont Hwy | Houston | TX | 77049 | Harris | CN601095797 | RN100542851 | Purchased steel and plastic 55-gallon drums for use for temporary storage of wastes. | A positive use determination of 100% for the Waste Storage Containers. | 1999-02-19 | 5000 | 100
3606 | T1 | Houston Industries Inc | Webster | 19301 Galveston Rd | Webster | TX | 77598 | Harris | CN601095797 | RN100542992 | Purchased steel and plastic 55-gallon drums for use for temporary storage of wastes. | A positive use determination of 100% for the Waste Storage Containers. | 1999-02-19 | 5000 | 100
3607 | T1 | Houston Industries Inc | TH Wharton | 16301 Hs 249 | Houston | TX | 77064 | Harris | CN600254148 | RN100542885 | Purchased steel and plastic 55-gallon drums for use for temporary storage of wastes. | A positive use determination of 100% for the Waste Storage Containers. | 1999-02-19 | 10000 | 100
3608 | T1 | Houston Industries Inc | San Jacinto | 845 Sens Rd | La Porte | TX | 77571 | Harris | CN603893694 | RN100542901 | Purchased steel and plastic 55-gallon drums for use for temporary storage of wastes. | A positive use determination of 100% for the Waste Storage Containers. | 1999-02-19 | 3400 | 100
3609 | T1 | Houston Industries Inc | Energy Development Center | 12301 Kurland Dr | Houston | TX | 77034 | Harris | CN600276653 | RN102421633 | Purchased steel and plastic 55-gallon drums for use for temporary storage of wastes. | A positive use determination of 100% for the Waste Storage Containers. | 1999-02-19 | 5000 | 100
3610 | T1 | Houston Industries Inc | Baytown Service Center | 333 Ward Rd | Baytown | TX | 77520 | Harris | CN601095797 | RN100649813 | Purchased steel and plastic 55-gallon drums for use for temporary storage of wastes. | A positive use determination of 100% for the Waste Storage Containers. | 1999-02-19 | 2700 | 100
3611 | T1 | Houston Industries Inc | Bellaire Service Center | 4300 Bissonnet | Bellaire | TX | 77401 | Harris | CN600276653 | RN100651280 | Purchased steel and plastic 55-gallon drums for use for temporary storage of wastes. | A positive use determination of 100% for the Waste Storage Containers. | 1999-02-19 | 2700 | 100
3612 | T1 | Houston Industries Inc | Berry Service Center | 8706 East Hardy | Houston | TX | 77093 | Harris | CN603881384 | RN100652726 | Purchased steel and plastic 55-gallon drums for use for temporary storage of wastes. | A positive use determination of 100% for the Waste Storage Containers. | 1999-02-19 | 2700 | 100
3613 | T1 | Houston Industries Inc | Channelview Service Center | 15025 I-10 East | Channelview | TX | 77530 | Harris | CN600254148 | RN100656560 | Purchased steel and plastic 55-gallon drums for use for temporary storage of wastes. | A positive use determination of 100% for the Waste Storage Containers. | 1999-02-19 | 2700 | 100
3614 | T1 | Houston Industries Inc | H O Clarke | 12045 Main | Houston | TX | 77035 | Harris | CN600276653 | RN100542653 | Purchased steel and plastic 55-gallon drums for use for temporary storage of wastes. | A positive use determination of 100% for the Waste Storage Containers. | 1999-02-19 | 2700 | 100
3615 | T1 | Houston Industries Inc | Cypress Service Center | 18018 Cypress Church Rd | Cypress | TX | 77429 | Harris | CN601095797 | RN101992832 | Purchased steel and plastic 55-gallon drums for use for temporary storage of wastes. | A positive use determination of 100% for the Waste Storage Containers. | 1999-02-19 | 2700 | 100
3616 | T1 | Houston Industries Inc | Greenspoint Service Center | 2301 West Greens Rd | Houston | TX | 77032 | Harris | CN603881384 | RN108872078 | Purchased steel and plastic 55-gallon drums for use for temporary storage of wastes. | A positive use determination of 100% for the Waste Storage Containers. | 1999-02-19 | 2700 | 100
3617 | T1 | Houston Industries Inc | Humble Service Center | 10010 FM 1960 | Humble | TX | 77338 | Harris | CN603881384 | RN108872110 | Purchased steel and plastic 55-gallon drums for use for temporary storage of wastes. | A positive use determination of 100% for the Waste Storage Containers. | 1999-02-19 | 2700 | 100
3618 | T1 | Houston Industries Inc | Katy Service Center | 5431 Highway Blvd | Katy | TX | 77450 | Harris | CN601095797 | RN100664010 | Purchased steel and plastic 55-gallon drums for use for temporary storage of wastes. | A positive use determination of 100% for the Waste Storage Containers. | 1999-02-19 | 2700 | 100
3619 | T1 | Houston Industries Inc | Magnolia Park Service Center | 104 N Greenwood | Houston | TX | 77011 | Harris | CN603881384 | RN100665017 | Purchased steel and plastic 55-gallon drums for use for temporary storage of wastes. | A positive use determination of 100% for the Waste Storage Containers. | 1999-02-19 | 2700 | 100
3620 | T1 | Houston Industries Inc | South Houston Central Complex | 4500 South Shaver | Houston | TX | 77034 | Harris | CN600276653 | RN102797164 | Purchased steel and plastic 55-gallon drums for use for temporary storage of wastes. | A positive use determination of 100% for the Waste Storage Containers. | 1999-02-19 | 2700 | 100
3621 | T1 | Houston Industries Inc | Spring Branch Service Center | 10310 Old Katy Rd | Houston | TX | 77043 | Harris | CN603881418 | RN100666924 | Purchased steel and plastic 55-gallon drums for use for temporary storage of wastes. | A positive use determination of 100% for the Waste Storage Containers. | 1999-02-19 | 2700 | 100
3622 | T1 | Houston Industries Inc | Underground Service Center | 2320 West Dallas | Houston | TX | 77002 | Harris | CN603881384 | RN100685288 | Purchased steel and plastic 55-gallon drums for use for temporary storage of wastes. | A positive use determination of 100% for the Waste Storage Containers. | 1999-02-19 | 2700 | 100
3623 | T1 | Houston Industries Inc | W A Parish | 2500 Y U Jones Rd | Thompsons | TX | 77481 | Fort Bend | CN600276653 | RN100888312 | Purchased steel and plastic 55-gallon drums for use for temporary storage of wastes. | A positive use determination of 100% for the Waste Storage Containers. | 1999-02-19 | 15000 | 100
3624 | T1 | Houston Industries Inc | Fort Bend | 4401 Ave H | Rosenberg | TX | 77471 | Fort Bend | CN603881384 | RN102929494 | Purchased steel and plastic 55-gallon drums for use for temporary storage of wastes. | A positive use determination of 100% for the Waste Storage Containers. | 1999-02-19 | 2700 | 100
3625 | T1 | Houston Industries Inc | Sugarland Service Center | 13300 W Bellfort | Sugar Land | TX | 77478 | Fort Bend | CN600276653 | RN100667898 | Purchased steel and plastic 55-gallon drums for use for temporary storage of wastes. | A positive use determination of 100% for the Waste Storage Containers. | 1999-02-19 | 2700 | 100
3626 | T1 | Houston Industries Inc | S R Berton | 2018 Miller Cut-Off | Deer Park | TX | 77536 | Harris | CN600276653 | RN100825389 | Remediation of PCB contaminated soil. | A positive use determination of 100% for the Soil Remediation Project. | 1999-02-19 | 44477 | 100
3627 | T1 | Houston Industries Inc | South Houston Central Complex | 4500 South Shaver | Houston | TX | 77034 | Harris | CN600276653 | RN102797164 | Constructed a containment berm around the transformer oil tanks. | A positive use determination of 100% for the Containment Berm. | 1999-02-19 | 21400 | 100
3628 | T1 | Houston Industries Inc | South Houston Central Complex | 4500 South Shaver | Houston | TX | 77034 | Harris | CN600276653 | RN102797164 | Constructed two liquid spill containment sumps. | A positive use determination of 100% for the Two Liquid Spill Containment Sumps. | 1999-02-19 | 12124 | 100
3629 | T1 | Houston Industries Inc | South Houston Central Complex | 4500 South Shaver | Houston | TX | 77034 | Harris | CN600276653 | RN102797164 | Constructed a storage containment pit for PCB drums. | A positive use determination of 100% for the PCB Drum Storage Containment Pit. | 1999-02-19 | 21585 | 100
3630 | T1 | Houston Industries Inc | Deepwater | 901 Light Co Rd | Pasadena | TX | 77506 | Harris | CN603881384 | RN100542877 | Project to close to underground storage tanks. | A positive use determination of 100% for the project to close two underground storage tanks. | 1999-02-19 | 6528 | 100
3631 | T1 | Houston Industries Inc | Energy Development Center | 12301 Kurland Dr | Houston | TX | 77034 | Harris | CN600276653 | RN102421633 | Converted a wash bay into an enclosed blast room. | A positive use determination of 100% for the Blast Room Project. | 1999-02-19 | 8400 | 100
3632 | T1 | Houston Industries Inc | Limestone | Route 1, Box 85 | Jewett | TX | 75846 | Limestone | CN600276653 | RN100542927 | Purchased plastic and steel 55-gallon drums for use for waste storage. | A positive use determination of 100% for the waste storage containers. | 1999-02-19 | 15000 | 100
3633 | T1 | Houston Industries Inc | South Houston Central Complex | 4500 South Shaver | Houston | TX | 77034 | Harris | CN600276653 | RN102797164 | Replaced a paint booth's water wash system with a dry filter system. | A positive use determination of 100% for the Paint Booth Conversion Project. | 1999-02-19 | 36054 | 100
3634 | T1 | Houston Industries Inc | SR Berton | 2012 Miller Cut-Off Rd | Deer Park | TX | 77536 | Harris | CN600276653 | RN100825389 | Asbestos Abatement: Associated costs include asbestos removal, HEPA vacuum equipment, negative air pressure enclosures, glove bags, personal protective equipment, decontamination facilities, testing, disposal, etc. | A positive use determination of 100% for the Asbestos Abatement Project. | 1999-02-19 | 188041 | 100
3635 | T1 | Houston Industries Inc | Deepwater | 901 Light Co Rd | Pasadena | TX | 77506 | Harris | CN603881384 | RN100542877 | Asbestos Abatement: Associated costs include asbestos removal, HEPA vacuum equipment, negative air pressure enclosures, glove bags, personal protective equipment, decontamination facilities, testing, disposal, etc. | A positive use determination of 100% for the Asbestos Abatement Project. | 1999-02-19 | 3156 | 100
3636 | T1 | Houston Industries Inc | Greens Bayou | 12070 Beaumont Hwy | Houston | TX | 77049 | Harris | CN601095797 | RN100542851 | Asbestos Abatement: Associated costs include asbestos removal, HEPA vacuum equipment, negative air pressure enclosures, glove bags, personal protective equipment, decontamination facilities, testing, disposal, etc. | A positive use determination of 100% for the Asbestos Abatement Project. | 1999-02-19 | 4543 | 100
3637 | T1 | Houston Industries Inc | Webster | 19301 Galveston Rd | Webster | TX | 77598 | Harris | CN601095797 | RN100542992 | Asbestos Abatement: Associated costs include asbestos removal, HEPA vacuum equipment, negative air pressure enclosures, glove bags, personal protective equipment, decontamination facilities, testing, disposal, etc. | A positive use determination of 100% for the Asbestos Abatement Project. | 1999-02-19 | 113517 | 100
3638 | T1 | Houston Industries Inc | TH Wharton | 16301 Hs 249 | Houston | TX | 77064 | Harris | CN600254148 | RN100542885 | Asbestos Abatement: Associated costs include asbestos removal, HEPA vacuum equipment, negative air pressure enclosures, glove bags, personal protective equipment, decontamination facilities, testing, disposal, etc. | A positive use determination of 100% for the Asbestos Abatement Project. | 1999-02-19 | 26535 | 100
3639 | T1 | Houston Industries Inc | Webster | 19301 Galveston Rd | Webster | TX | 77598 | Harris | CN601095797 | RN100542992 | This project includes the necessary ductwork, dampers, controls, and other components necessary to route boiler flue gas from the boiler exhaust to combustion fans. | A positive use determination of 100% for the Induced Flue Gas Recirculation Project. | 1999-02-19 | 651185 | 100
3640 | T1 | Houston Industries Inc | Limestone | Route 1, Box 85 | Jewett | TX | 75846 | Limestone | CN600276653 | RN100542927 | Replaced the original baghouse with a Pulse Jet style baghouse. | A positive use determination of 100% for the pulse jet baghouse installed on the Unit 1 fly ash silo. | 1999-02-17 | 148646 | 100
3641 | T1 | Houston Industries Inc | Limestone | Route 1, Box 85 | Jewett | TX | 75846 | Limestone | CN600276653 | RN100542927 | Replacement of economizer piping on Units 1 and 2 with an upgraded double walled pipe. | A positive use determination of 100% for the replacement of economizer ash piping on Units 1 and 2. | 1999-02-17 | 203164 | 100
3642 | T1 | Houston Industries Inc | Limestone | Route 1, Box 85 | Jewett | TX | 75846 | Limestone | CN600276653 | RN100542927 | Four mist eliminators on the FGD towers of Unit 1 were replaced with an upgraded design. | A positive use determination of 100% for the replacement of four mist eliminators on the flue gas desulfurization towers on Units 1. | 1999-02-17 | 508740 | 100
3643 | T1 | Multilayer Tek LP | Multek | 3300 West Braker Lane | Austin | TX | 78758 | Travis | CN600128086 | RN100215391 | Installed a new wastewater treatment system to treat a new waste stream containing EDTA. | A positive use determination of 100% for the new waste water treatment facility. | 1999-02-22 | 157652 | 100
3644 | T1 | Rehmau Rajabali | Zarmin Enterprises | 5321 White Settlement Rd | Fort Worth | TX | 76114 | Tarrant | CN601347347 | RN101546695 | Upgrade piping, dispensers, consoles, leak detection, hoses, USTs etc. | A positive use determination of 50% for the double walled tanks and the Stage II Vapor Recovery Equipment. A positive use determination of 100% for the spill containers, line leak detectors, and tank monitoring equipment.. | 1999-02-24 | 101587 | 100
3645 | T1 | Houston Industries Inc | Webster | 19301 Galveston Rd | Webster | TX | 77598 | Galveston | CN601095797 | RN100542992 | Constructed wetlands to equalize discharge and reduce solids in effluent. | A positive use determination of 100% for the constructed wetlands. | 1999-02-19 | 62000 | 100
3646 | T1 | Houston Industries Inc | W A Parish | 2500 Y U Jones Rd | Thompsons | TX | 77481 | Fort Bend | CN600276653 | RN100888312 | Asbestos Abatement: Associated costs include asbestos removal, HEPA vacuum equipment, negative air pressure enclosures, glove bags, personal protective equipment, decontamination facilities, testing, disposal, etc. | A positive use determination of 100% for the Asbestos Abatement Project. | 1999-02-19 | 135738 | 100
3647 | T3 | Koch Petroleum Group LP | Koch Corpus Christi - East | 1700 Nueces Bay Blvd | Corpus Christi | TX | 78408 | Nueces | CN600879712 | RN102534138 | Project to modify the Claus SRU from a two reactor system to a three reactor system. The project also involves upgrades to the sour water stripper, amine regeneration system, SCOT incinerator and the addition of a sour water stripper feed flash drum. | A positive use determination of 100% for the tailgas treating unit upgrade and the sour water stripper upgrade. A positive use determination of 62% for the amine system upgrade. A positive use determination of 45% for the SRU modification. | 1999-04-13 | 6877600 | 100
3648 | T3 | BASF Corporation | Freeport | 602 Copper Rd | Freeport | TX | 77541 | Brazoria | CN600124895 | RN102535143 | Polycaprolactam Direct Wash Water Recycle. | A positive use determination of 50% for the Polycaprolactam Direct Wash Water Recycle project. | 1999-02-22 | 4300000 | 100
3649 | T1 | BASF Corporation | Freeport | 602 Copper Rd | Freeport | TX | 77541 | Brazoria | CN600124895 | RN102535143 | Replaced the boiler on the IN-4702 liquid incinerator in the AA-E1 plant. | Withdrawn by applicant | 1999-04-30 | 1600000 | 100
3650 | T1 | BASF Corporation | Freeport | 602 Copper Rd | Freeport | TX | 77541 | Brazoria | CN600124895 | RN102535143 | The following property: D-111 Drum; D-145 Drum; E-156 Vent Condenser & Piping; PTZ Silo Vent Filter; P-185 Drain, pump and piping; D-147 waste storage drum; E-147 residue vent condenser; A-1247/P-147 agitator and pump; 100 block containment; D-147 containment; and EHA Plant Containment. | A positive use determination of 100% for the following equipment: D-111 Drum; D-145 Drum; E-156 Vent Condenser & Piping; PTZ Silo Vent Filter; P-185 Drain, pump and piping; D-147 waste storage drum; E-147 residue vent condenser; A-1247/P-147 agitator and pump; 100 block containment; D-147 containment; and EHA Plant Containment. | 1999-02-22 | 1770804 | 100
3651 | T1 | Exxon Mobil Corporation | Shell Means Work Area | HCl 71 Box 5040 | Andrews | TX | 79714 | Andrews | CN600123939 | insufficient Information | This project involved the installation of alarms on storage tanks in the Means Work Area. | A positive use determination of 100% for the storage tank alarms. | 1999-02-23 | 23100 | 100
3652 | T1 | Exxon Mobil Corporation | Friendswood Work Area | 301 Old Choate Rd | Houston | TX | 77034 | Harris | CN600123939 | RN107247801 | This project involved the installation of a Vapor Recovery unit. | A positive use determination of 50% for the vapor recovery unit. | 1999-02-17 | 37500 | 100
3653 | T1 | Exxon Mobil Corporation | Thompson Work Area | PO Box 3D | Thompsons | TX | 77481 | Fort Bend | CN600123939 | insufficient Information | This project involved the installation of a salt water disposal well, additional salt water capacity, a sand leaching slab and a catalytic convertor. | A positive use determination of 100% for the salt water disposal well, the additional salt water storage capacity, including ancillary equipment, the sand leaching slab, and the catalytic converter. | 1999-02-23 | 210600 | 100
3654 | T1 | Exxon Mobil Corporation | Hawkins Field Office | PO Box Drawer E | Hawkins | TX | 75765 | Wood | CN600123939 | RN100210434 | These projects involved the installation of a salt water gathering line and booster pump, including ancillary equipment. | A positive use determination of 100% for the salt water disposal gathering line and booster pump, including ancillary equipment. | 1999-02-23 | 420400 | 100
3655 | T1 | Exxon Mobil Corporation | Sarita Work Area | PO Box 936 | Riviera | TX | 78379 | Kenedy | CN600123939 | insufficient Information | This project involved the installation of two vapor recovery units. | A positive use determination of 50% for the two vapor recovery units. | 1999-02-17 | 50000 | 100
3656 | T1 | Exxon Mobil Corporation | ExxonMobil - Conroe Field Office | 12770 Koalstad Rd | Conroe | TX | 77032 | Montgomery | CN600123939 | RN100211622 | These projects involved the conversion of five producing wells to salt water disposal wells, including ancillary equipment and the addition of spillover protection. | A positive use determination of 100% for the project to convert 5 producing wells into salt water disposal wells, including ancillary equipment, and the addition of spillover protection lines on some salt water tanks. | 1999-02-23 | 343200 | 100
3657 | T1 | Exxon Mobil Corporation | Trawick Work Area | Rte 5 Box 2450 | Nacogdoches | TX | 75964 | Nacogdoches | CN600123939 | Insufficient Information | These projects involved the installation of a salt water disposal well, salt water injection lines and an aerial cooler for a VRU. | A positive use determination of 100% for the salt water disposal well and salt water injection lines. A positive use determination of 50% for the aerial cooler. | 1999-02-23 | 188500 | 100
3658 | T1 | Exxon Mobil Corporation | ExxonMobil Refinery - Baytown | 2800 Decker Dr | Baytown | TX | 77522 | Harris | CN600123939 | RN102579307 | SRB 2 will be an in-ground surface impoundment with the capacity of 60 million gallons of stormwater. | A positive use determination of 100% for the project to construct Baytown Complex Auxiliary Stormwater Retention Basin SRB2. | 1999-02-23 | 2800000 | 100
3659 | T1 | Exxon Mobil Corporation | ExxonMobil Refinery - Baytown | 2800 Decker Dr | Baytown | TX | 77522 | Harris | CN600123939 | RN102579307 | Installation of NOx RACT continuous emission monitors. | A positive use determination of 100% for the NOx RACT continuous emission monitoring system. | 1999-02-17 | 3670000 | 100
3660 | T1 | Exxon Mobil Corporation | ExxonMobil Refinery - Baytown | 2800 Decker Dr | Baytown | TX | 77522 | Harris | CN600123939 | RN102579307 | This project installs 750' of 4" carbon steel piping and 15 associated hot taps to clear oily and soapy water from the desalters, accumulators, surface condensers pumpout manifolds and flare drum areas. | A positive use determination of 100% for the 750' of 4" carbon steel piping and the 15 associated hot taps. | 1999-02-23 | 496000 | 100
3661 | T1 | Exxon Mobil Corporation | ExxonMobil Refinery - Baytown | 2800 Decker Dr | Baytown | TX | 77522 | Harris | CN600123939 | RN102579307 | This project installs 150' of 4" G1A-1 piping and 130' of G1A-3 piping with associated valves and connections to clear oily and soapy water from the DAU vessels. | A positive use determination of 100% for the 150' of 4" G1A-1 piping and 130' of G1A-3 piping with associated valves and connections. | 1999-02-23 | 162700 | 100
3662 | T1 | Exxon Mobil Corporation | ExxonMobil Refinery - Baytown | 2800 Decker Dr | Baytown | TX | 77522 | Harris | CN600123939 | RN102579307 | This project installs the following facilities at the COU: a purchased thermal oxidizer, foundation and supports, stack sampling facilities, 300' of 4" vent gas piping, 250' of 3" natural gas piping, instrumentation and miscellaneous utility valve/tie-ins. | A positive use determination of 100% for the thermal oxidizer, foundation and supports, stack sampling facilities, 300' of 4" vent gas piping, 250' of 3" natural gas piping, instrumentation and miscellaneous utility valve/tie-ins. | 1999-02-17 | 809000 | 100
3663 | T1 | Exxon Mobil Corporation | Mont Belvieu Plastics Plant | 13330 Hatcherville Rd | Mont Belvieu | TX | 77580 | Chambers | CN600123939 | RN102501020 | Installed four upgrades on the flare header system. | A positive use determination of 100% for the four upgrades on the flare header system. | 1999-02-17 | 419611 | 100
3664 | T1 | Exxon Mobil Corporation | Mont Belvieu Plastics Plant | 13330 Hatcherville Rd | Mont Belvieu | TX | 77580 | Chambers | CN600123939 | RN102501020 | A containment device was installed in one of the site ditches to catch potential inadvertent spills. | A positive use determination of 100% for the containment device. | 1999-02-23 | 150000 | 100
3665 | T1 | Aquila Gas Pipeline | Grimes County Plant | PO Box 967 | Somerville | TX | 77879 | Grimes | CN600407795 | RN102706512 | Installed a dike as secondary containment. | A positive use determination of 100% for the secondary containment dike. | 1999-02-22 | 3600 | 100
3666 | T1 | Aquila Gas Pipeline | Navasota Treating Plant | PO Box 969 | Navasota | TX | 77868 | Grimes | Insufficient Information | Insufficient Information | Purchased and installed a H2S analyzer. | A positive use determination of 100% for the hydrogen sulfide analyzer. | 1999-02-19 | 14900 | 100
3667 | T1 | Aquila Gas Pipeline | Marcie Compressor Station |  | Neshanitz | TX | 78945 | Fayette | CN600125579 | Insufficient Information | Installed a catalytic converter and an air/fuel ratio controller on a compressor engine. | A positive use determination of 100% for the catalytic converter and air/fuel ratio controller. | 1999-02-19 | 34000 | 100
3668 | T1 | Phillips Petroleum Co | Phillips San Bernard Terminal | PO Box 866 | Sweeny | TX | 77480 | Brazoria | CN601674351 | RN100221134 | Installation of new marine vapor recovery system at Dock #1. | A positive use determination of 100% for the marine vapor recovery and incinerator system at Dock #1. | 1999-02-23 | 4120000 | 100
3669 | T1 | Phillips Petroleum Co | Phillips Freeport Terminal 1 | PO Box 866 | Sweeny | TX | 77480 | Brazoria | CN601674351 | RN100221134 | Retrofitted Tank 109 with a new internal floating roof with primary and secondary seals. | A positive use determination of 100% for the internal floating roof and secondary systems installed on naphtha storage tank 109. | 1999-02-23 | 85000 | 100
3670 | T2 | Phillips Petroleum Co | Phillips Freeport Terminal 1 | PO Box 866 | Sweeny | TX | 77480 | Brazoria | CN601674351 | RN100221134 | Tank 102 will be outfitted with a new external floating roof. | A positive use determination of 100% for the external floating roof installed on aviation gas storage tank 115. | 1999-02-23 | 300000 | 100
3671 | T1 | Phillips Petroleum Co | Sweeny Chemical & Nil Fractionation | Hwy 35 & FM 524 | Old Ocean | TX | 77463 | Brazoria | CN603881871 | RN101619179 | Installed a continuous emission monitoring system at Unit 9. | A positive use determination of 100% for the continuous emission monitoring system installed at Unit 9. | 1999-02-23 | 320000 | 100
3672 | T1 | BP Chemicals Inc | Green Lake | Highway 185N | Port Lavaca | TX | 77979 | Calhoun | CN600124531 | RN100210038 | Installed the ACH Chemical Drain System composed of totally enclosed drain hubs, underground piping and an underground tank with secondary containment. | A positive use determination of 100% for the ACH Chemical Drain System. | 1999-02-22 | 657025 | 100
3673 | T1 | Oil City Iron Works Inc | Oil City Iron Works Inc | 909 South 12Th St | Corsicana | TX | 75110 | Navarro | CN600390694 | RN100683739 | Paved 18,000 sq foot of previously graveled plant drives and roadways. | A positive use determination of 100% for the 18,000 sq ft of paving. | 1999-02-23 | 42411 | 100
3674 | T1 | Oil City Iron Works Inc | Oil City Iron Works Inc | 909 South 12Th St | Corsicana | TX | 75110 | Navarro | CN600390694 | RN100683739 | Constructed a 300' long by 42" tall concrete retaining wall. | A positive use determination of 100% for the concrete retaining wall. | 1999-02-23 | 17800 | 100
3675 | T1 | Akzo Nobel Polymer Chemicals LLC | Akzo Nobel Bayport Site | 13000 Bay Park Rd | Pasadena | TX | 77507 | Harris | CN600125496 | RN104262704 | Final Product baghouse and blower. Calcine II dust collector. Spirl elevator dust collector. Bucket elevator dust collector. Cylinder separator dust collector. Packout hopper dust collector. Final Product baghouse ducting. Baghouse valves. Final Product blower, ducting, stack and silencer. | A positive use determination of 100% for the following equipment: Final Product baghouse and blower. Calcine II dust collector. Spirl elevator dust collector. Bucket elevator dust collector. Cylinder separator dust collector. Packout hopper dust collector. Final Product baghouse ducting. Baghouse valves. Final Product blower, ducting, stack and silencer. | 1999-02-19 | 183808 | 100
3676 | T2 | Ameripol Synpol Corporation | Odessa Plant | 2000 East Pool Rd | Odessa | TX | 79766 | Ector | CN600131874 | RN101062248 | Property installed in order to reduce size and number of releases. Property includes: Instrumentation: remote thermal devices, flow switches, level switches and transmitters, sight glasses and associated conduit and wiring; Control Panel; leakless valves; PLC; hydrocarbon monitors and reactor running lights; and catalyst tank release vents. | A positive use determination of 100% for the instrumentation, controls, leakless valves, PLC, HC monitors, and catalyst tank release vents. | 1999-03-03 | 376434 | 100
3677 | T1 | Akzo Nobel Polymer Chemicals LLC | Akzo Nobel Bayport Site | 13000 Bay Park Rd | Pasadena | TX | 77507 | Harris | CN600125496 | RN104262704 | Shut Off Valves for Waterglass, Nitric Acid, Nickel Nitrate, Cobalt Nitrate and ADM. Railcar track pan. Site Biosan sump block wall. HPC tank farm curbs. Concrete dike for tote bins. Chemical sump liner. Sulfuric acid tank dike coating. | A positive use determination of 100% for the following equipment: Shut Off Valves for Waterglass, Nitric Acid, Nickel Nitrate, Cobalt Nitrate and ADM. Railcar track pan. Site Biosan sump block wall. HPC tank farm curbs. Concrete dike for tote bins. Chemical sump liner. Sulfuric acid tank dike coating. | 1999-02-23 | 126046 | 100
3678 | T1 | Akzo Nobel Polymer Chemicals LLC | Akzo Nobel Bayport Site | 13000 Bay Park Rd | Pasadena | TX | 77507 | Harris | CN600125496 | RN104262704 | First floor curbing. Site Biosan Sump agitator support structure, sump, agitator and misc. underground lines. Site Neutralization Sump pH loop, agitator, agitator support structure, sump and underground piping. MH 5 Neutralization Sump Line. HPC Biosan drain lines. HPC east stormwater line. HPC tank farm drains. HPC west stormwater kine. HPC warehouse sump. Concrete lined ditch east of Biosan sump. Lined 15" Biosan line from HPC to Site Neutralization. Floor penetration covers. Site outfall flume. Area lights, flow loop and misc. civil at outfall flume. Spray Drier ditch concrete. | A positive use determination of 100% for the following equipment: First floor curbing. Site Biosan Sump agitator support structure, sump, agitator and misc. underground lines. Site Neutralization Sump pH loop, agitator, agitator support structure, sump and underground piping. MH 5 Neutralization Sump Line. HPC Biosan drain lines. HPC east stormwater line. HPC tank farm drains. HPC west stormwater kine. HPC warehouse sump. Concrete lined ditch east of Biosan sump. Lined 15" Biosan line from HPC to Site Neutralization. Floor penetration covers. Site outfall flume. Area lights, flow loop and misc. civil at outfall flume. Spray Drier ditch concrete. | 1999-02-23 | 347085 | 100
3679 | T1 | Jacob Stern & Sons Inc | Rt 1 Box 283 | 2104 75Th St | Houston | TX | 77261 | Harris | CN600268205 | RN105461164 | Installed two new wastewater processing tanks. | A positive use determination of 100% for the two wastewater processing tanks. | 1999-03-10 | 109587 | 100
3680 | T1 | Nova Molecular Technologies Inc | Nova Molecular Pasadena | 10200 Bay Area Blvd | Pasadena | TX | 77507 | Harris | CN600364822 | RN100925551 | Constructed a waste water treatment plant | A positive use determination of 100% for the wastewater pre-treatment facility. | 1999-02-23 | 538293 | 100
3681 | T1 | Marine Lumber Company | Marine Lumber Houston | 2232 Daugherty St | Houston | TX | 77029 | Harris | CN600589634 | RN100916949 | Replaced existing cyclone dust collection system with a Torit baghouse. | A positive use determination of 100% for the Torit baghouse. | 1999-02-19 | 84152 | 100
3682 | T1 | AES Deepwater Inc | AES Deepwater | 701 Light Company Rd | Pasadena | TX | 77506 | Harris | CN600128847 | RN100216837 | Installed the following equipment: scrubbers, storage tanks, barrier pressure release valves, and vapor recoveries. | A positive use determination of 38.8% for the A & B scrubber modification, the vapor recovery and the material for handling ammonium thiosulfate. | 1999-05-13 | 5600000 | 100
3683 | T1 | AES Deepwater Inc | AES Deepwater | 701 Light Company Rd | Pasadena | TX | 77506 | Harris | CN600128847 | RN100216837 | Constructed settling basins to replace the east and west ponds. | A positive use determination of 100% for the project to construct two containment ponds. | 1999-02-23 | 3961323 | 100
3684 | T1 | EGP Fuels Company | EGP Fuels - Mt. Belvieu Storage Plant | 1802 North Main | Mont Belvieu | TX | 77580 | Chambers | CN603674086 | RN106511710 | Flare piping and related equipment including knock out pot. | A positive use determination of 100% for the flare piping and related equipment including knock-out pot. | 1999-02-19 | 593518 | 100
3685 | T1 | Goodyear Tire & Rubber Company | Goodyear Chemical Plant | 2000 Goodyear Dr | Houston | TX | 77001 | Harris | CN600616049 | RN100870898 | Install new pressure vessel relief valves and connect all reliefs to flare. Above ground storage tank to replace open air. Install new pressure vessel relief valves and connect to flare. Install tank to receive a mixture of water/butadiene. | A positive use determination of 100% for the upgrade to C3 reactor pressure relief system and the tank farm safety relief system. A positive use determination of 50% for the two vapor recovery projects. | 1999-02-19 | 1919101 | 100
3686 | T1 | Phillips Coal Company | Walnut Creek Mining Company | 10949 N Tdiwell Prairie | Bremond | TX | 76629 | Robertson | CN600126346 | RN104794342 | Constructed sediment ponds 1, 22, 27 and 31. Purchased a water truck. | A positive use determination of 100% for sediment ponds 1, 22, 27, and 31 and the water truck. | 1999-02-23 | 1477870 | 100
3687 | T3 | Rohm & Haas Texas Inc | Rohm & Haas Texas | 6600 La Porte Fwy | Deer Park | TX | 77536 | Harris | CN600131395 | RN101247070 | Installed new Recycle Reboilers. | A positive use determination of 50% for Recycle Reboilers (Ar 96-420). | 1999-04-16 | 97460 | 100
3688 | T3 | Rohm & Haas Texas Inc | Rohm & Haas Texas | 6600 La Porte Fwy | Deer Park | TX | 77536 | Harris | CN600131395 | RN101247070 | Provide facilities to load and unload ACH wash water. Includes a closed loop vapor recovery system. | A positive use determination of 50% for the AR-98120 vapor recovery system. | 1999-02-19 | 126462 | 100
3689 | T1 | Rohm & Haas Texas Inc | Rohm & Haas Texas | 6600 La Porte Fwy | Deer Park | TX | 77536 | Harris | CN600131395 | RN101247070 | Installation of belt press and sludge conveyor system. | A positive use determination of 100% for the new belt press and the new sludge conveyor system. | 1999-02-23 | 1380000 | 100
3690 | T1 | Rohm & Haas Texas Inc | Rohm & Haas Texas | 6600 La Porte Fwy | Deer Park | TX | 77536 | Harris | CN600131395 | RN101247070 | Installed new pumping system for API oil handling system. | A positive use determination of 100% for the new pumping system for the API oil handling system. | 1999-02-23 | 188924 | 100
3691 | T1 | Rohm & Haas Texas Inc | Rohm & Haas Texas | 6600 La Porte Fwy | Deer Park | TX | 77536 | Harris | CN600131395 | RN101247070 | Installation of a 30" drain line between surface water trench from the south plant and the trench going to Outfall 002. | A positive use determination of 100% for the installation of the 30" drain line. | 1999-02-23 | 381998 | 100
3692 | T1 | Rohm & Haas Texas Inc | Rohm & Haas Texas | 6600 La Porte Fwy | Deer Park | TX | 77536 | Harris | CN600131395 | RN101247070 | Replacement of vendor pumps with Rohm & Haas pumps. | A positive use determination of 100% for the replacement pumps. | 1999-02-23 | 191000 | 100
3693 | T1 | Rohm & Haas Texas Inc | Rohm & Haas Texas | 6600 La Porte Fwy | Deer Park | TX | 77536 | Harris | CN600131395 | RN101247070 | Repair metal floor corrosion leak and replace complete internal epoxy lining of DI Waste water tank. | A positive use determination of 100% for the project to repair the metal floor corrosion leak and replace the complete internal epoxy lining of the DI Wastewater Tank. | 1999-02-23 | 217756 | 100
3694 | T1 | Rohm & Haas Texas Inc | Rohm & Haas Texas | 6600 La Porte Fwy | Deer Park | TX | 77536 | Harris | CN600131395 | RN101247070 | Provide concrete walls and floor fro diking the caustic storage tank. | A positive use determination of 100% for the concrete walls and floor. | 1999-02-23 | 430000 | 100
3695 | T1 | Rohm & Haas Texas Inc | Rohm & Haas Texas | 6600 La Porte Fwy | Deer Park | TX | 77536 | Harris | CN600131395 | RN101247070 | Replaced existing West Wastewater Treatment Plant outlet piping. | A positive use determination of 100% for the project to replace the existing West Wastewater Treatment outlet piping. | 1999-02-23 | 140000 | 100
3696 | T1 | Rohm & Haas Texas Inc | Rohm & Haas Texas | 6600 La Porte Fwy | Deer Park | TX | 77536 | Harris | CN600131395 | RN101247070 | Replace old pumps with two new API sludge pumps along with associated piping and controls. | A positive use determination of 100% for the two new API sludge pumps and associated piping and controls. | 1999-02-23 | 163617 | 100
3697 | T1 | Rohm & Haas Texas Inc | Rohm & Haas Texas | 6600 La Porte Fwy | Deer Park | TX | 77536 | Harris | CN600131395 | RN101247070 | Install basin overflow drain at the West Waste Treatment Plant. | A positive use determination of 100% for the project to install the basin overflow drain. | 1999-02-23 | 104904 | 100
3698 | T1 | Rohm & Haas Texas Inc | Rohm & Haas Texas | 6600 La Porte Fwy | Deer Park | TX | 77536 | Harris | CN600131395 | RN101247070 | Reroute the South Plant fire pond overflow. | A positive use determination of 100% for the project to reroute the South Plant fire pond overflow. | 1999-02-23 | 40000 | 100
3699 | T1 | Rohm & Haas Texas Inc | Rohm & Haas Texas | 6600 La Porte Fwy | Deer Park | TX | 77536 | Harris | CN600131395 | RN101247070 | Convert the BBU 570 Waste Residue Tank into a Waste Treatment Tank. | A positive use determination of 100% for the project to convert the BBU 570 Waste Residue Tank into a Waste Treatment Tank. | 1999-02-23 | 80000 | 100
3700 | T1 | Rohm & Haas Texas Inc | Rohm & Haas Texas | 6600 La Porte Fwy | Deer Park | TX | 77536 | Harris | CN600131395 | RN101247070 | Installation of spill containment at the finished product rail car loading area and sump next to the DI water tank. | A positive use determination of 100% for the spill containment which was installed. | 1999-02-23 | 78000 | 100
3701 | T1 | Rohm & Haas Texas Inc | Rohm & Haas Texas | 6600 La Porte Fwy | Deer Park | TX | 77536 | Harris | CN600131395 | RN101247070 | Install a trash compactor to reduce waste disposal volume. | A positive use determination of 100% for the trash compactor. | 1999-02-23 | 25000 | 100
3702 | T1 | Motiva Enterprises LLC | Motiva Port Arthur Refinery | 2100 Houston Ave | Port Arthur | TX | 77640 | Jefferson | Insufficient Information | Insufficient Information | Installed a Belco Wet Gas Scrubber. | A positive use determination of 100% for the Belco EDV Scrubber.. | 1999-02-24 | 17050000 | 100
3703 | T1 | Multilayer Tek LP | Multek | 3300 West Braker Lane | Austin | TX | 78758 | Travis | CN600128086 | RN100215391 | Three spill containment structures installed in Plater Support. | A positive use determination of 100% for the three storage containments in Plater Support. | 1999-02-23 | 78065 | 100
3704 | T1 | BASF Corporation | Freeport | 602 Copper Rd | Freeport | TX | 77541 | Brazoria | CN600124895 | RN102535143 | This project will take HDO vent gas and reroute it to the Syn Gas plant. | A positive use determination of 50% for the vapor recovery equipment. | 1999-02-19 | 300000 | 100
3705 | T1 | BASF Corporation | Freeport | 602 Copper Rd | Freeport | TX | 77541 | Brazoria | CN600124895 | RN102535143 | Project to redirect high TOC process water to Butyl Acrylate plant for acid recovery. | A positive use determination of 100% for the wastewater handling equipment. | 1999-02-23 | 49093 | 100
3706 | T1 | BASF Corporation | Freeport | 602 Copper Rd | Freeport | TX | 77541 | Brazoria | CN600124895 | RN102535143 | Installed a new Allen-Bradley effluent filter controller and tie-ins to the DCS system. | A positive use determination of 100% for the new Allen-Bradley effluent controller and tie-ins. | 1999-02-23 | 178781 | 100
3707 | T1 | BASF Corporation | Freeport | 602 Copper Rd | Freeport | TX | 77541 | Brazoria | CN600124895 | RN102535143 | Constructed secondary containment for the flare knockout drums and the thermal oxidizer and a condensate return for the vapor collection system. | A positive use determination of 100% for the Secondary Containment and Condensate Return for Vapor Collection System project. | 1999-02-22 | 110456 | 100
3708 | T1 | BASF Corporation | Freeport | 602 Copper Rd | Freeport | TX | 77541 | Brazoria | CN600124895 | RN102535143 | The following property in the Oxo Alcohols plant: 6 vacuum pumps installed to transport VOCs to the thermal oxidizer. Concrete paving of plant areas for spill containment and dust control. Installed reboiler T-230. | A positive use determination of 100% for the six vacuum pumps, the concrete paving and Reboiler T-230. | 1999-02-22 | 825000 | 100
3709 | T1 | BASF Corporation | Freeport | 602 Copper Rd | Freeport | TX | 77541 | Brazoria | CN600124895 | RN102535143 | A new layer of noble metal monolithic catalyst is being added to the catalytic incinerator. | A positive use determination of 100% for the new layer of noble metal monolythic catalyst added to the catalytic incinerator. | 1999-02-19 | 200000 | 100
3710 | T1 | BASF Corporation | Freeport | 602 Copper Rd | Freeport | TX | 77541 | Brazoria | CN600124895 | RN102535143 | The project installed a vent gas flame arrestor. | A positive use determination of 100% for vent gas flame arrester FA-270. | 1999-02-19 | 143396 | 100
3711 | T1 | BASF Corporation | Freeport | 602 Copper Rd | Freeport | TX | 77541 | Brazoria | CN600124895 | RN102535143 | Replaced the existing 2" carbon steel flare header with 4" stainless steel. Replace carbon relief valves with stainless steel. Remove relief valve on propylene vaporizer and increase capacity of Butyl Acrylate flare by installing two new tips. | A positive use determination of 100% for the modifications to the Butyl Acrylate flare system. | 1999-02-19 | 626690 | 100
3712 | T1 | BASF Corporation | Freeport | 602 Copper Rd | Freeport | TX | 77541 | Brazoria | CN600124895 | RN102535143 | Install a new pilot system on the nitric oxide flare. | A positive use determination of 100% for the new pilot system installed on the nitric oxide flare. | 1999-02-19 | 67041 | 100
3713 | T1 | BASF Corporation | Freeport | 602 Copper Rd | Freeport | TX | 77541 | Brazoria | CN600124895 | RN102535143 | Installed analog gas detectors in the Oxo Alcohols plant. | A positive use determination of 100% for the carbon monoxide, oxygen, and LEL detectors installed in the Oxo Alcohols plant. | 1999-02-19 | 96137 | 100
3714 | T1 | BASF Corporation | Freeport | 602 Copper Rd | Freeport | TX | 77541 | Brazoria | CN600124895 | RN102535143 | Project to recycle waste water by sending HDO plant waste water to the Anone plant for use as wash water. | A positive use determination of 100% for the HDO Wastewater Utilization at Anone 2 project. | 1999-02-22 | 204699 | 100
3715 | T1 | BASF Corporation | Freeport | 602 Copper Rd | Freeport | TX | 77541 | Brazoria | CN600124895 | RN102535143 | Pollution control equipment installed as part of construction of new Syn Gas plant. 1. Oil demister for C-20/40. 2. Flare (FL-90). 3. Flanges installed in the ductwork for the selective catalytic reduction system. 4. Stack sampling flanges. 5. Low NOx burners for reformer H1. 6. Oil water separation sump (S-95). 7. Trench system and underground piping to contain process water and rain water. 8. Water conservation systems installed to allow reuse of process water from T-50, the syngas water wash tower, and from drums D-4 and D-6. 9. Waste water monitoring equipment including a sampler and monitor. 10. Tie-ins to the diversion header. 11. Secondary containment around C-20, C-40 and C-70. 12. Continuous emission monitoring equipment. 13. Paving as spill containment for the MDEA system, compressor oil and BFW chemicals. | A positive use determination of 100% for the pollution control equipment installed at the Syngas Plant. Property includes: Oil demister, Flare (FL-90), Flanges, Stack sampling flanges, Low NOx burners, Oil water separation sump (S-95), Trench system and underground piping, Water conservation systems, the syngas water wash tower, and from drums D-4 and D-6, Waste water monitoring equipment, Tie-ins to the diversion header, Secondary containment, Continuous emission monitoring equipment, Paving as spill containment for the MDEA system, compressor oil and BFW chemicals. | 1999-02-22 | 2205841 | 100
3716 | T1 | BASF Corporation | Freeport | 602 Copper Rd | Freeport | TX | 77541 | Brazoria | CN600124895 | RN102535143 | Installed centrifugal chopper pumps as primary clarifier solids pumps. | A positive use determination of 100% for the centrifugal chopper pumps. | 1999-02-22 | 82971 | 100
3717 | T1 | BASF Corporation | Freeport | 602 Copper Rd | Freeport | TX | 77541 | Brazoria | CN600124895 | RN102535143 | Installation of Anolon 2 air cooled acid water overhead condenser. | A positive use determination of 100% for acid water condenser E508A. | 1999-02-19 | 179204 | 100
3718 | T1 | BASF Corporation | Freeport | 602 Copper Rd | Freeport | TX | 77541 | Brazoria | CN600124895 | RN102535143 | Developed process history database. | A positive use determination of 100% for the process database for the continuous emission monitoring system. | 1999-02-19 | 68846 | 100
3719 | T1 | E I Du Pont De Nemours & Co Inc | DuPont La Porte | 12501 Strang Rd | La Porte | TX | 77572 | Harris | CN600128284 | RN100225085 | Installed scrubber. | A positive use determination of 100% for the AK VGS Scrubber. | 1999-02-23 | 100000 | 100
3720 | T1 | Rhodia Inc | Rhodia Inc | 3439 Park St | Baytown | TX | 77520 | Harris | CN600125330 | RN100211317 | Replaced three blowers that keep the precipitator insulators cool and clean. | A positive use determination of 100% for the three blowers in the electrostatic precipitators. | 1999-02-23 | 11610 | 100
3721 | T1 | Rhodia Inc | Rhodia Inc | 3439 Park St | Baytown | TX | 77520 | Harris | CN600125330 | RN100211317 | The following modifications to the spent acid vent system: 1. Replacement of corroded carbon steel vent line for barges with fiberglass line. 2. Installation of programmable logic controller and modem for continuous operation of and monitoring of caustic scrubber. 3. Installation of new pipeline form Exxon facility for nitrogen supply for blanketing spent acid storage tank and associated controls. 4. Installation of tank level and dock vent instrumentation and its remote monitoring for the control room. 5. Spent acid tank and Caustic scrubber vessel modifications. | A positive use determination of 100% for the fiberglass vent lines for barges, the programmable logic controller and modem, the nitrogen supply line, tank level and dock vent instrumentation, and modifications to the spent acid tank and caustic scrubber vessel. | 1999-02-23 | 243171 | 100
3722 | T1 | Rhodia Inc | Rhodia Inc | 3439 Park St | Baytown | TX | 77520 | Harris | CN600125330 | RN100211317 | Replaced the exit stack SO2/O2 monitoring system for Regeneration sulfuric acid unit. | A positive use determination of 100% for the SO2 monitor. | 1999-02-23 | 119764 | 100
3723 | T1 | Intercontinental Terminals Company | Intercontinental Terminals | 1943 Battleground Rd | Deer Park | TX | 77536 | Harris | CN601470222 | RN100210806 | Project 1: installed internal floating roofs with double seals on four new tanks. Project 2: Constructed secondary containment for four new tanks. Project 3: Stormwater drainage system and contaminated wastewater collection/chemical drainage system for the four new tanks. Project 4: Constructed a curbed concrete containment system with a contaminated wastewater collection/chemical drainage system for the marine dock. | A positive use determination of 100% for the internal floating roofs, secondary containment, separate stormwater drainage and contaminated wastewater collection/chemical drainage system associated with new tanks 100-7, -8, -9 and -10 and the wastewater/chemical drainage system installed at the marine dock. | 1999-02-23 | 604000 | 100
3724 | T1 | Celanese Ltd | Celanese Pampa | 5 Mi SW Pampa - Hwy 60 | Pampa | TX | 79066 | Gray | CN600130850 | RN102980018 | Project to stabilize the Original Process Waste Management Pond, Tract C. | A positive use determination of 100% for the project to close the inactive surface impoundment, Tract C, and to stabilize the impoundment. | 1999-02-23 | 400039 | 100
3725 | T1 | Celanese Ltd | Celanese Pampa | 5 Mi SW Pampa - Hwy 60 | Pampa | TX | 79066 | Gray | CN600130850 | RN102980018 | Installed floating roofs in seven Area V-C tanks. V-40, -41, -42, -58, -59, -184, and -218. | A positive use determination of 100% for the floating roofs and associated instrumentation for the seven tanks. | 1999-02-18 | 476638 | 100
3726 | T1 | Celanese Ltd | Celanese Pampa | 5 Mi SW Pampa - Hwy 60 | Pampa | TX | 79066 | Gray | CN600130850 | RN102980018 | Installation of floating roofs in tanks V-217, V-294, V-298 & V-299. Conversion of the solvent/acrylate vent system from and open to closed system. Recovery of vent stream V-300 to the Area 7 vent system. Installation of flow meters to monitor vent streams from V-633 & C-90. Upgrade to plant distributive control system. | A positive use determination of 100% for the floating roofs for the four tanks, conversion of the solvent/acrylate vent system to a closed system, connect V-300 vent stream to Area 7, flow meters on V-633, V-601 and C-90 vent streams, and install LCN gateway on plant control system. | 1999-02-18 | 1137289 | 100
3727 | T1 | Celanese Ltd | Celanese Pampa | 5 Mi SW Pampa - Hwy 60 | Pampa | TX | 79066 | Gray | CN600130850 | RN102980018 | Project to reactivate and improve the sludge dewatering system. | A positive use determination of 100% for the project to provide new sludge dewatering and effluent treatment for solids removal. | 1999-02-23 | 550805 | 100
3728 | T1 | Celanese Ltd | Celanese Pampa | 5 Mi SW Pampa - Hwy 60 | Pampa | TX | 79066 | Gray | CN600130850 | RN102980018 | Installed a new floor in V-999, the main effluent equalization tank. | A positive use determination of 100% for the project to replace the floor in equalization tank V-999. | 1999-02-23 | 485308 | 100
3729 | T1 | Celanese Ltd | Celanese Pampa | 5 Mi SW Pampa - Hwy 60 | Pampa | TX | 79066 | Gray | CN600130850 | RN102980018 | Enlargement of Tract H, stormwater retention basin. | A positive use determination of 100% for the project to enlarge the Tract H storm water retention basin.. | 1999-02-23 | 42535 | 100
3730 | T1 | Celanese Ltd | Celanese Pampa | 5 Mi SW Pampa - Hwy 60 | Pampa | TX | 79066 | Gray | CN600130850 | RN102980018 | Construction and installation of replacement soil vapor extraction well for SVE Well #4. | A positive use determination of 100% for the replacement soil vapor extraction well #4. | 1999-02-23 | 62019 | 100
3731 | T1 | Celanese Ltd | Celanese Pampa | 5 Mi SW Pampa - Hwy 60 | Pampa | TX | 79066 | Gray | CN600130850 | RN102980018 | Constructed additional monitoring well #94. | A positive use determination of 100% for the monitor well MW-94. | 1999-02-23 | 48287 | 100
3732 | T1 | Celanese Ltd | Celanese Pampa | 5 Mi SW Pampa - Hwy 60 | Pampa | TX | 79066 | Gray | CN600130850 | RN102980018 | Upgrade to #9 and #10 Boiler Baghouse and flyash controls. | A positive use determination of 100% for the baghouse and flyash control system upgrade for the #9 and #10 boilers. | 1999-02-18 | 758038 | 100
3733 | T1 | Celanese Ltd | Celanese Pampa | 5 Mi SW Pampa - Hwy 60 | Pampa | TX | 79066 | Gray | CN600130850 | RN102980018 | Replaced filter bags for the #9 Boiler Baghouse. | A positive use determination of 100% for the baghouse filter bag replacement for the #9 boiler. | 1999-02-18 | 233584 | 100
3734 | T1 | Rhodia Inc | Rhodia Inc | 8615 Manchester St | Houston | TX | 77012 | Harris | CN600125330 | RN100220581 | Replacement of the 6" vent line between F2 and F3 tank area and modules 1 and 2 tank area. | A positive use determination of 100% for the replacement of the 6" vent line. | 1999-02-23 | 7144 | 100
3735 | T1 | Bell Helicopter Textron Inc | Bell Helicopter Plant 1 | 624 E Hurst Blvd | Fort Worth | TX | 76118 | Tarrant | CN600131155 | RN102184603 | Expansion of the hazardous waste storage facility. Expansion project to provide secondary containment for chemical storage areas, material processing facilities, and hazardous waste stored outside. Project to provide facilities and equipment to control aircraft wash water and prevent contamination of stormwater. Purchased compactor for recycling. Project to provide facilities and equipment to monitor water run-off from areas. Installed four carbon beds for the Paint Booth Blade Touchup. Cyanide waste water treatment system as replacement for 33-year old system. Installed an oil/water separator. Installed a groundwater monitoring well system. | A positive use determination of 100% for the expansion of the hazardous waste storage facility, expansion project to provide secondary containment, material processing facilities, and hazardous waste stored outside, project to provide facilities and equipment to control aircraft wash water and prevent contamination of stormwater, purchased compactor for recycling, project to provide facilities and equipment to monitor water run-off from areas, four carbon beds for the paint booth blade touchup, cyanide waste water treatment system as replacement, installed an oil/water separator, installed a groundwater monitoring well system. | 1999-02-23 | 1554000 | 100
3736 | T1 | Rhodia Inc | Rhodia Inc | 8615 Manchester St | Houston | TX | 77012 | Harris | CN600125330 | RN100220581 | Purchase and installation of a Programmable and Logic Controller in the advanced water treatment area. | A positive use determination of 100% for the programmable logic controller replaced in the Advanced Water Treatment Area. | 1999-02-23 | 12991 | 100
3737 | T1 | Rhodia Inc | Rhodia Inc | 8615 Manchester St | Houston | TX | 77012 | Harris | CN600125330 | RN100220581 | A new fiberglass water outlet trough was installed in the settling pond. A composite sampler was replaced at the plant outfall. | A positive use determination of 100% for the new fiberglass water outlet trough and the composite sampler. | 1999-02-23 | 28601 | 100
3738 | T1 | Rhodia Inc | Rhodia Inc | 8615 Manchester St | Houston | TX | 77012 | Harris | CN600125330 | RN100220581 | Modifications to the Advanced Water Treatment area. 1. Installation of various equipment such as automatic caustic feed and blowdown piping modifications at the clarifiers. 2. Installed a new air compressor and air drier. 3. Installation of a new acid feed line. | A positive use determination of 100% for the purchase and installation of an automatic caustic feed and blowdown piping modifications, a new air compressor and air drier, and a new acid feed line. | 1999-02-23 | 108479 | 100
3739 | T1 | Rhodia Inc | Rhodia Inc | 8615 Manchester St | Houston | TX | 77012 | Harris | CN600125330 | RN100220581 | Installed trenches and lift station at #8 unit including sumps, pumps, and level controls. | A positive use determination of 100% for the lined trenches and lift station 8 at Unit 8, including sumps, pumps, piping and level controls. | 1999-02-23 | 384375 | 100
3740 | T1 | Houston Industries Inc | South Houston Central Complex | 4500 South Shaver | Houston | TX | 77034 | Harris | CN600276653 | RN102797164 | Purchased steel and plastic 55-gallon drums for use for temporary storage of wastes. | A positive use determination of 100% for the Waste Storage Containers. | 1999-02-19 | 50000 | 100
3741 | T1 | Houston Industries Inc | S R Berton | 2018 Miller Cut-Off | Deer Park | TX | 77536 | Harris | CN600276653 | RN100825389 | Installed drum racks. | A positive use determination of 100% for the Drum Racks. | 1999-02-19 | 2380 | 100
3742 | T1 | Millennium Petrochemicals Inc | Millennium La Porte | 11603 Strang Rd | La Porte | TX | 77572 | Harris | CN602625402 | RN102490638 | Installed a distributed control system for the Vinyl Acetate Monomer Unit. | Withdrawn by applicant | 1999-02-12 | 7500000 | 100
3743 | T1 | Millennium Petrochemicals Inc | Millennium La Porte | 11603 Strang Rd | La Porte | TX | 77572 | Harris | CN602625402 | RN102490638 | Dopak Samplers and Methanol Pump Dry Gas Seals were installed as a part of the Acetic Acid Unit Column Replacement. | A positive use determination of 100% for the Dopak samplers and methanol pump dry gas seals. | 1999-02-23 | 210000 | 100
3744 | T1 | Millennium Petrochemicals Inc | Millennium La Porte | 11603 Strang Rd | La Porte | TX | 77572 | Harris | CN602625402 | RN102490638 | Installed a distributed control system for the Acetic Acid Unit. | Withdrawn by applicant | 1999-02-12 | 2690000 | 100
3745 | T1 | Plaza Service Center Inc | Plaza Service Center | 6900 Snider Plaza | Dallas | TX | 75205 | Dallas | CN601208986 | RN102275153 | Underground storage tanks were replaced with steel tanks with fiberglass coating. Pumps, Nozzles, hoses, lines and breakaways were installed. EBW tank gauge was installed. CFC reclaim/recycle equipment was placed into service. | A positive use determination of 50% for the Stage II Vapor Recovery system consisting of hoses, piping, nozzles and pumps, and the underground storage tanks. A positive use determination of 100% for the tank top sump and automatic tank gauge. A positive use determination of 60% for the CFC Recycle/Reclaim equipment. | 1999-02-23 | 57942 | 100
3746 | T1 | Crown Central Petroleum Corp | Crown Central - Pasadena Refinery | 111 Red Bluff Rd | Pasadena | TX | 77506 | Harris | CN600273999 | RN100716661 | Installed monitoring and control equipment on boiler and heaters. Property consists of NOx, CO and O2 analyzers on the Reformer 3 Heater and Atmospheric Heater Stacks, O2 analyzers on the Vacuum Heater, Boiler #3 and Boiler #11, and oxygen trim control on Boiler #3 and Boiler #11. | A positive use determination of 100% for the following property: NOx, CO and O2 analyzers on the Reformer 3 Heater and Atmospheric Heater Stacks, O2 analyzers on the Vacuum Heater, Boiler #3 and Boiler #11, and oxygen trim control on Boiler #3 and Boiler #11. | 1999-03-03 | 650000 | 100
3747 | T1 | Crown Central Petroleum Corp | Crown Central - Pasadena Refinery | 111 Red Bluff Rd | Pasadena | TX | 77506 | Harris | CN600273999 | RN100716661 | Installed actuators on Alky II isolation valves. | A positive use determination of 100% for the actuators installed on the Alky II isolation valves. | 1999-02-25 | 49200 | 100
3748 | T1 | Crown Central Petroleum Corp | Crown Central - Pasadena Refinery | 111 Red Bluff Rd | Pasadena | TX | 77506 | Harris | CN600273999 | RN100716661 | Replace actuated gate valves with actuated plug valves in Alky II. | A positive use determination of 100% for the project to replace actuated gate valves with actuated plug valves in Alky II. | 1999-02-25 | 109300 | 100
3749 | T1 | Crown Central Petroleum Corp | Crown Central - Pasadena Refinery | 111 Red Bluff Rd | Pasadena | TX | 77506 | Harris | CN600273999 | RN100716661 | Installed continuous emission monitors on the #10 boiler. | A positive use determination of 100% for the replacement of the continuous emission monitors on the #10 boiler. | 1999-02-24 | 131744 | 100
3750 | T1 | Crown Central Petroleum Corp | Crown Central - Pasadena Refinery | 111 Red Bluff Rd | Pasadena | TX | 77506 | Harris | CN600273999 | RN100716661 | Installed an inlet coalescer for the sulfur recovery unit. | A positive use determination of 100% for the new coalescing filter. | 1999-02-24 | 42800 | 100
3751 | T1 | Crown Central Petroleum Corp | Crown Central - Pasadena Refinery | 111 Red Bluff Rd | Pasadena | TX | 77506 | Harris | CN600273999 | RN100716661 | Installed an on-line gravity meter on the coker tar line. | A positive use determination of 100% for the on-line gravity meter installed on the coker tar line. | 1999-02-25 | 8579 | 100
3752 | T1 | Crown Central Petroleum Corp | Crown Central - Pasadena Refinery | 111 Red Bluff Rd | Pasadena | TX | 77506 | Harris | CN600273999 | RN100716661 | Installed an oil in water analyzer to monitor waste water at the CPI. | A positive use determination of 100% for the oil water analyzer. | 1999-02-25 | 30000 | 100
3753 | T1 | Crown Central Petroleum Corp | Crown Central - Pasadena Refinery | 111 Red Bluff Rd | Pasadena | TX | 77506 | Harris | CN600273999 | RN100716661 | Upgrade to Marine Terminal vapor destructor. | A positive use determination of 100% for the upgrade to the marine terminal vapor destructor. | 1999-02-24 | 49000 | 100
3754 | T1 | Crown Central Petroleum Corp | Crown Central - Pasadena Refinery | 111 Red Bluff Rd | Pasadena | TX | 77506 | Harris | CN600273999 | RN100716661 | Construction and installation of sulfidic caustic surge drum. | A positive use determination of 100% for the sulfidic caustic surge drum. | 1999-02-25 | 22000 | 100
3755 | T1 | Crown Central Petroleum Corp | Crown Central - Pasadena Refinery | 111 Red Bluff Rd | Pasadena | TX | 77506 | Harris | CN600273999 | RN100716661 | Project to standardize breathing apparatus. | A negative determination. Breathing apparatus are employee safety equipment and not pollution control property. | 1999-02-25 | 98020 | 100
3756 | T1 | La Gloria Oil & Gas Company | La Gloria Oil & Gas Refinery | 1125 McMurry Dr | Tyler | TX | 75702 | Smith | CN602831232 | RN100222512 | Installed equipment to comply with Benzene NESHAP. Property includes: seal and box modifications; floating roofs for three tanks, seals for the API separator and existing sumps, and associated costs. | A positive use determination of 100% for the seal and box modifications, floating roofs for three tanks, and the seals for API and existing sumps. | 1999-02-24 | 555000 | 100
3757 | T1 | La Gloria Oil & Gas Company | La Gloria Oil & Gas Refinery | 1125 McMurry Dr | Tyler | TX | 75702 | Smith | CN602831232 | RN100222512 | Installed hydrogen sulfide scrubber on vacuum sealpot scrubber. | A positive use determination of 100% for the hydrogen sulfide scrubber. | 1999-02-24 | 75000 | 100
3758 | T1 | La Gloria Oil & Gas Company | La Gloria Oil & Gas Refinery | 1125 McMurry Dr | Tyler | TX | 75702 | Smith | CN602831232 | RN100222512 | Repaired the sour water holding tank. | A positive use determination of 100% for the repairs to the sour water holding tank #168. | 1999-02-24 | 116500 | 100
3759 | T1 | La Gloria Oil & Gas Company | La Gloria Oil & Gas Refinery | 1125 McMurry Dr | Tyler | TX | 75702 | Smith | CN602831232 | RN100222512 | Replaced underground gasoline piping with above ground piping. | A positive use determination of 100% for the underground aviation gasoline sales piping with aboveground piping. | 1999-02-25 | 105000 | 100
3760 | T1 | La Gloria Oil & Gas Company | La Gloria Oil & Gas Refinery | 1125 McMurry Dr | Tyler | TX | 75702 | Smith | CN602831232 | RN100222512 | Installed closed loop vapor and liquid sample stations. | A positive use determination of 100% for the installation of the closed loop sample stations. | 1999-02-24 | 96200 | 100
3761 | T1 | La Gloria Oil & Gas Company | La Gloria Oil & Gas Refinery | 1125 McMurry Dr | Tyler | TX | 75702 | Smith | CN602831232 | RN100222512 | Install groundwater recovery system on Roosth property along Tributary D and modify existing piping onsite to accept additional recovered groundwater. | A positive use determination of 100% for the project to install the groundwater recovery system and modify the existing piping. | 1999-02-25 | 78920 | 100
3762 | T1 | La Gloria Oil & Gas Company | La Gloria Oil & Gas Refinery | 1125 McMurry Dr | Tyler | TX | 75702 | Smith | CN602831232 | RN100222512 | Installed an off-site groundwater recovery system. | A positive use determination of 100% for the project to install the groundwater recovery system consisting of 15 monitor wells, 33 recovery wells, and the piping and control system. | 1999-02-25 | 381034 | 100
3763 | T1 | La Gloria Oil & Gas Company | La Gloria Oil & Gas Refinery | 1125 McMurry Dr | Tyler | TX | 75702 | Smith | CN602831232 | RN100222512 | Installed paving and drains in the north half of the Alky Unit. | A positive use determination of 100% for the paving and rains in the north half of the Alky Unit. | 1999-02-25 | 170300 | 100
3764 | T1 | La Gloria Oil & Gas Company | La Gloria Oil & Gas Refinery | 1125 McMurry Dr | Tyler | TX | 75702 | Smith | CN602831232 | RN100222512 | Repaired the electrostatic precipitator. | A positive use determination of 100% for the repairs to the electrostatic precipitator. | 1999-02-24 | 66914 | 100
3765 | T1 | La Gloria Oil & Gas Company | La Gloria Oil & Gas Refinery | 1125 McMurry Dr | Tyler | TX | 75702 | Smith | CN602831232 | RN100222512 | Project to replace corroded stormwater piping. | A positive use determination of 100% for the project to replace corroded storm water piping from the Alky Unit to Area 50 sump. | 1999-02-25 | 200000 | 100
3766 | T1 | La Gloria Oil & Gas Company | La Gloria Oil & Gas Refinery | 1125 McMurry Dr | Tyler | TX | 75702 | Smith | CN602831232 | RN100222512 | Repairs and modifications to tank 155. | A positive use determination of 100% for the repairs and modifications to tank 155. | 1999-02-24 | 44200 | 100
3767 | T1 | La Gloria Oil & Gas Company | La Gloria Oil & Gas Refinery | 1125 McMurry Dr | Tyler | TX | 75702 | Smith | CN602831232 | RN100222512 | Project to replace the refinery waste water outfall piping. | A positive use determination of 100% for the project to replace the refinery waste water outfall piping. | 1999-02-25 | 33000 | 100
3768 | T1 | La Gloria Oil & Gas Company | La Gloria Oil & Gas Refinery | 1125 McMurry Dr | Tyler | TX | 75702 | Smith | CN602831232 | RN100222512 | Project to abate asbestos from the FCC old fractionator tower. | A positive use determination of 100% for the asbestos abatement project for the FCC Old Fractionator Tower. | 1999-02-25 | 51728 | 100
3769 | T1 | La Gloria Oil & Gas Company | La Gloria Oil & Gas Refinery | 1125 McMurry Dr | Tyler | TX | 75702 | Smith | CN602831232 | RN100222512 | Project to abate asbestos from the FCC unit. | A positive use determination of 100% for the asbestos abatement project for the FCC Unit. | 1999-02-25 | 45000 | 100
3770 | T1 | La Gloria Oil & Gas Company | La Gloria Oil & Gas Refinery | 1125 McMurry Dr | Tyler | TX | 75702 | Smith | CN602831232 | RN100222512 | Purchase and installation of pilot monitoring systems. | A positive use determination of 100% for the two pilot monitoring systems. | 1999-02-24 | 30000 | 100
3771 | T1 | La Gloria Oil & Gas Company | La Gloria Oil & Gas Refinery | 1125 McMurry Dr | Tyler | TX | 75702 | Smith | CN602831232 | RN100222512 | Installation of alarms on high pressure tanks. | A positive use determination of 100% for the alarms on the high pressure tanks. | 1999-02-24 | 25000 | 100
3772 | T1 | La Gloria Oil & Gas Company | La Gloria Oil & Gas Refinery | 1125 McMurry Dr | Tyler | TX | 75702 | Smith | CN602831232 | RN100222512 | Project to repair and modify the floating roof seal on tank 35. | A positive use determination of 100% for the repairs to the floating roof and the replacement tank seal for tank 35. | 1999-02-24 | 44000 | 100
3773 | T1 | La Gloria Oil & Gas Company | La Gloria Oil & Gas Refinery | 1125 McMurry Dr | Tyler | TX | 75702 | Smith | CN602831232 | RN100222512 | Project to repair and modify the floating roof seal on tank 26. | A positive use determination of 100% for the repairs to the floating roof and the replacement tank seal for tank 26. | 1999-02-24 | 44000 | 100
3774 | T1 | La Gloria Oil & Gas Company | La Gloria Oil & Gas Refinery | 1125 McMurry Dr | Tyler | TX | 75702 | Smith | CN602831232 | RN100222512 | Installation of pilot monitoring system for loading dock flare. | A positive use determination of 100% for the installation of the pilot monitoring system for the loading dock flare. | 1999-02-24 | 22000 | 100
3775 | T1 | Imperial Holly Corporation | Sugar Land Sugar Refinery | Hwy 90 A | Sugar Land | TX | 77487 | Fort Bend | CN604415554 | RN101612372 | Wastewater storage tanks and ancillary equipment was installed. | A positive use determination of 100% for the waste water storage tanks and ancillary equipment. | 1999-02-23 | 1168361 | 100
3776 | T1 | Sabine Mining Company The | Sabine Mining Company | 6501 FM 968 W | Hallsville | TX | 75650 | Harrison | CN600835797 | RN103968707 | Constructed sediment ponds K-1 through K-11. Installed electric pumps for pond. Installed a dewatering system for the new mine area. | A positive use determination of 100% for the Sediment Ponds K-1 thru K-11, the electric pond pumps, and the new mine area de-watering system. | 1999-02-24 | 1330601 | 100
3777 | T1 | Exxon Mobil Corporation | ExxonMobil Refinery - Baytown | 2800 Decker Dr | Baytown | TX | 77522 | Harris | CN600123939 | RN102579307 | This project installs a new sample port with a probe at 20' elevation, and a new gas chromatograph with associated analog cards and wiring. Approximately 100" of 1/2" stainless tubing was installed. | A positive use determination of 100% for the FXK BG hydrogen sulfide analyzer installed to measure H2S in fuel gas combusted at the Flexicoker. | 1999-02-17 | 128200 | 100
3778 | T1 | Oil City Iron Works Inc | Oil City Iron Works Inc | 909 South 12Th St | Corsicana | TX | 75110 | Navarro | CN600390694 | RN100683739 | Constructed a 180 square foot addition to the lube oil storage building to house used oil and filters. | A positive use determination of 100% for the used oil storage bunker. | 1999-02-25 | 3800 | 100
3779 | T1 | BASF Corporation | Freeport | 602 Copper Rd | Freeport | TX | 77541 | Brazoria | CN600124895 | RN102535143 | Installed secondary containment for D-3830 Butyl Acrylate drum and double pipe for the barge line. | A positive use determination of 100% for the secondary containment for D-3830 Butyl Acrylate drum and the double pipe barge line. | 1999-02-23 | 412000 | 100
3780 | T1 | Bell Helicopter Textron Inc | Bell Helicopter Plant 5 | 1700 Hwy 360 | Grand Prairie | TX | 75050 | Dallas | CN600131155 | RN102216819 | Wastewater treatment upgrade project. Constructed a drum storage facility. Installed paint spray booth systems to control particulate matter. Installed wastewater transfer pumps. Installed a groundwater remediation system consisting of pump and treat and air sparge systems. | A positive use determination of 100% for the wastewater treatment upgrade project, the constructed a drum storage facility, the installed paint spray booth systems, the installed wastewater transfer pumps, the installed groundwater remediation system consisting of pump and treat and air sparge systems. | 1999-02-23 | 4945000 | 100
3781 | T1 | Specified: Fuels & Chemicals LLC | Specified: Chemicals & Fuels | 1201 S Sheldon Rd | Channelview | TX | 77530 | Harris | Insufficient Information | Insufficient Information | Installation of improved vacuum pumps and overhead condenser. | A positive use determination of 100% for the vacuum pumps and overhead condenser. | 1999-02-23 | 61978 | 100
3782 | T1 | Specified: Fuels & Chemicals LLC | Specified: Chemicals & Fuels | 1201 S Sheldon Rd | Channelview | TX | 77530 | Harris | Insufficient Information | Insufficient Information | Modification of the vapor recovery system. | A positive use determination of 50% for the modification of the vapor recovery system. | 1999-02-25 | 16938 | 100
3783 | T1 | Specified: Fuels & Chemicals LLC | Specified: Chemicals & Fuels | 1201 S Sheldon Rd | Channelview | TX | 77530 | Harris | Insufficient Information | Insufficient Information | Installation of a floating roof in tank 683. | A positive use determination of 100% for the installation of a floating roof in tank 683. | 1999-02-25 | 11109 | 100
3784 | T1 | Specified: Fuels & Chemicals LLC | Specified: Chemicals & Fuels | 1201 S Sheldon Rd | Channelview | TX | 77530 | Harris | Insufficient Information | Insufficient Information | Project to upgrade the containment area for the 50/60 tank farm. | A positive use determination of 100% for the upgrade to the containment area for the 50/60 tank farm. | 1999-02-25 | 27771 | 100
3785 | T1 | Specified: Fuels & Chemicals LLC | Specified: Chemicals & Fuels | 1201 S Sheldon Rd | Channelview | TX | 77530 | Harris | Insufficient Information | Insufficient Information | Project to upgrade the hot oil pump system. | A positive use determination of 100% for the project to upgrade the hot oil pump system. | 1999-05-03 | 193627 | 100
3786 | T1 | Specified: Fuels & Chemicals LLC | Specified: Chemicals & Fuels | 1201 S Sheldon Rd | Channelview | TX | 77530 | Harris | Insufficient Information | Insufficient Information | Purchase of a portable LEL Gas Monitor. | A positive use determination of 100% for the portable LEL gas monitor. | 1999-02-23 | 8693 | 100
3787 | T1 | Specified: Fuels & Chemicals LLC | Specified: Chemicals & Fuels | 1201 S Sheldon Rd | Channelview | TX | 77530 | Harris | Insufficient Information | Insufficient Information | Installation of mass flowmeters. | A positive use determination of 100% for the installation of mass flowmeters. | 1999-02-23 | 33756.19 | 100
3788 | T1 | Specified: Fuels & Chemicals LLC | Specified: Chemicals & Fuels | 1201 S Sheldon Rd | Channelview | TX | 77530 | Harris | Insufficient Information | Insufficient Information | Installation of dedicated truck loading facilities for RP1, LSRD-4, PMA and Alkylate. | A positive use determination of 50% for the installation of dedicated truck loading facilities for RP1, LSRD-4, PMA and Alkylate. | 1999-05-03 | 32971 | 100
3789 | T1 | Specified: Fuels & Chemicals LLC | Specified: Chemicals & Fuels | 1201 S Sheldon Rd | Channelview | TX | 77530 | Harris | Insufficient Information | Insufficient Information | Installation of drainage in west plant area for collection of wastewater. | A positive use determination of 100% for the installation of drainage in west plant area for collection of wastewater. | 1999-02-25 | 6161 | 100
3790 | T1 | Specified: Fuels & Chemicals LLC | Specified: Chemicals & Fuels | 1201 S Sheldon Rd | Channelview | TX | 77530 | Harris | Insufficient Information | Insufficient Information | Upgraded seals to improve overall system. | A positive use determination of 100% for the project to upgrade seals to improve the overall system. | 1999-05-03 | 13670 | 100
3791 | T1 | Ultramar Diamond Shamrock | McKee Refinery | 6701 FM 119 | Sunray | TX | 79086 | Moore | CN600135370 | RN101932606 | The following projects: 1. Installed cathodic protection on #7 storage well; 2. Extensive instrumentation required to accurately meter flow to and from wells as well as emergency shutdown and new brine degassing incinerator; 3. Installed a solid waste incinerator. 4. Install a H2S monitor/analyzer. 5. Install 77 closed loop samplers; 6. Install H2S and hydrocarbon monitors; 7. Install a new 55,000 bbl surge tank with associated costs. 8. #3 Hydrotreater Hazop Mitigation - fixed H2S monitors with alarms, product separator high level alarms, and change heater low flow alarms/shutdowns and O2 stack analyzer; 9. Installed 2 H2S monitors in the compressor building. 10. Installed additional H2S monitors in the refinery area. | A positive use determination of 100% for the following property: cathodic protection on #7 storage well; extensive instrumentation required to accurately meter flow to and from wells as well as emergency shutdown and new brine degassing incinerator; solid waste incinerator; H2S monitor/analyzer; 77 closed loop samplers; H2S and hydrocarbon monitors; new 55,000 bbl surge tank with associated costs; #3 Hydrotreater Hazop Mitigation - fixed H2S monitors with alarms, product separator high level alarms, and change heater low flow alarms/shutdowns and O2 stack analyzer; 2 H2S monitors in the compressor building; additional H2S monitors in the refinery area. | 1999-02-23 | 2568328 | 100
3792 | T1 | Ultramar Diamond Shamrock | McKee Refinery | 6701 FM 119 | Sunray | TX | 79086 | Moore | CN600135370 | RN101932606 | The following projects: Propane Vaporizer for Fuel Gas. CCR Vent Gas Scrubber. Low NOx Burners in CCR/HDU #2 NH. UV Flare Monitors. Secondary Seals to Tank. Infrared Pilot Monitors. Revamp McKee Bulk Station. Low NOx Burners for Latex Loadout Heater. PDA Mitigation Items. CAA Aromatics Compliance. | A positive use determination of 100% for the following projects: Propane Vaporizer for Fuel Gas. CCR Vent Gas Scrubber. Low NOx Burners in CCR/HDU #2 NH. UV Flare Monitors. Secondary Seals to Tank. Infrared Pilot Monitors. Revamp McKee Bulk Station. Low NOx Burners for Latex Loadout Heater. PDA Mitigation Items. CAA Aromatics Compliance. | 1999-04-13 | 3123377 | 100
3793 | T1 | Ultramar Diamond Shamrock | McKee Refinery | 6701 FM 119 | Sunray | TX | 79086 | Moore | CN600135370 | RN101932606 | The following projects: Move tank farm piping above ground. 300,000 bbl asphalt tank. Revise caustic tanks at treater. Revamp API. Diesel drain pans for R/R loading racks. New exchanger bundle cleaning slab. Enlarge dike at wastewater tank. Raise crude lines above ground. Refinery drainage. Gasoline plant drainage. Amarillo and Southlake pump station piping. Colorado & El Paso Pump station paving. Barell Storage and exchange bundle cleaning. | A positive use determination of 100% for the following property: move tank farm piping above ground, 300,000 bbl asphalt tank, revise caustic tanks at treater, revamp API, diesel drain pans for R/R loading racks, new exchanger bundle cleaning slab. enlarge dike at wastewater tank, raise crude lines above ground, refinery drainage, gasoline plant drainage, Amarillo and Southlake pump station piping, Colorado & El Paso Pump station paving, and barrel storage and exchange bundle cleaning. | 1999-02-23 | 8123366 | 100
3794 | T1 | Ultramar Diamond Shamrock | McKee Refinery | 6701 FM 119 | Sunray | TX | 79086 | Moore | CN600135370 | RN101932606 | The following projects: Wastewater equalization tanks. Water sump at tank 150-M2. Hazardous wastewater reduction. Pond 7 drainage. pond 5 drainage. pond 4 drainage. 4 & 5 wastewater disposal well upgrade. 23 substation revamp for WWT. WWT oily sludge centrifuge/VOC recovery. Revisions to wastewater treater. Lift station pumps. | A positive use determination of 100% for the following property: wastewater equalization tanks, water sump at tank 150-M2, hazardous wastewater reduction, ponds 7, 5 & 4 drainage, 4 & 5 wastewater disposal well upgrade, 23 substation revamp for WWT, WWT oily sludge centrifuge/VOC recovery, revisions to wastewater treater, and lift station pumps. | 1999-02-23 | 4588940 | 100
3795 | T1 | Hampshire Chemical | Hampshire - Deer Park | 739 Battleground Rd | Deer Park | TX | 77536 | Harris | CN600130066 | RN100219070 | Installed a methanol stripper with a thermal oxidizer. | A positive use determination of 100% for the methanol stripper consisting of a stripper, pumps, and piping. | 1999-03-03 | 580000 | 100
3796 | T1 | Hampshire Chemical | Hampshire - Deer Park | 739 Battleground Rd | Deer Park | TX | 77536 | Harris | CN600130066 | RN100219070 | Installed a thermal oxidizer. | A positive use determination of 100% for the thermal oxidizer. | 1999-03-03 | 192000 | 100
3797 | T1 | Jones Cowboys | Jones Cowboys Texaco | 502 E Houston | Wills Point | TX | 75169 | Van Zandt | CN603924564 | RN101833101 | Installed cathodic protection equipment, fittings, spill containers, automatic shut-off valves, overfill alarms, automatic tank gauging and automatic leak detection. | A positive use determination of 100% for the cathodic protection equipment, fittings, spill containers, automatic shut-off valves, overfill alarms, automatic tank gauging and automatic leak detection. | 1999-02-23 | 135000 | 100
3798 | T1 | Phelps Dodge Refining Corporation | Phelps Dodge - El Paso Refinery | 7001 N Loop Rd | El Paso | TX | 79998 | El Paso | CN600132179 | RN100226000 | Project to redesign Pond 2 - convert from a process flow tank info secondary containment. | A positive use determination of 100% for the project to redesign pond 3. | 1999-02-23 | 987000 | 100
3799 | T1 | Phelps Dodge Refining Corporation | Phelps Dodge - El Paso Refinery | 7001 N Loop Rd | El Paso | TX | 79998 | El Paso | CN600132179 | RN100226000 | Phase 1 Turbine Fuel Control and Sequencer Retrofit 7289 - Installing better controls. | A negative determination. This equipment will improve process operations by replacing obsolete equipment and is not considered to be pollution control property. | 1999-03-03 | 490000 | 100
3800 | T1 | Phelps Dodge Refining Corporation | Phelps Dodge - El Paso Refinery | 7001 N Loop Rd | El Paso | TX | 79998 | El Paso | CN600132179 | RN100226000 | Purchase and installation of a compactor. | A positive use determination of 100% for the purchase and installation of the compactor. | 1999-02-23 | 15000 | 100
3801 | T1 | Phelps Dodge Refining Corporation | Phelps Dodge - El Paso Refinery | 7001 N Loop Rd | El Paso | TX | 79998 | El Paso | CN600132179 | RN100226000 | Clean up of oil saturated soil around the area of the standard gauge railroad track and installation of a pan liner. | A positive use determination of 100% for the project to clean up oil and install a pan liner at the parking area for locomotives.. | 1999-02-23 | 16000 | 100
3802 | T1 | Phelps Dodge Refining Corporation | Phelps Dodge - El Paso Refinery | 7001 N Loop Rd | El Paso | TX | 79998 | El Paso | CN600132179 | RN100226000 | Purchase and installation of an automated control system for the shaft furnace. | A positive use determination of 100% for the furnace automation upgrade. | 1999-04-26 | 348000 | 100
3803 | T1 | Phelps Dodge Refining Corporation | Phelps Dodge - El Paso Refinery | 7001 N Loop Rd | El Paso | TX | 79998 | El Paso | CN600132179 | RN100226000 | Purchase and installation of a new cooling tower system for the CCR mill cooling water system. | A positive use determination of 100% for the purchase and installation of the new cooling tower system. | 1999-02-23 | 110000 | 100
3804 | T2 | TXU Electric Company | Martin Lake Sees | 8850 FM 2658 N | Henderson | TX | 75653 | Rusk | CN600135511 | RN105127682 | Installed water cannons on Units 1, 2, and 3 to reduce boiler temperature and fuel Usage. | A positive use determination of 100% for the water cannons installed in Units 1, 2, and 3. | 1999-03-02 | 2130700 | 100
3805 | T2 | TXU Electric Company | Big Brown Steam Electric Station | #2 FM Road 2570 | Fairfield | TX | 75840 | Freestone | CN600135511 | RN105100275 | Installed water cannons on Units 1 and 2 to reduce boiler temperature and fuel Usage. | A positive use determination of 100% for the water cannons installed in Units 1, and 2. | 1999-03-02 | 1300000 | 100
3806 | T1 | TXU Electric Company | Stryker Creek | Rt 5 Box 219-1 | Jacksonville | TX | 75766 | Cherokee | CN602482861 | RN101621449 | Install lube oil mist eliminator on Unit 2 lube oil vapor extractor. | A positive use determination of 100% for the lube oil mist eliminator. | 1999-03-02 | 25000 | 100
3807 | T1 | TXU Electric Company | North Main Steam | NW 4Th & N Houston | Fort Worth | TX | 76106 | Tarrant | CN602482861 | RN102764933 | Installed continuous emission monitoring system for Unit 4. | A positive use determination of 100% for the continuous emission monitors for Unit 4. | 1999-03-02 | 142100 | 100
3808 | T1 | TXU Electric Company | Mountain Creek | 2600 Mt Creek Pkwy | Dallas | TX | 75233 | Dallas | CN603313842 | Insufficient Information | Installed continuous emission monitoring system for Unit 4. | A positive use determination of 100% for the continuous emission monitors for Units 2 & 3. | 1999-03-02 | 284800 | 100
3809 | T1 | TXU Electric Company | Morgan Creek | 3177 Hwy 163 | Colorado City | TX | 79512 | Mitchell | CN600135511 | RN102285848 | Installed continuous emission monitoring system for Unit 3. | A positive use determination of 100% for the continuous emission monitor for Unit 3. | 1999-03-02 | 131100 | 100
3810 | T1 | TXU Electric Company | Handley | 6604 E Rosedale | Fort Worth | TX | 76124 | Tarrant | CN600128490 | RN102336906 | Installed continuous emission monitoring system for Unit 1. | A positive use determination of 100% for the continuous emission monitor for Unit 1. | 1999-03-02 | 125100 | 100
3811 | T1 | TXU Electric Company | River Crest Steam | Rt 1 Box 255 | Bogata | TX | 75417 | Red River | CN602482861 | RN101983344 | Installed continuous emission monitoring system for Unit 1. | A positive use determination of 100% for the continuous emission monitor for Unit 1. | 1999-03-02 | 125200 | 100
3812 | T1 | TXU Electric Company | Monticello Sees | 9 M SW of Mt Pleasant | Mount Pleasant | TX | 75455 | Titus | CN601537566 | RN102285921 | Mist Eliminator Packing: This project involved rework and replacement of the mist eliminator packing SO2 control system absorber spray towers. Scrubber Inlet Ducts: Installation of modifications to eliminate sludge buildup. | A positive use determination of 100% for the Mist Eliminator Packing project and the Scrubber Inlet Ducts modifications. | 1999-03-02 | 360100 | 100
3813 | T1 | TXU Electric Company | Martin Lake Sees | 5 Mi S of Tatum | Tatum | TX | 79512 | Rusk | CN600135511 | RN102583093 | Replace Inlet SO2 Monitors on Units 1 and 2. | A positive use determination of 100% for the SO2 monitors installed on Units 1 & 2. | 1999-03-02 | 177900 | 100
3814 | T1 | TXU Electric Company | Martin Lake Sees | 5 Mi S of Tatum | Tatum | TX | 79512 | Rusk | CN600135511 | RN102583093 | Installed a new 450 hp motor on one of the Low Pressure Ash Water pumps. | A positive determination of 100% for the 450 hp motor replaced on one of the Low Pressure Ash Water Pumps. | 1999-02-25 | 45000 | 100
3815 | T1 | TXU Electric Company | Lake Hubbard | 555 Barnes Bridge Rd | Mesquite | TX | 75182 | Dallas | CN600135511 | RN100673490 | This project involves the installation of RJM Corporations NOx control burner add-on components, air/fuel staged flame stabilizers and low NOx gas injectors. | A positive determination of 100% for the Unit 2 Low NOx Burner System. | 1999-03-02 | 430400 | 100
3816 | T1 | TXU Electric Company | Comanche Peak Sees | 4.5 M N On FM 56 | Glen Rose | TX | 76043 | Somervell | CN600581714 | RN102296639 | Extended the cap on landfill No. 1. | A positive use determination of 100% for the extension of the landfill cap. | 1999-02-25 | 70000 | 100
3817 | T1 | TXU Electric Company | Comanche Peak Sees | 4.5 M N On FM 56 | Glen Rose | TX | 76043 | Somervell | CN600581714 | RN102296639 | Purchased or constructed spill response and clean-up equipment - booms, berms, etc. | A positive use determination of 100% for the spill response/clean-up equipment. | 1999-02-25 | 12000 | 100
3818 | T1 | TXU Electric Company | Comanche Peak Sees | 4.5 M N On FM 56 | Glen Rose | TX | 76043 | Somervell | CN600581714 | RN102296639 | Drains and valves were installed to control stormwater at the site. | A positive use determination of 100% for the drains and valves installed to control stormwater. | 1999-02-25 | 50000 | 100
3819 | T1 | TXU Electric Company | Camp Wisdom Substation | 530 E Camp Wisdom | Dallas | TX | 75241 | Dallas | Insufficient Information | Insufficient Information | This project consists of installation of a secondary containment system. An earthen berm was built completely around the oil-filled equipment at the substation. Drains were installed to allow the removal of water. Polymer imbiber beads were installed in the drains. | A positive use determination of 100% for the secondary containment system consisting of an earthen berm and polymer imbiber beads. | 1999-02-25 | 41057 | 100
3820 | T1 | TXU Electric Company | Cockrell Hill Substation | 3521 Cockrell Hill | Dallas | TX | 75236 | Dallas | CN603313842 | Insufficient Information | This project consists of installation of a secondary containment system. An earthen berm was built completely around the oil-filled equipment at the substation. Drains were installed to allow the removal of water. Polymer imbiber beads were installed in the drains. | A positive use determination of 100% for the secondary containment system consisting of an earthen berm and polymer imbiber beads. | 1999-02-25 | 29838 | 100
3821 | T1 | TXU Electric Company | Farmers Branch Substation | 4055 Alpha Rd | Farmers Branch | TX | 75244 | Dallas | Insufficient Information | Insufficient Information | This project consists of installation of a secondary containment system. An earthen berm was built completely around the oil-filled equipment at the substation. Drains were installed to allow the removal of water. Polymer imbiber beads were installed in the drains. | A positive use determination of 100% for the secondary containment system consisting of an earthen berm and polymer imbiber beads. | 1999-02-25 | 118660 | 100
3822 | T1 | TXU Electric Company | Lawther Dr Substation | 2807 White Rock | Dallas | TX | 75214 | Dallas | CN603313842 | Insufficient Information | This project consists of installation of a secondary containment system. An earthen berm was built completely around the oil-filled equipment at the substation. Drains were installed to allow the removal of water. Polymer imbiber beads were installed in the drains. | A positive use determination of 100% for the secondary containment system consisting of an earthen berm and polymer imbiber beads. | 1999-02-25 | 74032 | 100
3823 | T1 | TXU Electric Company | Lombardy Substation | 2590 Lombardy Ln | Dallas | TX | 75220 | Dallas | CN603313842 | Insufficient Information | This project consists of installation of a secondary containment system. An earthen berm was built completely around the oil-filled equipment at the substation. Drains were installed to allow the removal of water. Polymer imbiber beads were installed in the drains. | A positive use determination of 100% for the secondary containment system consisting of an earthen berm and polymer imbiber beads. | 1999-02-25 | 29838 | 100
3824 | T1 | TXU Electric Company | Parkerville Substation | 550 W Parkerville Rd | De Soto | TX | 75115 | Dallas | Insufficient Information | Insufficient Information | This project consists of installation of a secondary containment system. An earthen berm was built completely around the oil-filled equipment at the substation. Drains were installed to allow the removal of water. Polymer imbiber beads were installed in the drains. | A positive use determination of 100% for the secondary containment system consisting of an earthen berm and polymer imbiber beads. | 1999-02-25 | 22513 | 100
3825 | T1 | TXU Electric Company | White Rock | 1825 St Francis Ave | Dallas | TX | 75228 | Dallas | CN603313842 | Insufficient Information | This project consists of installation of a secondary containment system. An earthen berm was built completely around the oil-filled equipment at the substation. Drains were installed to allow the removal of water. Polymer imbiber beads were installed in the drains. | A positive use determination of 100% for the secondary containment system consisting of an earthen berm and polymer imbiber beads. | 1999-02-25 | 21747 | 100
3826 | T1 | TXU Electric Company | Kimball Rd Substation | 550 N Kimball Ave | Southlake | TX | 76092 | Tarrant | Insufficient Information | Insufficient Information | This project consists of installation of a secondary containment system. An earthen berm was built completely around the oil-filled equipment at the substation. Drains were installed to allow the removal of water. Polymer imbiber beads were installed in the drains. | A positive use determination of 100% for the secondary containment system consisting of an earthen berm and polymer imbiber beads. | 1999-02-25 | 25234 | 100
3827 | T1 | TXU Electric Company | Ft Worth Service Center | 6608 E Rosedale | Fort Worth | TX | 76112 | Tarrant | CN603313842 | RN109632075 | This project consists of installation of a secondary containment system. An earthen berm was built completely around the oil-filled equipment at the substation. Drains were installed to allow the removal of water. Polymer imbiber beads were installed in the drains. | A positive use determination of 100% for the secondary containment system consisting of an earthen berm and polymer imbiber beads. | 1999-02-25 | 15142 | 100
3828 | T1 | Southwestern Public Service Company | SW Jacksonville West SS | County Rd 3303 | Jacksonville | TX | 75766 | Cherokee | Insufficient Information | Insufficient Information | This project consists of installation of a secondary containment system. An earthen berm was built completely around the oil-filled equipment at the substation. Drains were installed to allow the removal of water. Polymer imbiber beads were installed in the drains. | A positive use determination of 100% for the secondary containment system consisting of an earthen berm and polymer imbiber beads. | 1999-02-25 | 22348 | 100
3829 | T1 | TXU Electric Company | Monticello Sees | 9 M SW of Mt Pleasant | Mount Pleasant | TX | 75455 | Titus | CN601537566 | RN102285921 | This project consists of installation of a secondary containment system. An earthen berm was built completely around the oil-filled equipment at the substation. Drains were installed to allow the removal of water. Polymer imbiber beads were installed in the drains. | A positive use determination of 100% for the secondary containment system consisting of an earthen berm and polymer imbiber beads. | 1999-02-25 | 41174 | 100
3830 | T1 | TXU Electric Company | NW Sherman Substation | Pecan Grove Rd, 1 Mi E | Sherman | TX | 75090 | Grayson | CN603313842 | Insufficient Information | This project consists of installation of a secondary containment system. An earthen berm was built completely around the oil-filled equipment at the substation. Drains were installed to allow the removal of water. Polymer imbiber beads were installed in the drains. | A positive use determination of 100% for the secondary containment system consisting of an earthen berm and polymer imbiber beads. | 1999-02-25 | 23039 | 100
3831 | T1 | TXU Electric Company | Roanoke West SS | SH 114, 2.5 Mi E of I35W | Roanoke | TX | 76262 | Denton | CN603313842 | Insufficient Information | This project consists of installation of a secondary containment system. An earthen berm was built completely around the oil-filled equipment at the substation. Drains were installed to allow the removal of water. Polymer imbiber beads were installed in the drains. | A positive use determination of 100% for the secondary containment system consisting of an earthen berm and polymer imbiber beads. | 1999-02-25 | 23789 | 100
3832 | T1 | Enserch Processing Company | Springtown Gas Processing | 2 M NE On 51 | Springtown | TX | 76082 | Parker | CN602573669 | RN100226414 | Constructed earthen secondary containment dike within the tank battery. | A positive use determination of 100% for the earthen containment dike. | 1999-02-25 | 10300 | 100
3833 | T1 | Enserch Processing Company | Howard Compressor Station | 5 Mi E of Breckenridge | Breckenridge | TX | 76424 | Stephens | CN602573669 | RN102518768 | Constructed metal secondary containment dike around 210 barrel tank. | A positive use determination of 100% for the metal containment dike. | 1999-02-25 | 3000 | 100
3834 | T1 | Enserch Processing Company | Fields Compressor Station | CR 375, 2.5 Mi E of 1027 | Rising Star | TX | 76471 | Eastland | CN602573669 | RN102420320 | Constructed metal secondary containment dike around 210 barrel tank. | A positive use determination of 100% for the metal containment dike. | 1999-02-25 | 3000 | 100
3835 | T1 | TXU Electric Company | System Operating Services | 2471 S Dallas Ave | Lancaster | TX | 75146 | Dallas | CN600135511 | RN100766781 | The following items: Constructed waste storage building for non-PCB waste. Purchased rolloff containers for use in managing solid waste. Constructed PCB storage building. | A positive use determination of 100% for the PCB Waste Storage Building. A positive use determination of 50% for the Non-PCB Waste Storage Building and the Rolloff Containers. | 1999-02-25 | 469244 | 100
3836 | T1 | TXU Electric Company | Ut System Operating Services | 2471 S Dallas Ave | Lancaster | TX | 75146 | Dallas | CN600135511 | RN100766781 | The following items: Purchased an aerosol can crusher. Purchased and installed a laboratory distillation recycling system. | A positive use determination of 100% for the aerosol can crusher and the laboratory distillation recycling system. | 1999-02-25 | 42979 | 100
3837 | T1 | Paktank Corporation | Galena Park Terminal | 1500 Clinton Dr | Galena Park | TX | 77547 | Harris | CN601003254 | RN102753670 | Installed vent piping, metering systems, liquid piping, overfill protection, and associated equipment at station 2. | A positive use determination of 100% for the vent piping, metering systems, liquid piping, overfill protection, and associated equipment installed at station 2. | 1999-03-02 | 928236 | 100
3838 | T1 | Paktank Corporation | Galena Park Terminal | 1500 Clinton Dr | Galena Park | TX | 77547 | Harris | CN601003254 | RN102753670 | Installed concrete containment, drain and grading around T-138 tank farm. | A positive use determination of 100% for the containment and drain lines. | 1999-02-24 | 34998 | 100
3839 | T1 | Empak Inc | Empak Deer Park Terminal | 2759 Battleground Rd | Deer Park | TX | 77536 | Harris | CN601527955 | RN101842334 | Installed 1/4" metal pans between rails at Part B rail car track area as secondary containment. | A positive use determination of 100% for the metal containment pans. | 1999-02-24 | 102220 | 100
3840 | T1 | Empak Inc | Empak Deer Park Terminal | 2759 Battleground Rd | Deer Park | TX | 77536 | Harris | CN601527955 | RN101842334 | Installed piping, new controls, and electrical wiring as an upgrade to an existing scrubber. | A positive use determination of 100% for the project to upgrade the existing scrubber. | 1999-03-02 | 12042 | 100
3841 | T1 | Paktank Corporation | Paktank Deer Park Terminal | 2759 Battleground Rd | Deer Park | TX | 77536 | Harris | CN601003254 | RN101842334 | Installed concrete containment slabs with curbs under rails for tank cars unloaded at tracks 6 and 7. | A positive use determination of 100% for the secondary containment for rail cars on tracks 6 and 7. | 1999-02-24 | 116761 | 100
3842 | T1 | Paktank Corporation | Paktank Deer Park Terminal | 2759 Battleground Rd | Deer Park | TX | 77536 | Harris | CN601003254 | RN101842334 | Installed internal floating roofs with primary and secondary wiper seals in tanks 909 and 927. | A positive use determination of 100% for the internal floating roofs installed in Tanks 909 and 927. | 1999-03-02 | 53131 | 100
3843 | T1 | Paktank Corporation | Paktank Deer Park Terminal | 2759 Battleground Rd | Deer Park | TX | 77536 | Harris | CN601003254 | RN101842334 | Installed earth and asphalt berm along west property line to contain stormwater. | A positive use determination of 100% for the earth and asphalt berm. | 1999-02-24 | 235616 | 100
3844 | T1 | Paktank Corporation | Paktank Deer Park Terminal | 2759 Battleground Rd | Deer Park | TX | 77536 | Harris | CN601003254 | RN101842334 | Installed a vapor line filter at ship dock #2. | A positive use determination of 100% for the vapor line installed at dock 2. | 1999-03-02 | 36926 | 100
3845 | T1 | Paktank Corporation | Paktank Deer Park Terminal | 2759 Battleground Rd | Deer Park | TX | 77536 | Harris | CN601003254 | RN101842334 | Installed a natural gas pipeline to marine vapor control system . | A positive use determination of 100% for the natural gas pipeline. | 1999-03-02 | 163830 | 100
3846 | T1 | Paktank Corporation | Paktank Deer Park Terminal | 2759 Battleground Rd | Deer Park | TX | 77536 | Harris | CN601003254 | RN101842334 | Installed vent piping, closed dome metering systems, liquid piping, overfill protection, and associated instruments at station 1 and 4. | A positive use determination of 100% for the vent piping, closed dome metering systems, liquid piping, overfill protection, and associated instruments. | 1999-03-02 | 646066 | 100
3847 | T1 | TXU Electric Company | Las Colinas Substation | 3750 Leone St | Irving | TX | 75039 | Dallas | CN603313842 | Insufficient Information | This project consists of installation of a secondary containment system. An earthen berm was built completely around the oil-filled equipment at the substation. Drains were installed to allow the removal of water. Polymer imbiber beads were installed in the drains. | A positive use determination of 100% for the secondary containment system consisting of an earthen berm and polymer imbiber beads. | 1999-02-25 | 30698 | 100
3848 | T1 | Nowels Mason Inc | Nowels Mason Texaco | 7401 N Beach St | Fort Worth | TX | 76137 | Tarrant | CN600240329 | RN101434942 | Installed the following property: Stage II Vapor Recovery system; leak detection systems, ground water monitoring wells, tight fittings, spill containment, automatic shut-off valves, overfill alarms, vent restriction device, double wall tanks and pipes, tank top sump, under dispenser sumps, sensing device, automatic tank gauge, groundwater or soil vapor monitor, and automatic line leak detectors. | A positive use determination of 50% for the Stage II Vapor Recovery system and the double wall tanks and pipes; a positive use determination of 100% for the leak detection systems, ground water monitoring wells, tight fittings, spill containment, automatic shut-off valves, overfill alarms, vent restriction device, tank top sump, under dispenser sumps, sensing device, automatic tank gauge, groundwater or soil vapor monitor, and automatic line leak detectors. | 1999-02-24 | 85535 | 100
3849 | T1 | J J Ham Mobil Inc | JJ Ham Mobil | 998 NE Garden Ridge Blvd | Lewisville | TX | 75067 | Denton | Insufficient Information | Insufficient Information | Installed the following property: Stage II Vapor Recovery system; leak detection systems, ground water monitoring wells, tight fittings, spill containment, overfill alarms, vent restriction device, double piping, tank top sump, under dispenser sumps, sensing device, automatic tank gauge, groundwater or soil vapor monitor, and automatic line leak detectors. | A positive use determination of 50% for the Stage II Vapor Recovery system and the double walled pipes; a positive use determination of 100% for the leak detection systems, ground water monitoring wells, tight fittings, spill containment, automatic shut-off valves, overfill alarms, vent restriction device, tank top sump, under dispenser sumps, sensing device, automatic tank gauge, groundwater or soil vapor monitor, and automatic line leak detectors. | 1999-02-24 | 64860 | 100
3850 | T1 | Campbell Rd Mobil Inc | Campbell Rd Mobil | 591 W Campbell Rd | Richardson | TX | 75080 | Dallas | CN600920748 | RN100532373 | Installed the following property: CFC Reclaim and Recycle Equipment, Stage II Vapor Recovery system; leak detection systems, ground water monitoring wells, tight fittings, spill containment, overfill alarms, vent restriction device, double piping, tank top sump, under dispenser sumps, sensing device, automatic tank gauge, groundwater or soil vapor monitor, and automatic line leak detectors. | A positive use determination of 60% for the CFC Reclaim/Recycle equipment, a positive use determination of 50% for the Stage II Vapor Recovery system and the double walled pipes; a positive use determination of 100% for the leak detection systems, ground water monitoring wells, tight fittings, spill containment, automatic shut-off valves, overfill alarms, vent restriction device, tank top sump, under dispenser sumps, sensing device, automatic tank gauge, groundwater or soil vapor monitor, and automatic line leak detectors. | 1999-02-24 | 72360 | 100
3851 | T1 | Nowels Mason Inc | Nowels Mobil | 6311 Hillcrest | Frisco | TX | 75034 | Collin | CN600240329 | RN101443430 | Installed the following property: Stage II Vapor Recovery system; leak detection systems, ground water monitoring wells, tight fittings, spill containment, overfill alarms, vent restriction device, double piping, tank top sump, under dispenser sumps, sensing device, automatic tank gauge, groundwater or soil vapor monitor, and automatic line leak detectors. | A positive use determination of 50% for the Stage II Vapor Recovery system and the double walled pipes; a positive use determination of 100% for the leak detection systems, ground water monitoring wells, tight fittings, spill containment, automatic shut-off valves, overfill alarms, vent restriction device, tank top sump, under dispenser sumps, sensing device, automatic tank gauge, groundwater or soil vapor monitor, and automatic line leak detectors. | 1999-02-24 | 64860 | 100
3852 | T1 | Specified: Fuels & Chemicals LLC | Specified: Chemicals & Fuels | 1201 S Sheldon Rd | Channelview | TX | 77530 | Harris | Insufficient Information | Insufficient Information | Installed a HE VOC Thermal Oxidizer. | A positive use determination of 100% for the thermal oxidizer. | 1999-02-25 | 36005 | 100
3853 | T1 | Amoco Chemical Company | Amoco Texas City | 2800 FM 519 E | Texas City | TX | 77592 | Galveston | CN600126775 | RN103102687 | Flare System consisting of flare equipment, a flare header, piping laterals, knockout drums, and ancillary equipment and facilities. Installed five combustible gas detectors. NESHAP spill containment system. | A positive use determination of 100% for the Flare System, the five Combustible Gas Detectors, and the NESHAP containment system. | 1999-02-24 | 3684000 | 100
3854 | T1 | Phillips Petroleum Co | Phillips Petroleum Borger Refinery | State Spur 119 N | Borger | TX | 79007 | Hutchinson | CN603881871 | RN102495884 | The following projects: Benzene stripper, cat flare tip replacement, modify old caustic pond recovery system, install emissions monitor for Unit 19.3 distillate charge furnace, control Unit 32 ammonia vent, lithage site remediation, NGL truck loading rack upgrade for NC6, meet flex permit requirements for CEMs on CO boiler, Dixon Creek wastewater treatment expansion, replace refinery flare tip, meet flex permit requirements for CEMs on 41 Reformer Heater, Class 1/11 landfill expansion and install Unit 28 Lo-NOx Burners. | A positive use determination of 100% for the following projects: Benzene stripper, cat flare tip replacement, modify old caustic pond recovery system, install emissions monitor for Unit 19.3 distillate charge furnace, control Unit 32 ammonia vent, lithage site remediation, NGL truck loading rack upgrade for NC6, meet flex permit requirements for CEMs on CO boiler, Dixon Creek wastewater treatment expansion, replace refinery flare tip, meet flex permit requirements for CEMs on 41 Reformer Heater, Class 1/11 landfill expansion and install Unit 28 Lo-NOx Burners. | 1999-02-26 | 27390000 | 100
3855 | T1 | Geon Company The | Geon Company - Deer Park | 1000 Tidal Rd | Deer Park | TX | 77536 | Harris | CN600129126 | RN100225879 | The following projects: installed silo high level switches, extension of firewater system to ammonia area, concrete surfacing of east drainage ditch, replacement of centrate sump tank, and VCM pipeline surge protection. | A positive use determination of 100% for the following projects: silo high level switches, extension of firewater system to ammonia area, concrete surfacing of east drainage ditch, replacement of centrate sump tank, and VCM pipeline surge protection. | 1999-02-26 | 260000 | 100
3856 | T1 | The Dow Chemical Company | The Dow Chemical Company | 2301 Brazosport Blvd | Freeport | TX | 77541 | Brazoria | CN600356976 | RN102692258 | Installed a new phase separator and redundant instrumentation to insure against any RCL excursions in the acid stream going to Caustic I. Major equipment consists of RCL phase separator (DS-765), Redundant RCL probes, 1000' of kynar lined piping, and associated control and flow instrumentation. | A positive use determination of 100% for the HCL Neutralization Project. | 2000-01-08 | 800000 | 100
3857 | T1 | Agrium Us Inc | Borger Nitrogen Operations | 9201 Farm Road 1551 | Borger | TX | 79007 | Hutchinson | CN600128227 | RN101865715 | Urea Plant Scrubber Upgrade: Installed a second scrubber and a new solvent cooler, installation included new structural steel and supports. CEMs Upgrade: Installed a new windows based upgrade to data storage system consisting of zip drive and CD-ROM. | A positive use determination of 100% for the continuous emission monitoring system upgrade and the Urea Plant Scrubber upgrade. | 1999-02-26 | 54261 | 100
3858 | T1 | Fina Oil & Chemical Company | Fina - La Porte | Hwy 134 & Miller Cut-Off | La Porte | TX | 77571 | Harris | CN603899675 | RN100667633 | The following items were constructed/installed: 1. Decanter - four small vessels. 2. Wastewater - pumps P-360A/B. 3. Stormwater Ditch. 4. Dissolved Air Floatation system. | A positive use determination of 100% for the decanters, pumps. stormwater ditch and dissolved flotation system. | 1999-03-08 | 1920150 | 100
3859 | T1 | Fina Oil & Chemical Company | Fina - La Porte | Hwy 134 & Miller Cut-Off | La Porte | TX | 77571 | Harris | CN603899675 | RN100667633 | Installed six baghouses, three scrubbers, a cyclone, and five strippers. | A positive use determination of 100% for the six baghouses, three scrubbers, cyclone, and five strippers. | 1999-03-08 | 5279010 | 100
3860 | T1 | Fina Oil & Chemical Company | Fina - Bayport | 12212 Port Rd | Pasadena | TX | 77507 | Harris | CN603899675 | RN100909373 | The following items: flare ko drum; IC2/N2 recovery compressor, guard filters, suction cooler and suction drum; extruder fee dust collector and exhaust fan, pellet blender outlet filters, additive dump hopper dust collector and fan; and waste catalyst fan and filter. | A positive use determination of 100% for the flare KO drum; the extruder feed dust collector for the exhaust fan; the pellet blender outlet filter, the additive dump hopper dust collection and fan, and the waste catalyst fan and filter. A positive use determination of 50% for the IC4/N2 recovery compressor, guard filter, compressor suction cooler and suction drum. | 1999-03-08 | 6314430 | 100
3861 | T1 | Fina Oil & Chemical Company | Fina - Bayport | 12212 Port Rd | Pasadena | TX | 77507 | Harris | CN603899675 | RN100909373 | Installed the following sumps and sump pumps: Run Off System, Process Water, Flare Wastewater, Oily Water and Catalyst Activator. | A positive use determination of 100% for the sumps and sump pumps for the Run Off System, Process Water, Flare Wastewater, Oily Water and Catalyst Activator. | 1999-03-08 | 2472990 | 100
3862 | T1 | McNeil Consumer Products | McNeil Round Rock | 4001 N I 35 | Round Rock | TX | 78664 | Williamson | CN603646258 | RN101696441 | Installed a Pharshall Flume flow meter to monitor wastewater flow. | A positive use determination of 100% for the Pharshall Flume flow meter. | 1999-03-08 | 114000 | 100
3863 | T1 | McNeil Consumer Products | McNeil Round Rock | 4001 N Ih 35 | Round Rock | TX | 78664 | Williamson | CN603646258 | RN101696441 | Storage tank modifications. | Withdrawn by applicant | 1999-03-08 | 1517000 | 100
3864 | T1 | Asarco Incorporated | El Paso Copper | Paisano @ Executive Dr | El Paso | TX | 79902 | El Paso | CN600127591 | RN100219021 | Installed a second intermediate fan for the CONTOP furnace. | A positive use determination of 100% for the installation of the second intermediate fan. | 1999-03-15 | 500000 | 100
3865 | T1 | Asarco Incorporated | El Paso Copper | Paisano @ Executive Dr | El Paso | TX | 79902 | El Paso | CN600127591 | RN100219021 | Retrofit the convertor blast air system with larger waste valves, high speed controllers, better check valves, a master control system and turbine speed controllers. | A positive use determination of 100% for the Converter Blower Control System. | 1999-03-10 | 445000 | 100
3866 | T1 | Asarco Incorporated | El Paso Copper | Paisano @ Executive Dr | El Paso | TX | 79902 | El Paso | CN600127591 | RN100219021 | Paved various areas of the plant for environmental reasons. | A positive use determination of 100% for the environmental paving. | 1999-04-26 | 500000 | 100
3867 | T1 | Asarco Incorporated | El Paso Copper | Paisano @ Executive Dr | El Paso | TX | 79902 | El Paso | CN600127591 | RN100219021 | Constructed Material Storage Bunkers to store process materials around the plant. | A positive use determination of 100% for the material storage bunkers. | 1999-04-26 | 150000 | 100
3868 | T1 | Asarco Incorporated | El Paso Copper | Paisano @ Executive Dr | El Paso | TX | 79902 | El Paso | CN600127591 | RN100219021 | Replaced dryer baghouse sections B-E. | A positive use determination of 100% for the project to replace Dryer Baghouse Sections B-E. | 1999-03-08 | 450000 | 100
3869 | T1 | Asarco Incorporated | El Paso Copper | Paisano @ Executive Dr | El Paso | TX | 79902 | El Paso | CN600127591 | RN100219021 | Project to upgrade the No. 6 Converter Blower. | A positive use determination of 100% for the Upgrade to the No. 6 Converter Blower. | 1999-03-10 | 180000 | 100
3870 | T1 | Asarco Incorporated | El Paso Copper | Paisano @ Executive Dr | El Paso | TX | 79902 | El Paso | CN600127591 | RN100219021 | Oxygen Plant Cooling Tower Upgrade: install a larger more efficient cooling tower with associated piping, cooling fans and pumps. | A positive use determination of 100% for the Oxygen Plant Cooling Tower Upgrade project. | 1999-03-08 | 100000 | 100
3871 | T1 | Asarco Incorporated | El Paso Copper | Paisano @ Executive Dr | El Paso | TX | 79902 | El Paso | CN600127591 | RN100219021 | Installed a Diesel Fuel Recovery System consisting of extraction wells and vacuum systems. | A positive use determination of 100% for the Diesel Two Recovery System - Air Stripper. | 1999-03-08 | 410000 | 100
3872 | T1 | Asarco Incorporated | El Paso Copper | Paisano @ Executive Dr | El Paso | TX | 79902 | El Paso | CN600127591 | RN100219021 | Purchased a spare motor for the concentrate dryer exhaust fan. | A positive use determination of 100% for the spare motor for the concentrate exhaust fan. | 1999-03-08 | 75000 | 100
3873 | T1 | Asarco Incorporated | El Paso Copper | Paisano @ Executive Dr | El Paso | TX | 79902 | El Paso | CN600127591 | RN100219021 | Installed a dedicated diesel driven fire pump to supply water to the fire suppression sprays mounted in the cooling tower. | A negative determination. The property listed in this application - Power House Cooling Tower Fire Pump - is not considered to be pollution control property. | 1999-03-08 | 120000 | 100
3874 | T1 | Asarco Incorporated | El Paso Copper | Paisano @ Executive Dr | El Paso | TX | 79902 | El Paso | CN600127591 | RN100219021 | Project provides for the phased removal of asbestos containing material from flues, pipes, vessels, and supporting structures. | A positive use determination of 100% for the Asbestos Abatement Project. | 1999-03-08 | 160000 | 100
3875 | T1 | Andy Carlegis Inc | Andy Carlegis Inc | 1950 E Arlington Ave | Fort Worth | TX | 76104 | Tarrant | CN600804710 | RN101533305 | Installed overfill/overspill containment for the diesel tank, cathodic protection and a electric monitor on the diesel tank and an emergency stop button. | A positive use determination of 100% for the project to install the overfill/overspill containment for the diesel tank, the project to provide cathodic protection and a electric monitor on the diesel tank and the emergency stop button. | 1999-03-08 | 13043 | 100
3876 | T1 | Stolthaven (Houston) Inc | Stolthaven | 15630 Jacintoport Blvd | Houston | TX | 77015 | Harris | CN600124820 | RN100210475 | The following projects: 5 P Tank Expansion - concrete containment surrounding tank, sloped floor and sump, internal floating roofs. (8) Tank E Farm Expansion - concrete containment structures surrounding tanks, sloped floor and sump drain, paving of roadway. 4 SS Tanks - concrete containment structures surrounding tanks, sloped floor and sump drain, paving of roadway. P-50-2 Epichorodrin Storage - install caustic soda vapor control system, nitrogen system, revisions to venting and gauging system and micro metering system. Mono-isopropylamine in tank D15-20 - install close tank gauging, nitrogen system, dedicated pumps and lines, vapor balance line with detonation arrestors and temperature control and monitoring equipment. Ship Dock Emission Control System - install safety and inspection skid, vapor line from skid to flare, blower skid at flare and an electrical automation system. | A positive use determination of 100% for the following projects: 5 P Tank Expansion; (8) Tank E Farm Expansion; 4 SS Tanks; P-50-2 Epichorodrin Storage; Mono-isopropylamine in tank D15-20; and the Ship Dock Emission Control System; | 1999-03-10 | 5877855 | 100
3877 | T1 | Stolt Transportation Services | SBS Facility | 15602 Jacintoport Blvd | Houston | TX | 77015 | Harris | CN600124820 | RN100210475 | The following projects: Paving of tanker staging are. Installation of a Zink Flare system and connecting piping to the barge dock facility. | A positive use determination of 100% for the Paving Project and the Flare Project. | 1999-03-10 | 1230672 | 100
3878 | T1 | El Paso Electric Company | El Paso Electric - Copper | 651 Hawkins Blvd | El Paso | TX | 79915 | El Paso | CN600352819 | RN100215490 | Installation of meter and ancillaries for water volume measurement. | A positive use determination of 100% for the meter and ancillaries for water volume measurement. | 1999-03-10 | 4597 | 100
3879 | T1 | Lyondell-Citgo Refining LP | Lyondell - Channelview | 2502 Sheldon Rd | Channelview | TX | 77530 | Harris | CN600344402 | RN100633650 | Replacement of ten existing single seals on centrifugal pumps with dry gas seals. | A positive use determination of 100% for the project to replace the existing single seals with dry gas seals. | 1999-03-30 | 379400 | 100
3880 | T1 | Lyondell-Citgo Refining LP | Lyondell - Channelview | 2502 Sheldon Rd | Channelview | TX | 77530 | Harris | CN600344402 | RN100633650 | Replaced two existing 950 ton chillers with new chillers using HFC 134a. | A positive use determination of 100% for the replacement chiller project. | 1999-03-30 | 1004000 | 100
3881 | T3 | Lyondell-Citgo Refining LP | Lyondell - Channelview | 2502 Sheldon Rd | Channelview | TX | 77530 | Harris | CN600344402 | RN100633650 | Built a new ethyl benzene manufacturing unit reaction section to replace an existing aluminum chloride reaction section. | A positive use determination of 100% for the F850 Furnace Low NOx Burners, the leakless piping valves, and the pump dry gas seals. A positive use determination of 80%Front End Inside Battery Limits, the pipe rack, and the remediation and demolition of the previous back end. A positive use determination of 4.5% for the substation. | 1999-03-30 | 32304921 | 100
3882 | T1 | Motorola | Motorola - Ed Bluestein | 3501 Ed Bluestein Bl | Austin | TX | 78721 | Travis | CN600271365 | RN100843747 | The following items: Upgraded existing RCRA waste tanks by adding emergency relief valves. Lined exterior portions of A-bldg waste acid collection trench with chemical resistant material. Installed waste collection lines and secondary containment in X-bldg. | A positive use determination of 100% for the emergency relief valves added to the RCRA tanks, the lining of the A-bldg waste acid collection trench with chemical resistant material, and the installation of waste collection lines and secondary containment in X-bldg. | 1999-03-10 | 1309800 | 100
3883 | T1 | Motorola | Motorola - Ed Bluestein | 3501 Ed Bluestein Bl | Austin | TX | 78721 | Travis | CN600271365 | RN100843747 | The following items: installed 2 new acid fume scrubbers and supporting equipment at P-bldg. Installed 1 new acid fume scrubber at B-bldg. Installed 1 new acid fume scrubber at Y-bldg. Installed 1 new acid fume scrubber at Z-bldg. Installed VOC oxidizer for Y-bldg. | A positive use determination of 100% for the 5 new acid fume scrubbers and supporting equipment and the Y-bldg VOC Oxidizer Upgrade. | 1999-03-10 | 5154000 | 100
3884 | T1 | Motorola | Motorola - Ed Bluestein | 3501 Ed Bluestein Bl | Austin | TX | 78721 | Travis | CN600271365 | RN100843747 | Installed water reuse projects to reduce use of water. 1. Rinse Water Reclaim system: waste water collection system used to collect semiconductor process rinse water for blending with Ultrapure Water Reverse Osmosis reject. 2. Industrial City Water: waste water collection and blending system installed to collect UPW RO reject water and blend with rinse water. | A positive use determination of 100% for the two water reuse projects. | 1999-03-30 | 980000 | 100
3885 | T1 | Lyondell-Citgo Refining LP | Lyondell - Bayport | 10801 Choate Rd | Pasadena | TX | 77507 | Harris | CN600344402 | RN102523107 | BP1 Relief Valve Containment: design and installation of a relief valve header collection system. The project consisted of installing the flare headers and connecting RV's to BP1 low and medium pressure flare headers. 24 relief valves were contained. A new flare knock-out seal and drum were installed. | A positive use determination of 100% for the BP1 Relief Valve Containment Project. | 1999-03-10 | 8350000 | 100
3886 | T1 | Lyondell-Citgo Refining LP | Lyondell - Bayport | 10801 Choate Rd | Pasadena | TX | 77507 | Harris | CN600344402 | RN102523107 | Design and installation of tandem mechanical seals on 6 pumps. G402A & B, G2411A & B, and G3411A & B. | A positive use determination of 100% for the tandem seals installed for the six Propylene Recycle Pumps. | 1999-03-10 | 676000 | 100
3887 | T1 | Lyondell-Citgo Refining LP | Lyondell - Bayport | 10801 Choate Rd | Pasadena | TX | 77507 | Harris | CN600344402 | RN102523107 | Design and installation of tandem mechanical seals on 6 pumps. G2232C, G3252A, B & C, and G3620A & B. | A positive use determination of 100% for the project to install tandem mechanical seals on the six pumps. | 1999-03-10 | 653000 | 100
3888 | T1 | Lyondell-Citgo Refining LP | Lyondell - Bayport | 10801 Choate Rd | Pasadena | TX | 77507 | Harris | CN600344402 | RN102523107 | Design and installation of new G1166A & B methanol transfer pumps. Both pumps have dry gas seals. | A positive use determination of 100% for the G1166A/B Pump Replacement project. | 1999-03-15 | 162000 | 100
3889 | T1 | Corner The | The Corner | 606 N Mill St | Bowie | TX | 76230 | Montague | CN602944324 | RN101444974 | Upgraded underground storage tank and fuel delivery system. Installed cathodic protection on 2 USTs. Installed tank top sumps, under dispenser sumps, sensing devices, automatic tank gauging, groundwater or soil vapor monitoring equipment, monitoring devices for secondary containment, automatic leak detectors, and tightness testing equipment. | A positive use determination of 100% for the following property: Installed cathodic protection on 2 USTs. Installed tank top sumps, under dispenser sumps, sensing devices, automatic tank gauging, groundwater or soil vapor monitoring equipment, monitoring devices for secondary containment, automatic leak detectors, and tightness testing equipment. | 1999-03-10 | 12036 | 100
3890 | T1 | Aristech Chemical Corporation | Aristech Pasadena Plant | 4403 Laporte Hwy 225 | Pasadena | TX | 77501 | Harris | CN601179914 | RN100225689 | Propylene live load valve packing project. | A positive use determination of 100% for the installation of live load valve packings in the existing valves. | 1999-03-10 | 49699 | 100
3891 | T1 | Aristech Chemical Corporation | Aristech Pasadena Plant | 4403 Laporte Hwy 225 | Pasadena | TX | 77501 | Harris | CN601179914 | RN100225689 | Installed containment diking around 2-Ethylhexanol Manufacturing Units waste liquid fuels less than 90-day accumulation tank. | A positive use determination of 100% for the project to install containment diking around the 2-Ethylhexanol Manf Units waste liquid fuels less than 90-day accumulation tank. | 1999-03-10 | 34704 | 100
3892 | T1 | Aristech Chemical Corporation | Aristech Pasadena Plant | 4403 Laporte Hwy 225 | Pasadena | TX | 77501 | Harris | CN601179914 | RN100225689 | Installed a total organic carbon analyzer. | A positive use determination of 100% for the Total Organic Carbon analyzer. | 1999-03-10 | 44693 | 100
3893 | T1 | Aristech Chemical Corporation | Aristech Pasadena Plant | 4403 Laporte Hwy 225 | Pasadena | TX | 77501 | Harris | CN601179914 | RN100225689 | Installed new catalyst in Phthalic Anhydride Units catalytic oxidizer. | A positive use determination of 100% for the new catalyst installed in the catalytic oxidizer. | 1999-03-10 | 190167 | 100
3894 | T1 | Aristech Chemical Corporation | Aristech Pasadena Plant | 4403 Laporte Hwy 225 | Pasadena | TX | 77501 | Harris | CN601179914 | RN100225689 | Installed a waste gas catalytic oxidizer (V611). | A positive use determination of 100% for Catalytic Oxidizer V-611. | 1999-03-10 | 456667 | 100
3895 | T1 | Aristech Chemical Corporation | Aristech Pasadena Plant | 4403 Laporte Hwy 225 | Pasadena | TX | 77501 | Harris | CN601179914 | RN100225689 | Installed a new waste gas chiller package(V603). | A positive use determination of 100% for Purge Gas Chiller Unit EH2-V603. | 1999-03-10 | 991851 | 100
3896 | T1 | Aristech Chemical Corporation | Aristech Pasadena Plant | 4403 Laporte Hwy 225 | Pasadena | TX | 77501 | Harris | CN601179914 | RN100225689 | Installed spill containment protection at railcar loading areas. | A positive use determination of 100% for the spill containment installed for the 2 EH Railcar Area. | 1999-03-10 | 54024 | 100
3897 | T1 | Aristech Chemical Corporation | Aristech Pasadena Plant | 4403 Laporte Hwy 225 | Pasadena | TX | 77501 | Harris | CN601179914 | RN100225689 | Installed spill protection consisting of pouring a concrete pad over gravel and soil areas in the rail loading area of the Phthalic Anhydride unit. | A positive use determination of 100% for the spill containment installed for the PA Railcar Loading Area. | 1999-03-10 | 36563 | 100
3898 | T1 | Aristech Chemical Corporation | Aristech Pasadena Plant | 4403 Laporte Hwy 225 | Pasadena | TX | 77501 | Harris | CN601179914 | RN100225689 | Installed a continuous trench with heavy duty grating on the south, east, and north sides of the truck loading area and connection of the trench to a 3,000 gallon sump. | A positive use determination of 100% for the spill containment installed at the loading stations. | 1999-03-10 | 77579 | 100
3899 | T1 | Aristech Chemical Corporation | Aristech Pasadena Plant | 4403 Laporte Hwy 225 | Pasadena | TX | 77501 | Harris | CN601179914 | RN100225689 | Installed containment diking around the 2-Ethylhexanol Manf Unit's MEA storage tank. | A positive use determination of 100% for the MEA Storage Tank diking. | 1999-03-10 | 38598 | 100
3900 | T1 | El Paso Electric Company | El Paso Electric - Newman | 4900 Stan Roberts Sr Ave | El Paso | TX | 79934 | El Paso | CN600352819 | RN100211309 | Installed a multi-variable transmitter and model DCR-16 spool assembly to monitor fuel. | A positive use determination of 100% for the Multi Variable Transmitter and the Model DCR-16 Spool Assembly. | 1999-03-15 | 10888 | 100
3901 | T1 | El Paso Electric Company | El Paso Electric - Newman | 4900 Stan Roberts Sr Ave | El Paso | TX | 79934 | El Paso | CN600352819 | RN100211309 | Installed redundant water injection systems on GI and GII. | A positive use determination of 100% for the GI and GII Water Injection Modifications. | 1999-04-16 | 38706 | 100
3902 | T1 | El Paso Electric Company | El Paso Electric - Carnegie Yard | 9505 Carnegie | El Paso | TX | 79925 | El Paso | CN600352819 | Insufficient Information | Installed asphalt paving. | A positive use determination of 100% for the asphalt paving installed at the Carnegie Yard. | 1999-03-15 | 40290 | 100
3903 | T1 | El Paso Electric Company | El Paso Electric - Newman | 4900 Stan Roberts Sr Ave | El Paso | TX | 79934 | El Paso | CN600352819 | RN100211309 | Installed fuel flow monitoring equipment. | A positive use determination of 100% for the senior orifice fitting, tubes, ancillaries, certification documentation and calibration gases. | 1999-03-15 | 22311 | 100
3904 | T1 | El Paso Electric Company | El Paso Electric - Copper | 651 Hawkins Blvd | El Paso | TX | 79915 | El Paso | CN600352819 | RN100215490 | Installed continuous emission monitoring system. Property consists of stack exhaust probe and assembly installation, stand for emission monitor install, probe connection, modem, cable, connector, computer, monitor and associated hardware, CEMs, calibration and gas. | A positive use determination of 100% for the stack exhaust probe and assembly installation, stand for emission monitor install, probe connection, modem, cable, connector, computer, monitor and associated hardware, CEMs, calibration and gas. | 1999-03-15 | 33108 | 100
3905 | T1 | US Silica Company | US Silica Kosse | PO Box 98 | Kosse | TX | 76653 | Limestone | CN600128268 | RN103219507 | Purchased a portable diesel pump replacement. | A positive use determination of 100% for the portable diesel pump. | 1999-03-30 | 30000 | 100
3906 | T1 | US Silica Company | US Silica Kosse | PO Box 98 | Kosse | TX | 76653 | Limestone | CN600128268 | RN103219507 | Purchased a replacement mill tailings pump. | A positive use determination of 100% for the Flygt submersible pump. | 1999-03-16 | 33500 | 100
3907 | T1 | US Silica Company | US Silica Kosse | PO Box 98 | Kosse | TX | 76653 | Limestone | CN600128268 | RN103219507 | Installed a new wet scrubber, exhaust fan and ductwork. | A positive use determination of 100% for the wet scrubber, exhaust fan and ductwork. | 1999-03-30 | 115000 | 100
3908 | T1 | Lufkin Industries Inc | No Brake Process Foundry | 300 Winston St | Lufkin | TX | 75902 | Angelina | CN600399570 | RN100693209 | Installed the following equipment: LCF Sand System Dust Collector, LCF Sand System Collection Ductwork, and Baghouses. | A positive use determination of 100% for the LCF Sand System Dust Collector, the LCF Sand System Collection Ductwork, and the Baghouse. | 1999-03-17 | 1104000 | 100
3909 | T1 | US Silica Company | US Silica Kosse | PO Box 98 | Kosse | TX | 76653 | Limestone | CN600128268 | RN103219507 | Installation of dust collectors and piping for Kaolin loading. | A positive use determination of 100% for the dust collector and piping. | 1999-03-30 | 77175 | 100
3910 | T1 | Peyrot Group Inc | Star Stop Texaco | 3600 14Th St E | Plano | TX | 75074 | Collin | CN600132484 | RN101560399 | Installed Stage I and Stage II Vapor Recovery Systems - Two Point and Gilbraco Vapor Vac. Installed two new double-walled USTs with double-walled piping. Installed automatic tank gauging. | A positive use determination of 50% for the Stage I and Stage II Vapor Recovery Systems - Two Point and Gilbraco Vapor Vac, and the two new double-walled USTs with double-walled piping. A positive use determination of 100% for the automatic tank gauging. | 1999-03-15 | 85226 | 100
3911 | T1 | Donohue Industries Inc | Donohue Industries Sheldon Mill | 11611 Fifth St | Houston | TX | 77049 | Harris | CN600253868 | RN104120233 | No description provided | A positive use determination of 100% for the Mist Eliminator. | 1999-04-16 | 69029 | 100
3912 | T1 | Ultramar Diamond Shamrock | Three Rivers Refinery | 301 Leroy St | Three Rivers | TX | 78071 | Live Oak | CN600135370 | RN100542802 | The following projects: Refinery Expansion and Hydrocracker; Wastewater Storage System; Exchanger Cleaning Slab; Bio Reactor Air Distributor; Crude Unit Expansion, DMO Hydrotreater, Hydrogen Plant, and Sulfur Plant; Hydrocarbon Drainage System in 300 Tank Farm; Engineering Office Paving; Bio Reactor Air Distributor; Side Roll for Irrigation Reservoir; Wastewater Treater Expansion; Aromatics Project; Aerators for Irrigation Reservoir; Roof Drains and Water Draws in South Tank Farm; Wastewater Treater Plant Area Paving and Drainage; Land for Irrigation North of Three Rivers; WWT Spent Caustic Disposal; Stormwater and Oily Water Sumps; Composite Sampler for Wastewater Treater; Property Adjacent to and North of Irrigation Site; Hydrofluoric Alky Acid Sewers Repairs; 75 Acres North of Irrigation Site; Purchase of 420 Acres Adjacent to Irrigation Site; and Benzene Railcar Loading Rack Proving Modification. | A positive use determination of 100% for the following projects: Refinery Expansion and Hydrocracker; Wastewater Storage System; Exchanger Cleaning Slab; Bio Reactor Air Distributor; Crude Unit Expansion, DMO Hydrotreater, Hydrogen Plant, and Sulfur Plant; Hydrocarbon Drainage System in 300 Tank Farm; Engineering Office Paving; Bio Reactor Air Distributor; Side Roll for Irrigation Reservoir; Wastewater Treater Expansion; Aromatics Project; Aerators for Irrigation Reservoir; Roof Drains and Water Draws in South Tank Farm; Wastewater Treater Plant Area Paving and Drainage; Land for Irrigation North of Three Rivers; WWT Spent Caustic Disposal; Stormwater and Oily Water Sumps; Composite Sampler for Wastewater Treater; Property Adjacent to and North of Irrigation Site; Hydrofluoric Alky Acid Sewers Repairs; 75 Acres North of Irrigation Site; Purchase of 420 Acres Adjacent to Irrigation Site; and Benzene Railcar Loading Rack Proving Modification. | 1999-04-14 | 12461270 | 100
3913 | T1 | Ultramar Diamond Shamrock | Three Rivers Refinery | 301 Leroy St | Three Rivers | TX | 78071 | Live Oak | CN600135370 | RN100542802 | The following projects: Refinery Expansion and Hydrocracker Project; East Plant and HCU Flare Bypass Line; H2S Monitors at ATS Unit; West Plant Flare Monitor; Revisions to Destroy Ammonia; West Plant Flare Steam Control; FCC Sponge Gas MDEA Contactor; Crude Unit Expansion, DMO Hydrotreater, Hydrogen Plant, and SRU; ATS Unit Modifications; Aromatics Project; East Flare Block Valve; FCC Flare Tip Replacement; Flare Gas Mass Flow Meters; Tank 300 Modification; Power to West Plant Flare; Gas Recovery Line for DOT Flared Gas; Modification of Existing Vapor Combustor; and Vent Gas Compressor for Vacuum Unit. | A positive use determination of 100% for the items listed in the application for each of the following projects: Refinery Expansion and Hydrocracker Project; East Plant and HCU Flare Bypass Line; H2S Monitors at ATS Unit; West Plant Flare Monitor; Revisions to Destroy Ammonia; West Plant Flare Steam Control; FCC Sponge Gas MDEA Contactor; Crude Unit Expansion, DMO Hydrotreater, Hydrogen Plant, and SRU; ATS Unit Modifications; Aromatics Project; East Flare Block Valve; FCC Flare Tip Replacement; Flare Gas Mass Flow Meters; Tank 300 Modification; Power to West Plant Flare; Modification of Existing Vapor Combustor; and Vent Gas Compressor for Vacuum Unit. A positive use determination of 50% for the Gas Recovery Line for DOT Flared Gas project. | 1999-03-15 | 4067601 | 100
3914 | T1 | Ultramar Diamond Shamrock | Three Rivers Refinery | 301 Leroy St | Three Rivers | TX | 78071 | Live Oak | CN600135370 | RN100542802 | The following projects: Refinery Expansion and Hydrocracker; Alkylation Unit Revisions; Sour Water Storage Tank; Drum Crusher; Four Hydrocarbon Recovery Wells; ATS Mitigation Items; Desalter Oil Undercarry Detector; Crude Unit Expansion, DMO Hydrotreater, Hydrogen Plant, and Sulfur Plant; Pumping Equipment for Recovery Wells; Aromatics Project; Hydrogen Sulfide Monitors for West Plant; Groundwater Remediation Equipment; Potable Water Supply; H2S Monitors for #2 Sour Water Stripper; Remediation Equipment for South Equalization Pond; Tank Farm Cathodic Protection; Sample Stations; and BTX Stripper Overhead Back Pressure Controller. | A positive use determination of 100% for the items listed in the application for each of the following projects: Refinery Expansion and Hydrocracker; Alkylation Unit Revisions; Sour Water Storage Tank; Drum Crusher; Four Hydrocarbon Recovery Wells; ATS Mitigation Items; Desalter Oil Undercarry Detector; Crude Unit Expansion, DMO Hydrotreater, Hydrogen Plant, and Sulfur Plant; Pumping Equipment for Recovery Wells; Aromatics Project; Hydrogen Sulfide Monitors for West Plant; Groundwater Remediation Equipment; Potable Water Supply; H2S Monitors for #2 Sour Water Stripper; Remediation Equipment for South Equalization Pond; Tank Farm Cathodic Protection; Sample Stations; and BTX Stripper Overhead Back Pressure Controller. | 1999-03-15 | 5179619 | 100
3915 | T1 | Ultramar Diamond Shamrock | Three Rivers Refinery | 301 Leroy St | Three Rivers | TX | 78071 | Live Oak | CN600135370 | RN100542802 | The following projects: Refinery Expansion and Hydrocracker Project; Clean, Dike, Drain 200/400 Tank Farm; Crude Unit Expansion, DMO Hydrotreater, Hydrogran Plant, and Sulfur Plant; Move East-West Crossover Piping Aboveground; Misc. Waste Reduction and Control; Aromatics Project; MTBE Unloading Line/Remove Underground Piping; Crude Unloading line/Remove Underground Piping; East-West Crossover Piping Tie-ins; Raise Underground Product Lines Around Tanks; Raise Crude Charge Line Aboveground; Retaining Wall of MCC #2; and Curbed and Paved Hydrocarbon Containment Areas. | A positive use determination of 100% for the items listed in the application for each of the following projects: Refinery Expansion and Hydrocracker Project; Clean, Dike, Drain 200/400 Tank Farm; Crude Unit Expansion, DMO Hydrotreater, Hydrogran Plant, and Sulfur Plant; Move East-West Crossover Piping Aboveground; Misc. Waste Reduction and Control; Aromatics Project; MTBE Unloading Line/Remove Underground Piping; Crude Unloading line/Remove Underground Piping; East-West Crossover Piping Tie-ins; Raise Underground Product Lines Around Tanks; Raise Crude Charge Line Aboveground; Retaining Wall of MCC #2; and Curbed and Paved Hydrocarbon Containment Areas. | 1999-03-15 | 7055113 | 100
3916 | T1 | Motorola | Motorola - William Cannon | 6501 William Cannon | Austin | TX | 78735 | Travis | CN602689218 | RN102752763 | NANOFILTERS: an additional pressure vessel containing nanofilter membrane elements was installed as a part of the ultrapure water treatment system. XSUMP: Installed a new sump to reclaim a mixture of ultrapure water and city water. | A positive use determination of 100% for the additional pressure vessel containing nanofilter membrane elements and the new sump which were installed. | 1999-03-15 | 151700 | 100
3917 | T1 | Motorola | Motorola - William Cannon | 6501 William Cannon | Austin | TX | 78735 | Travis | CN602689218 | RN102752763 | A-ZBRIDGE: Replaced outdoor steel structure and piping spans from manf building to waste treatment facility. PURLINS: Install new pipe rack purlins for waste piping systems in haz waste building. CUBCHEM: Constructed a chemical storage room for the central utilities building. | A positive use determination of 100% for the replacement of the outdoor steel structures and piping spans from the manufacturing building to the waste treatment facility, the new pipe rack purlins for the waste piping system in the hazardous waste treatment building and the chemical storage room for the central utilities building. | 1999-03-15 | 695600 | 100
3918 | T1 | Motorola | Motorola - William Cannon | 6501 William Cannon | Austin | TX | 78735 | Travis | CN602689218 | RN102752763 | FLOWMETERS: Purchased two flowmeters. | A positive use determination of 100% for the two flow meters. | 1999-03-15 | 16932 | 100
3919 | T1 | Motorola | Motorola - William Cannon | 6501 William Cannon | Austin | TX | 78735 | Travis | CN602689218 | RN102752763 | Installation of a potassium hydroxide (KOH) injection and conductivity metering systems into the scrubbers which serve the manf. facilities. | A positive use determination of 100% for the potassium hydroxide injection and conductivity metering system. | 1999-03-15 | 102400 | 100
3920 | T1 | Geon Company The | Geon Company - La Porte | 2400 Miller Cutoff Rd | La Porte | TX | 77571 | Harris | CN600129126 | RN100224674 | The following projects: Instrument N2 to Incinerators - converted instrumentation on both incinerators to instrument nitrogen. Piping Replacement - OXY "C" Sump Wet Vent System: from sump to incinerator. Incinerator Wet/Dry Vent Rehabilitation: Installed a new transmitter, isolation valves and piping, two isolation valves on A/B incinerator fuel gas header and revisions to fuel gas header. Second Stage Decoking Cyclone Replacement: Installed a new second stage wet system. | A positive use determination of 100% for the following projects: Instrument N2 to Incinerators; Piping Replacement - OXY "C" Sump Wet Vent System; Incinerator Wet/Dry Vent Rehabilitation; and Second Stage Decoking Cyclone Replacement. | 1999-03-15 | 159600 | 100
3921 | T1 | Geon Company The | Geon Company - La Porte | 2400 Miller Cutoff Rd | La Porte | TX | 77571 | Harris | CN600129126 | RN100224674 | The following projects: Upgrade EDC Decommissioning Sewer; 003 Outfall Revisions; Flow Transmitter - Contaminated Water Storage to Caustic Wash; East Wet Tank Pump Area Containment; 001 Outfall Diffuser Reliability; Cathodic Protection East Plant; Rain Water Header Diversion to By-Product Storage Dike; Cool Wastewater to Biotreaters; Decommissioning Modifications; Purchase Replacement South VCM Decommissioning Sump Tank; Modify "C" Primary Clarifier; Sump 8 Pump Upgrade; and Wastewater Thickener Capital Overhaul. | A positive use determination of 100% for the following projects: Upgrade EDC Decommissioning Sewer; 003 Outfall Revisions; Flow Transmitter - Contaminated Water Storage to Caustic Wash; East Wet Tank Pump Area Containment; 001 Outfall Diffuser Reliability; Cathodic Protection East Plant; Rain Water Header Diversion to By-Product Storage Dike; Cool Wastewater to Biotreaters; Decommissioning Modifications; Purchase Replacement South VCM Decommissioning Sump Tank; Modify "C" Primary Clarifier; Sump 8 Pump Upgrade; and Wastewater Thickener Capital Overhaul. | 1999-03-15 | 1584850 | 100
3922 | T1 | Marathon Ashland Petroleum Lc | Marathon Ashland Petroleum | 1320 Loop 197 S | Texas City | TX | 77590 | Galveston | CN600244933 | RN102736550 | Installed a thermal oxidizer in the Refinery's Waste Water Treating Unit. | A positive use determination of 100% for the wastewater treating plant thermal oxidizer. | 1999-03-15 | 260000 | 100
3923 | T1 | Huntsman LLC | Huntsman Dayton Plant | Us Hwy 90 | Dayton | TX | 77535 | Liberty | CN600632848 | RN100225721 | Materials were purchased and installed to upgrade various tank systems to provide nitrogen padding capability, improve tank gauging, and provide control of emissions vented from tanks. Tanks included in the project are: T-E-911, 937,946,966,968,989,930,938,951,967,& 980. | A positive use determination of 65% for the project to provide nitrogen loads, level gauges, and tank repairs. | 1999-04-07 | 139750 | 100
3924 | T1 | Huntsman LLC | Huntsman Dayton Plant | Us Hwy 90 | Dayton | TX | 77535 | Liberty | CN600632848 | RN100225721 | Materials were purchased and installed to allow the segregation of stormwater from process waste water in the tank farm area. | A positive use determination of 100% for the piping and sumps installed near north side of Tank T-E-987 and north side of Tank T-E-995. | 1999-04-07 | 28775 | 100
3925 | T1 | Huntsman LLC | Huntsman Dayton Plant | Us Hwy 90 | Dayton | TX | 77535 | Liberty | CN600632848 | RN100225721 | Paved the stormwater ditch west of B-plant. | A positive use determination of 100% for the project to pave the B-Plant west stormwater ditch. | 1999-03-15 | 32130 | 100
3926 | T1 | Nalco Energy Services LP | Nalco Energy Services | 7701 Hwy 90-A | Sugar Land | TX | 77487 | Fort Bend | CN602898751 | RN102895745 | Installed a high level indicator on a waste storage tote bin. | A positive use determination of 100% for the waste tote bin high level alarm. | 1999-03-22 | 1721 | 100
3927 | T1 | Nalco Energy Services LP | Nalco Energy Services | 7701 Hwy 90-A | Sugar Land | TX | 77487 | Fort Bend | CN602898751 | RN102895745 | Purchased COD testing analytical equipment: DR/40000 UV-VIS Spectrophotometer. | A positive use determination of 100% for the DR/4000 UV-VIS spectrophotometer. | 1999-03-22 | 4269 | 100
3928 | T1 | Nalco Energy Services LP | Nalco Energy Services | 7701 Hwy 90-A | Sugar Land | TX | 77487 | Fort Bend | CN602898751 | RN102895745 | Replaced two diesel storage tanks with double-walled tanks. | A positive use determination of 50% for the two double-walled diesel storage tanks. | 1999-03-22 | 14178 | 100
3929 | T1 | Nalco Energy Services LP | Nalco Energy Services | 7701 Hwy 90-A | Sugar Land | TX | 77487 | Fort Bend | CN602898751 | RN102895745 | Constructed a stormwater drainage system including a flow control device for the construction yard. | A positive use determination of 100% for the construction yard stormwater drainage system including the flow control device. | 1999-03-22 | 25412 | 100
3930 | T1 | Nalco Energy Services LP | Nalco Energy Services | 7701 Hwy 90-A | Sugar Land | TX | 77487 | Fort Bend | CN602898751 | RN102895745 | Installation of condensate wastewater storage and handling equipment. | A positive use determination of 100% for the condensate wastewater storage and handling system. | 1999-03-22 | 188624 | 100
3931 | T1 | Nalco Energy Services LP | Nalco Energy Services | 7701 Hwy 90-A | Sugar Land | TX | 77487 | Fort Bend | CN602898751 | RN102895745 | Installed a new hazardous waste transfer line from PF Wash to Hazardous Waste Storage Tanks. | A positive use determination of 100% for the hazardous waste transfer line. | 1999-03-22 | 15596 | 100
3932 | T1 | Nalco Energy Services LP | Nalco Energy Services | 7701 Hwy 90-A | Sugar Land | TX | 77487 | Fort Bend | CN602898751 | RN102895745 | Replaced the liner in a process wastewater storage tank. | A positive use determination of 100% for the liner replaced in the wastewater storage tank. | 1999-03-22 | 45045 | 100
3933 | T1 | Nalco Energy Services LP | Nalco Energy Services | 7701 Hwy 90-A | Sugar Land | TX | 77487 | Fort Bend | CN602898751 | RN102895745 | Replaced the wastewater line which is used to convey contaminated process water to the treatment tanks. | A positive use determination of 100% for the replacement wastewater line. | 1999-03-22 | 15291 | 100
3934 | T1 | Nalco Energy Services LP | Nalco Energy Services | 7701 Hwy 90-A | Sugar Land | TX | 77487 | Fort Bend | CN602898751 | RN102895745 | Installed the Lime Charging Crane to lift super sacks of lime to the filter press feed tank. | A positive use determination of 100% for the lime charging crane. | 1999-03-22 | 10933 | 100
3935 | T1 | Nalco Energy Services LP | Nalco Energy Services | 7701 Hwy 90-A | Sugar Land | TX | 77487 | Fort Bend | CN602898751 | RN102895745 | Piping modifications were made to the waste storage tanks to allow segregation of hazardous waste. | A positive use determination of 100% for the hazardous waste tank piping modifications. | 1999-03-22 | 5049 | 100
3936 | T1 | Nalco Energy Services LP | Nalco Energy Services | 7701 Hwy 90-A | Sugar Land | TX | 77487 | Fort Bend | CN602898751 | RN102895745 | Installed RMP chemical storage containment and diversion structure. | A positive use determination of 100% for the RMP Chemical Secondary Containment Upgrade. | 1999-03-22 | 9232 | 100
3937 | T1 | Nalco Energy Services LP | Nalco Energy Services | 7701 Hwy 90-A | Sugar Land | TX | 77487 | Fort Bend | CN602898751 | RN102895745 | Installed actuated valves as part of automation feature to allow for efficient wasting of activated sludge. | A positive use determination of 100% for the actuated valves. | 1999-03-22 | 18588 | 100
3938 | T1 | Nalco Energy Services LP | Nalco Energy Services | 7701 Hwy 90-A | Sugar Land | TX | 77487 | Fort Bend | CN602898751 | RN102895745 | Installed stormwater diking and curbing in the process areas. | A positive use determination of 100% for the stormwater control drainage diking and curbing. | 1999-03-22 | 15123 | 100
3939 | T1 | Nalco Energy Services LP | Nalco Energy Services | 7701 Hwy 90-A | Sugar Land | TX | 77487 | Fort Bend | CN602898751 | RN102895745 | Raised the elevation of wastewater manways and divert wastewater flow. | A positive use determination of 100% for the project to elevate the wastewater manway and divert wastewater flow. | 1999-03-22 | 11444 | 100
3940 | T1 | Nalco Energy Services LP | Nalco Energy Services | 7701 Hwy 90-A | Sugar Land | TX | 77487 | Fort Bend | CN602898751 | RN102895745 | An emergency connection was made to convey potentially contaminated stormwater into Frac storage tanks. | A positive use determination of 100% for the emergency stormwater connector. | 1999-03-22 | 3259 | 100
3941 | T1 | Nalco Energy Services LP | Nalco Energy Services | 7701 Hwy 90-A | Sugar Land | TX | 77487 | Fort Bend | CN602898751 | RN102895745 | Installed a rupture disc alarm system to measure the differential pressure across the condenser relief vent. | A positive use determination of 100% for the rupture disc alarm system. | 1999-03-22 | 1039 | 100
3942 | T1 | Nalco Energy Services LP | Nalco Energy Services | 7701 Hwy 90-A | Sugar Land | TX | 77487 | Fort Bend | CN602898751 | RN102895745 | Installed piggable waste transfer lines. | A positive use determination of 100% for the piggable waste transfer lines. | 1999-03-22 | 193885 | 100
3943 | T1 | Nalco Energy Services LP | Nalco Energy Services | 7701 Hwy 90-A | Sugar Land | TX | 77487 | Fort Bend | CN602898751 | RN102895745 | Replaced two pump seals. | A positive use determination of 100% for the replacement of the two pump seals. | 1999-03-22 | 9493 | 100
3944 | T1 | JT Products Inc | JT Products Inc | 13183 Hwy 259 S | Kilgore | TX | 75662 | Rusk | CN601079981 | RN101968766 | Installed a cardboard tightwad baler and a dust hog dust collector and associated hoods and collection system. | A positive use determination of 100% for the cardboard tightwad baler and the dust hog dust collector and associated hoods and collection system. | 1999-03-22 | 39735 | 100
3945 | T1 | Huntsman LLC | Huntsman Conroe Plant | Jefferson Chemical Rd | Conroe | TX | 77301 | Montgomery | CN600632848 | RN100219740 | Additional equipment was purchased and installed to control nitrogen flow rates through the phenol storage and unloading system. | A positive use determination of 75% for the Phenol Storage Modification Project. | 1999-04-14 | 32197 | 100
3946 | T1 | Huntsman LLC | Huntsman Conroe Plant | Jefferson Chemical Rd | Conroe | TX | 77301 | Montgomery | CN600632848 | RN100219740 | T-E-54 PMDETA Loading Filter was installed to provide filtration capability for product loading and to reduce potential for leaks and fugitive releases. | A positive use determination of 75% for the T-E-54 PMDETA Loading Filter. | 1999-03-22 | 16165 | 100
3947 | T1 | Marathon Power Technologies | Marathon Power Technologies | 8301 Imperial Dr | Waco | TX | 76712 | McLennan | CN603893561 | Insufficient Information | Installed the following property: Dust Control Equipment - HEPA Filter, Cadmium Dust Control Hoods and Ductwork, Caustic ductwork to filter system, coating of acid scrubber floor, carbon filters for strata bed, recondition scrubbers, self contained spray washer for removing cadmium dust from dies. Wastewater Treatment Equipment - wastewater treatment tanks and filters. | A positive use determination of 100% for the Cadmium Dust Control Equipment and the Wastewater Treatment Equipment. | 1999-03-22 | 254047 | 100
3948 | T1 | Gibson Recycling | Gibson Recycling | Co Rd 1925 | Atlanta | TX | 75551 | Cass | CN600662001 | RN103168415 | Trailers for hauling waste tires. Shredders, balers, chippers, grinders, cryogenic converters, etc. | Withdrawn by applicant | 1999-04-16 | 1833525 | 100
3949 | T1 | Powerflow Systems Inc | Powerflow Systems Inc | 1000 Airport Rd | Terrell | TX | 75160 | Kaufman | CN600476774 | RN100791045 | Installed the following equipment: Ventilation System - hoods, piing, hepa filters, etc and a groundwater monitoring system. | A positive use determination of 100% for the ventilation system and the groundwater monitoring system. | 1999-03-22 | 314187 | 100
3950 | T1 | Schumacher Company Inc | Schumacher Company Inc | 5610 Polk | Houston | TX | 77023 | Harris | CN603166851 | RN100917970 | Concrete Work: 1. Concrete lining of production pit (6'x31'x12') bldg F. 2. Lining repair of pit bldg B. 3. Lining repair rinsewater trench bldg B. Liners: 1. Production pit and trench area bldg B. 2. Production floor bldg C. 3. Sump in bldg E. Mesh Pad Mist Eliminator: Installed a new PVC Chromax I-24,000 CFM 3 Stage system. Groundwater Monitoring Well and Systems: Installed six well monitoring system. | A positive use determination of 100% for the three concrete work projects, the three liner projects, the Mesh Pad Mist Eliminators, and the groundwater monitoring wells and systems. | 1999-03-23 | 105050 | 100
3951 | T1 | Dixie Electro Plating Company Inc | Dixie Electro Plating Co | 3001 Engelke | Houston | TX | 77003 | Harris | CN600303846 | RN100593920 | Constructed a secondary containment tank for a hazardous waste storage tank. | A positive use determination of 100% for the secondary containment tank. | 1999-03-23 | 3264 | 100
3952 | T1 | Aristech Chemical Corporation | Aristech La Porte Plant | 8811 Strang Rd | La Porte | TX | 77571 | Harris | CN600132096 | RN102888328 | Installed a carbon adsorption system (FGRS). | A positive use determination of 100% for the Carbon Adsorption system (FGRS). | 1999-03-23 | 486461 | 100
3953 | T1 | Aristech Chemical Corporation | Aristech La Porte Plant | 8811 Strang Rd | La Porte | TX | 77571 | Harris | CN600132096 | RN102888328 | Installed a nitrogen surge tank as a part of the carbon adsorption system. | A positive use determination of 100% for the nitrogen surge tank for the FGRS. | 1999-03-23 | 19534 | 100
3954 | T1 | Aristech Chemical Corporation | Aristech La Porte Plant | 8811 Strang Rd | La Porte | TX | 77571 | Harris | CN600132096 | RN102888328 | Installed a new and enlarged sewage treatment plant (D1804). | A positive use determination of 100% for the new and enlarged Sewage Treatment Plant (D1804). | 1999-03-23 | 171867 | 100
3955 | T1 | Aristech Chemical Corporation | Aristech La Porte Plant | 8811 Strang Rd | La Porte | TX | 77571 | Harris | CN600132096 | RN102888328 | Replaced the existing chlorine gas based chlorination system for the cooling water system with a sodium hypochlorite bleach chlorination system. | A positive use determination of 100% for the replacement chlorination system for the cooling water system. | 1999-03-23 | 105957 | 100
3956 | T1 | Aristech Chemical Corporation | Aristech La Porte Plant | 8811 Strang Rd | La Porte | TX | 77571 | Harris | CN600132096 | RN102888328 | Installed a new flare. | A positive use determination of 100% for the flare system. | 1999-03-23 | 1417125 | 100
3957 | T2 | GPM Gas Company LLC | GPM Dumas Gas Plant |  | Dumas | TX | 79029 | Moore | CN601229917 | RN102975620 | Installed Fin Fan units to replace cooling towers. Installed a H2S injection well. | A positive use determination of 100% for the Fin Fans Project and the H2S Injection Well. | 1999-03-23 | 836000 | 100
3958 | T1 | GPM Gas Company LLC | GPM Ochiltree County |  | Ochiltree County | TX | 79070 | Ochiltree | CN601229917 | RN104204045 | Replaced catalytic converter core at West Perryton. Installed steel secondary containment at Farnsworth, N. Perryton, W. Perryton, Harbaugh, Murphy, Swink, Waka, Newman, Clark, Buzz, & Waka Boosters. Performed soil/groundwater study & remediation at Parnell 1 & 5, and Waka Boosters. Installed waste storage tanks, piping, and secondary containment at Buzz, Harbaugh, Farnsworth, and N. Perryton Boosters. | A positive use determination of 100% for the catalytic converter core, the steel secondary containment structure, the project to characterize soil and groundwater and remediate contamination, and the waste storage tanks, piping, and secondary containment. | 1999-03-23 | 349559 | 100
3959 | T1 | GPM Gas Company LLC | GPM Gray County |  | Gray County | TX | 79066 | Gray | CN601229917 | RN104203765 | Replaced catalytic converter cores at Crossman Booster (3), Shockley Booster (3) and Urb Booster (1). Installed steel secondary containment at Lee, Fourway and Hughey Boosters. | A positive use determination of 100% for the catalytic converter cores and the steel secondary containment structures. | 1999-03-23 | 40750 | 100
3960 | T1 | GPM Gas Company LLC | GPM Hutchinson County |  | Hutchinson County | TX | 79008 | Hutchinson | CN601229917 | RN104202676 | Installed a flare tip ignitor. liquid level controller, and acid gas chromatograph at Rock Creek. Installed a catalytic converter and air fuel ratio controller at Read Booster. Installed secondary containment at Killough Booster. Installed waste storage tanks at Carbon and Killough Boosters. Installed a salt water disposal well at Butane (Easter). Installed vapor recovery equipment at North and South Rock Pam Receivers. | A positive use determination of 100% for the flare tip ignitor, liquid level controller, acid gas chromatograph, catalytic converter, air fuel ratio controller, secondary containment, waste storage tanks, and salt water disposal well. A positive use determination of 50% for the two vapor recovery systems. | 1999-03-23 | 390000 | 100
3961 | T1 | GPM Gas Company LLC | GPM Lipscomb County |  | Lipscomb County | TX | 79024 | Lipscomb | CN601229917 | RN104203120 | Installed a catalytic converters at Feldman (1), Bradford (1) and Wolfcreek (2) Boosters. Installed air fuel ratio controller at Feldman Booster. Installed secondary containment at Kelln and Dar Boosters. Installed waste storage tanks at Follett, Kiowa Creek (2), and Kell Boosters. | A positive use determination of 100% for the catalytic converters, air fuel ratio controller, secondary containment, and the waste storage tanks. | 1999-03-23 | 229750 | 100
3962 | T1 | GPM Gas Company LLC | GPM Moore County |  | Moore County | TX | 79029 | Moore | CN601229917 | RN104203815 | Installed a catalytic converter at Fourway Booster. Installed secondary containment at Zell Booster. Installed water injection line to SWD Well at Sneed Booster. Installed waste storage tanks at Etter, Vent, and Sneed Boosters. | A positive use determination of 100% for the catalytic converters, secondary containment, water injection line, and the waste storage tanks. | 1999-03-23 | 150250 | 100
3963 | T1 | GPM Gas Company LLC | GPM Hemphill County |  | Hemphill County | TX | 79014 | Hemphill | CN601229917 | RN104204003 | Installed a five catalytic converter cores at Drey Booster. Installed secondary containment at Detrixhe Booster. Installed soil/groundwater characterization studies and remediation systems at Feldman and Mendota Boosters. | A positive use determination of 100% for the catalytic converter cores, secondary containment, and the soil/groundwater characterization studies and remediation projects. | 1999-03-23 | 47070 | 100
3964 | T1 | GPM Gas Company LLC | GPM Hansford County |  | Hansford County | TX | 79081 | Hansford | CN601229917 | RN104203864 | Installed a solid waste incinerator and H2S Monitors at Sher-Han Plant. Installed catalytic converters at Adobe Walls (2) and Krone (1) Boosters. Installed solid waste treatment vessels at Evans, Gruver and Racol Boosters. Installed secondary containment at Gruver and Evans Boosters. Installed wastewater storage tanks and disposal well at Sher-Han plant. | A positive use determination of 100% for the catalytic converters, secondary containment, solid waste incinerator, the H2S monitors, the solid waste treatment vessels, the wastewater storage tanks and the disposal well. | 1999-03-23 | 106250 | 100
3965 | T1 | GPM Gas Company LLC | GPm Sherman County |  | Sherman County | TX | 79084 | Sherman | CN601229917 | RN104204094 | Installed groundwater remediation systems at Cactus Gas Plant and Griggs #3 Booster. Installed solid waste treatment vessels at Homa, Hudson, Norton, Wiginton and Tex Boosters. Installed secondary containment at Hudson and Tex Boosters. Installed wastewater storage tank at Hudson Booster. | A positive use determination of 100% for the secondary containment, the solid waste treatment vessels, the wastewater storage tanks and the groundwater recovery systems. | 1999-03-23 | 108660 | 100
3966 | T1 | GPM Gas Company LLC | GPM Roberts County |  | Roberts County | TX | 79059 | Roberts | CN601229917 | RN104203401 | Installed groundwater remediation systems at Red Dee and Parsell Boosters. Installed a catalytic converter at 3-T Booster. Installed secondary containment at Hodges Booster. Installed waste storage tanks at Quinduno Booster. | A positive use determination of 100% for the catalytic converters, secondary containment, the wastewater storage tanks and the groundwater recovery systems. | 1999-03-23 | 73910 | 100
3967 | T1 | Poco Graphite Inc | Poco Graphite Plant | 1000 Miles Rd | Decatur | TX | 76234 | Wise | CN601096266 | RN100807783 | Installed a centrifuge to prevent release of metals. | A positive use determination of 100% for the centrifuge. | 1999-03-23 | 44000 | 100
3968 | T1 | Poco Graphite Inc | Poco Graphite Plant | 1000 Miles Rd | Decatur | TX | 76234 | Wise | CN601096266 | RN100807783 | Installed a dust collection and a metal dust collection system at the new GPG facility. Purchased a portable welding fume collection system for GPG. | A positive use determination of 100% for the dust collection system, the metal dust collection system , and the welding fume collection system. | 1999-03-23 | 333000 | 100
3969 | T1 | Poco Graphite Inc | Poco Graphite Plant | 1000 Miles Rd | Decatur | TX | 76234 | Wise | CN601096266 | RN100807783 | Installed a scrubber to control acid gases from a new SiC coating furnace. | A positive use determination of 100% for the special processing scrubber. | 1999-03-23 | 137000 | 100
3970 | T1 | Poco Graphite Inc | Poco Graphite Plant | 1000 Miles Rd | Decatur | TX | 76234 | Wise | CN601096266 | RN100807783 | Installed two thermal oxidizers (afterburners). Installed a dust collector for the HG-3(K-Graph). | A positive use determination of 100% for the two afterburners and the dust collector. | 1999-03-23 | 139000 | 100
3971 | T1 | Poco Graphite Inc | Poco Graphite Plant | 1000 Miles Rd | Decatur | TX | 76234 | Wise | CN601096266 | RN100807783 | Installed three thermal oxidizers - S8, S9 and S10. | A positive use determination of 100% for the three thermal oxidizers. | 1999-03-23 | 126000 | 100
3972 | T1 | Poco Graphite Inc | Poco Graphite Plant | 1000 Miles Rd | Decatur | TX | 76234 | Wise | CN601096266 | RN100807783 | Installed baghouses on the 6 IG storage and transfer tanks. | A positive use determination of 100% for the baghouses installed on the 6 IG storage and transfer tanks. | 1999-03-23 | 29000 | 100
3973 | T1 | Ball Metal Beverage Container Corp | Ball Metal Beverage Container | 1000 North FM 3083 | Conroe | TX | 77303 | Montgomery | CN600132062 | RN100214881 | Purchased a spare motor for the thermal oxidizer. | A positive use determination of 100% for the spare thermal oxidizer motor. | 1999-03-24 | 4989 | 100
3974 | T1 | Celanese Ltd | Celanese Bayport Terminal | 11807 Port Rd | Seabrook | TX | 77586 | Galveston | CN600130850 | RN101041598 | Modified storage tank V-9223 by adding a vent system. The vent system consists of a nitrogen/air blending system, a tank blanketing system, and a vent header connected to incinerator EPN12-2. | A positive use determination of 100% for the vent system installed on storage tank V-9223. | 1999-03-24 | 250000 | 100
3975 | T1 | Celanese Ltd | Celanese Bayport Terminal | 11807 Port Rd | Seabrook | TX | 77586 | Galveston | CN600130850 | RN101041598 | A floating roof with a mechanical shoe primary seal and a rim mounted secondary wiper seal was installed on storage tank V-9305. | A positive use determination of 100% for the floating roof with mechanical shoe primary seal and a rim mounted secondary wiper seal installed on storage tank V-9305. | 1999-03-24 | 51500 | 100
3976 | T1 | Celanese Ltd | Celanese Bayport Terminal | 11807 Port Rd | Seabrook | TX | 77586 | Galveston | CN600130850 | RN101041598 | Concrete paved the earthen bottoms of the 200 and 300 tank farms. Increased the height of the dikes. | A positive use determination of 100% for the project to concrete pave the earthen bottoms and extend the dike walls in the 200 and 300 tank farms. | 1999-03-24 | 558000 | 100
3977 | T3 | Linde Gas Inc | Linde Syngas Unit | 11603 Strang Rd | La Porte | TX | 77571 | Harris | CN602616856 | RN100217207 | Tier I Property: Zinc Oxide Beds and Steam Heater used to remove sulfur compounds in the incoming natural gas feed. Fried boiler stack analyzers. LEL monitors. CO analyzer. Replacement of existing burners with low NOx burners. Caustic/Ammonia/Phosphate injection facilities. Partial determination based on conversion of feedstock from Residuum Oil to Natural Gas. Property includes: 1. natural gas metering and compression facilities; 2. desulfurization facilities; 3. different control schemes for POX reactors; 4 a Permea Prism membrane separation facility; 5. an off-gas compressor system; 6 new safety interlock system; 7. new DCS; and 8. abandonment of SRUs and Soot and Metals recovery sections of the plant. | A positive use determination of 100% for the Zinc Oxide Beads and Steam Heater, the Fried Boiler Stack Analyzers, the LEL Monitors, the CO Analyzer, the Low NOx Burners, and the Caustic/Ammonia/Phosphate Injection Facilities. A positive use determination of 90.7% for the Feedstock Conversion Project. | 1999-04-29 | 63118130 | 100
3978 | T1 | Sterling Chemicals Inc | Sterling Texas City | 201 Bay St | Texas City | TX | 77592 | Galveston | CN600126288 | RN100212620 | Installed continuous emission monitoring systems on the PA tail gas incinerators. | A positive use determination of 100% for the project to install continuous emission monitors on the PA tail gas incinerators. | 1999-03-30 | 415000 | 100
3979 | T1 | Sterling Chemicals Inc | Sterling Texas City | 201 Bay St | Texas City | TX | 77592 | Galveston | CN600126288 | RN100212620 | Installed continuous emission monitoring systems on the boilers 954H1-#1 and #2. | A positive use determination of 100% for the project to install continuous emission monitors on boiler 954H1-#1 and #2. | 1999-03-30 | 255000 | 100
3980 | T1 | Equistar Chemicals LP | Equistar Chocolate Bayou | 12 M S of Alvin On FM2917 | Alvin | TX | 77512 | Brazoria | CN600124705 | RN100210574 | Installed leak detection equipment and a gas chromatograph to monitor hydrocarbon and HRVOC emissions from the cooling tower. | A positive use determination for the leak detection equipment and the gas chromatograph. | 2007-03-08 | 630000 | 100
3981 | T1 | Equistar Chemicals LP | Equistar Corpus Christi | 1501 McKenzie Rd | Corpus Christi | TX | 78460 | Nueces | CN600124705 | RN100221662 | Installed an automatic sampler and analyzer for measurement of hydrocarbon concentrations in wastewater and steam condensate streams. | A positive use determination of 100% for the automatic sampler and analyzer. | 1999-04-01 | 34000 | 100
3982 | T1 | Equistar Chemicals LP | Equistar Corpus Christi | 1501 McKenzie Rd | Corpus Christi | TX | 78460 | Nueces | CN600124705 | RN100221662 | Upgrade of pH adjustment controls at wastewater treatment plant. | A positive use determination of 100% for the pH adjustment controls. | 1999-04-01 | 67000 | 100
3983 | T1 | Lyondell-Citgo Refining LP | Lyondell-Citgo Refinery | 12000 Lawndale | Houston | TX | 77017 | Harris | CN602600140 | RN100218130 | Piping modifications and other work necessary to relocate the Magnaformer and Benzene Toluene unit chloride injection systems to a common site. | A positive use determination of 100% for the injection system piping, sewer and secondary containment. | 1999-03-30 | 562000 | 100
3984 | T1 | Lyondell-Citgo Refining LP | Lyondell-Citgo Refinery | 12000 Lawndale | Houston | TX | 77017 | Harris | CN602600140 | RN100218130 | Replaced existing burners in the ISOM 2 unit feed heater boiler with Low NOx Burners. | A positive use determination of 100% for the Low NOx burners installed as replacements in the ISOM 2 Unit Feed Heater Boiler. | 1999-03-30 | 80000 | 100
3985 | T1 | Lyondell-Citgo Refining LP | Lyondell-Citgo Refinery | 12000 Lawndale | Houston | TX | 77017 | Harris | CN602600140 | RN100218130 | Installed dry gas dual mechanical seals on several pumps in the Ortho 1 area. | A positive use determination of 100% for the dry gas dual mechanical seals installed on several pumps in the Ortho 1 area. | 1999-03-30 | 244700 | 100
3986 | T1 | Lyondell-Citgo Refining LP | Lyondell-Citgo Refinery | 12000 Lawndale | Houston | TX | 77017 | Harris | CN602600140 | RN100218130 | Replaced various block and other valves with upgraded or bellow-seal type valves and reworked drains and drain headers to minimize exposure to atmosphere from drains during draining. | A positive use determination of 100% for the project to install bellow-seal type valves and modify open drains. | 1999-03-30 | 780000 | 100
3987 | T1 | Lyondell-Citgo Refining LP | Lyondell-Citgo Refinery | 12000 Lawndale | Houston | TX | 77017 | Harris | CN602600140 | RN100218130 | Replaced pump and motor bearing lubrication systems on pumps and motors on the Aromatics Recovery Unit hot side. | A positive use determination of 100% for the replacement lube systems for the pump and motor bearings. | 1999-03-30 | 320000 | 100
3988 | T1 | Lyondell-Citgo Refining LP | Lyondell-Citgo Refinery | 12000 Lawndale | Houston | TX | 77017 | Harris | CN602600140 | RN100218130 | Installed a H2S analyzer to monitor the coker tail gas stream. | A positive use determination of 100% for the H2S analyzer. | 1999-03-30 | 208000 | 100
3989 | T1 | Lyondell-Citgo Refining LP | Lyondell-Citgo Refinery | 12000 Lawndale | Houston | TX | 77017 | Harris | CN602600140 | RN100218130 | This project provides the necessary equipment, piping and controls to divert all of Fluid Catalytic Cracking Unit feed (500 degree gas oil) to storage in case of an emergency. | A positive use determination of 100% for the diversion piping, equipment and controls. | 1999-03-31 | 300000 | 100
3990 | T1 | Lyondell-Citgo Refining LP | Lyondell-Citgo Refinery | 12000 Lawndale | Houston | TX | 77017 | Harris | CN602600140 | RN100218130 | Installed ultrasonic flow meters on the SRU cooling tower. | A positive use determination of 100% for the ultrasonic flow meters. | 1999-03-31 | 75000 | 100
3991 | T1 | Lyondell-Citgo Refining LP | Lyondell-Citgo Refinery | 12000 Lawndale | Houston | TX | 77017 | Harris | CN602600140 | RN100218130 | This project enlarges the coker blowdown settler vent line. | A positive use determination of 100% for the project to modify the coker blowdown vent piping. | 1999-03-31 | 150000 | 100
3992 | T1 | Lyondell-Citgo Refining LP | Lyondell-Citgo Refinery | 12000 Lawndale | Houston | TX | 77017 | Harris | CN602600140 | RN100218130 | This project provides the infrastructure, slurry tanks, pumps, piping and utilities for a centrifuge onsite to clean water/solids for use as coker feed. | A positive use determination of 100% for the centrifuge infrastructure, piping and vessels. | 1999-03-31 | 2900000 | 100
3993 | T1 | Lyondell-Citgo Refining LP | Lyondell-Citgo Refinery | 12000 Lawndale | Houston | TX | 77017 | Harris | CN602600140 | RN100218130 | Purchased a diesel truck, sized, equipped and properly outfitted to provide rapid response. | A positive use determination of 100% for the hazardous materials emergency response vehicle. | 1999-03-31 | 80000 | 100
3994 | T1 | Lyondell-Citgo Refining LP | Lyondell-Citgo Refinery | 12000 Lawndale | Houston | TX | 77017 | Harris | CN602600140 | RN100218130 | Replaced the oil film seals with a dry gas seal system on the coker compressor. | A positive use determination of 100% for the coker compressor seal replacement project. | 1999-03-31 | 100000 | 100
3995 | T1 | Lyondell-Citgo Refining LP | Lyondell-Citgo Refinery | 12000 Lawndale | Houston | TX | 77017 | Harris | CN602600140 | RN100218130 | Upgraded several pumps in the Aromatics Recovery Unit by replacing existing single seal systems with double mechanical seals. | A positive use determination of 100% for the project to upgrade pumps in the Aromatics Recovery Unit. | 1999-03-31 | 280000 | 100
3996 | T1 | Lyondell-Citgo Refining LP | Lyondell-Citgo Refinery | 12000 Lawndale | Houston | TX | 77017 | Harris | CN602600140 | RN100218130 | Modified valving on the PRU phase 2 compressor by replacing single gate valves with double block isolation valves. | A positive use determination of 100% for the project to rework valving on the PRU phase 2 compressor. | 1999-03-31 | 300000 | 100
3997 | T1 | Lyondell-Citgo Refining LP | Lyondell-Citgo Refinery | 12000 Lawndale | Houston | TX | 77017 | Harris | CN602600140 | RN100218130 | Replaced current analyzer system at the wet scrubber with a new analyzer system. | A positive use determination of 100% for the wet scrubber analysis system. | 1999-03-31 | 200000 | 100
3998 | T1 | Equistar Chemicals LP | Equistar Corpus Christi | 1501 McKenzie Rd | Corpus Christi | TX | 78460 | Nueces | CN600124705 | RN100221662 | Replaced the Plant's two decoker separators which control the emission of particulates to the atmosphere during furnace decoke operations. | A positive use determination of 100% for the two decoker separators. | 1999-04-01 | 900000 | 100
3999 | T1 | Equistar Chemicals LP | Equistar Corpus Christi | 1501 McKenzie Rd | Corpus Christi | TX | 78460 | Nueces | CN600124705 | RN100221662 | Installed a new floating roof seal and double bottom with cathodic protection for a benzene storage tank. | A positive use determination of 100% for the new floating roof seal and the double bottom with cathodic protection installed on the benzene storage tank. | 1999-04-01 | 200000 | 100
4000 | T1 | Equistar Chemicals LP | Equistar Corpus Christi | 1501 McKenzie Rd | Corpus Christi | TX | 78460 | Nueces | CN600124705 | RN100221662 | Enlarged the drain line used to carry contaminated cleaning material from the reboilers to the wet scrubber. | A positive use determination of 100% for the drain line from the reboilers to the wet scrubber. | 1999-04-01 | 48000 | 100
4001 | T1 | Equistar Chemicals LP | Equistar La Porte | 1515 Miller Cut Off Rd | La Porte | TX | 77571 | Harris | CN600124705 | RN100210319 | This project involved the installation of a new bladder tank and providing for an automatic chlorination system for the potable water system. | A positive use determination of 100% for the bladder pressure tank and the automatic chlorination system. | 1998-02-02 | 200000 | 100
4002 | T1 | Equistar Chemicals LP | Equistar La Porte | 1515 Miller Cut Off Rd | La Porte | TX | 77571 | Harris | CN600124705 | RN100210319 | This project involved the installation of an additional vertical cooler at the low density polyethylene unit. | A positive use determination of 100% for the additional vertical cooler. | 1998-02-02 | 300000 | 100
4003 | T1 | Equistar Chemicals LP | Equistar La Porte | 1515 Miller Cut Off Rd | La Porte | TX | 77571 | Harris | CN600124705 | RN100210319 | This project involved the collecting of waste vinyl acetate and waste catalyst from the low density polyethylene area. It also includes modifications to existing equipment which will remove and burn VOCs. Property includes: concrete, steel and structural work, process equipment, and instrumentation. | A positive use determination of 100% for the project to reduce VOC's by collecting waste Vinyl Acetate and waste catalyst from the low density polyethylene area and the modifications made to existing equipment. | 1998-03-05 | 3911000 | 100
4004 | T1 | Equistar Chemicals LP | Equistar La Porte | 1515 Miller Cut Off Rd | La Porte | TX | 77571 | Harris | CN600124705 | RN100210319 | This project consisted of the installation of 350 infrared beam emission detection devices and associated wiring and controls. | A positive use determination of 100% for the 350 infrared beam detection devices and associated wiring and controls installed in the LDPE units. | 1998-02-02 | 1700000 | 100
4005 | T1 | Equistar Chemicals LP | Equistar La Porte | 1515 Miller Cut Off Rd | La Porte | TX | 77571 | Harris | CN600124705 | RN100210319 | Replaced the flare tip. | A positive use determination of 100% for the flare tip replacement. | 1999-03-31 | 250000 | 100
4006 | T1 | Equistar Chemicals LP | Equistar La Porte | 1515 Miller Cut Off Rd | La Porte | TX | 77571 | Harris | CN600124705 | RN100210319 | Changes to a unit within the Polymers Plant required the addition of a thermal oxidizer. New filtration and other modifications were required for the pellet dryer to conform to env. permits and restrictions as well as additional baghouse, dust collection and vent filtration equipment within the unit. | A positive use determination of 100% for the vent equipment and associated modifications; and the thermal oxidizer and related equipment. | 2001-03-07 | 1035000 | 100
4007 | T1 | Equistar Chemicals LP | Equistar La Porte | 1515 Miller Cut Off Rd | La Porte | TX | 77571 | Harris | CN600124705 | RN100210319 | Continuous emission monitors, analyzers buildings, and predictive emissions monitors. | A positive use determination for 100% of the continuous emission monitors, analyzers buildings, and predictive emissions monitors. | 2005-04-04 | 4136040 | 100
4008 | T1 | Equistar Chemicals LP | Equistar La Porte | 1515 Miller Cut Off Rd | La Porte | TX | 77571 | Harris | CN600124705 | RN100210319 | Ultra-low NOx burners installed in Olefins Furnace 1008B. | A positive use determination for 100% of the ultra-low NOx burners in olefins furnace 1008B. | 2005-04-04 | 2420000 | 100
4009 | T1 | Equistar Chemicals LP | Equistar La Porte | 1515 Miller Cut Off Rd | La Porte | TX | 77571 | Harris | CN600124705 | RN100210319 | Regenerative thermal oxidizer to reduce HRVOC emissions from the low density polyethylene unit. | A positive use determination for 100% of the regenerative thermal oxidizer. | 2006-04-11 | 9000000 | 100
4010 | T1 | Equistar Chemical LP | La Porte Plant | 1515 Miller Cutoff Rd | La Porte | TX | 77571 | Harris | CN600124705 | RN100210319 | Installing a new 31,000 bbl spare stormwater retention tank (8407) and repairing a 95,000 bbl existing stormwater tank (8403F). | A positive use determination of 100% for the new storm water retention tank (8407) and the repairs to the existing storm water Tank (8403F) | 2008-04-14 | 6100000 | 100
4011 | T1 | EQX SWD, LLC | Garrison (Travis Peak) | 31.8829492, -94.4302612 | Timpson | TX |  | Shelby | CN603170861 | RN109299495 | noncommercial sour gas injection well. | The PUD was appealed. As a result the applicant requested the application be withdrawn. The PUD was voided on May 23, 2014. | 2014-05-23 | 473400 | 100
4012 | T1 | Equistar Chemicals LP | Equistar Beaumont | 3510 Gulf States Rd | Beaumont | TX | 77701 | Jefferson | CN600124705 | RN100825413 | Project to repair and upgrade the containment sump pump system. The project involves repairing and re-lining the existing process water sumps and trenches, constructing new trenches in order to abandon underground piping, replacing the de-ionization sump with an above-ground tank, and installation of associated pumps, piping, and instrumentation. | A positive use determination of 100% for the project to repair and upgrade the containment sump pump system in the Beaumont PD Glycol 1 Unit. | 2004-02-18 | 1860000 | 100
4013 | T1 | Equistar Chemicals LP | Equistar Bayport Chemical Plant | 5761 Underwood Rd | Pasadena | TX | 77507 | Harris | CN600124705 | RN104403233 | Replaced existing burners with Low NOx burners in its package boiler | A positive use determination for the project to replace the existing burners with Low NOx burners in the package boiler | 2007-03-08 | 1952000 | 100
4014 | T1 | Equistar Chemicals, LP | Channelview Plant | 8208 Sheldon Road | Channelview | TX | 77530 | Harris | CN600124705 | RN106088529 | Made modifications to waste storage tanks and ancillary equipment. | Withdrawn/Returned | 2010-06-15 | 1142652 | 100
4015 | T1 | Equistar Chemicals LP | Equistar Channelview | 8280 Sheldon Rd | Channelview | TX | 77530 | Harris | CN600124705 | RN100542281 | The following modifications were made to RCRA permitted tanks: TK-2606 & TK-2812 - addition of leak detection equipment and increased capacity of secondary containment. TK-3207 & TK-3210 & TK-3110 - addition of leak detection equipment, installation of internal floating roof, and nozzle modifications. TK-3221 addition of leak detection equipment. | A positive use determination of 100% for the pollution control property added to Tanks: TK-2606, -3207, -3210, -2812, and -3110. | 1998-02-12 | 294000 | 100
4016 | T1 | Equistar Chemicals LP | Equistar Channelview | 8280 Sheldon Rd | Channelview | TX | 77530 | Harris | CN600124705 | RN100542281 | Knockout drums were installed along the plant flare header. Pumps were installed to route material back to unit. | A positive use determination of 100% for the five knockout drums, with flow meters, indicators, and instrumentations installed for the East Plant Flare and a positive use determination of 50% for the pumps and return piping to the process unit. | 1998-02-19 | 416500 | 100
4017 | T1 | Equistar Chemicals LP | Equistar Channelview | 8280 Sheldon Rd | Channelview | TX | 77530 | Harris | CN600124705 | RN100542281 | Project to route fusel oil back to methanol unit rather than boilers. | A positive use determination of 100% for the pumps, pipe, and injection system installed to route the fusel oil stream to the Methanol Reformer. | 1998-03-04 | 210000 | 100
4018 | T2 | Temple-Inland Forest Products Corp | Evadale Pulp & Paperboard Inland Eastex | Highway 105 | Evadale | TX | 75941 | Jasper | CN602787053 | RN106320435 | A new chlorine dioxide generating plant is being constructed to provide the necessary ClO2 to replace MONOX-L. The properties required also included a new railcar receiving station for bulk sodium chlorate, storage tanks for other raw materials, and modifications to both #4 and #5 bleach plants. The modifications to the bleach plants includes a new bleaching stage with washer and press, new chemical bleaching reactors, and a variety of mixers, pumps, motors, heaters, and accompanying electrical and instrumentation changes. | A positive use determination of 100% for the Chlorine Dioxide Generating Plant, the railcar unloading area, and the bleach plant modifications. | 1999-04-29 | 42054672 | 100
4019 | T1 | Texoma Ag-Products Inc | Texoma Ag-Products | 2202 S Red River Expy | Burkburnett | TX | 76354 | Wichita | CN600713879 | RN101290625 | A containment dike was built around three fertilizer storage tanks. A rubber liner was installed in the bottom of the containment area. A 40 x 80 metal building with a containment capacity of 8,600 gallons was constructed in the truck load out area. The building is also used to store chemicals and serves the purpose of diverting stormwater from the load out area. | A positive use determination of 100% for the containment dike with rubber liner and the truck load out area metal building. | 1999-04-06 | 54000 | 100
4020 | T1 | Georgia Gulf Corporation | Georgia Gulf Corporation | 3503 Pasadena Frwy | Pasadena | TX | 77503 | Harris | CN604301937 | RN100213958 | Offsite Sewer Upgrade Project: Replaced a deteriorated 24" process water underground pipe with a 6" carbon steel aboveground line. Approximately 5200 feet of steel pipe, collection boxes with pumps, instrumentation, valves and other misc. equipment. | A positive use determination of 100% for the Offsite Sewer Upgrade Project. | 1999-04-06 | 807775 | 100
4021 | T1 | Bergen Southwest Steel | Bergen Southwest Steel | 7450 Doniphan Dr | El Paso | TX | 79913 | El Paso | Insufficient Information | No Regulated Entity at this Location | Installed a FARR Company Tenkay dust collector. | A positive use determination of 100% for the FARR Company Tenkay dust collector. | 1999-04-28 | 47979 | 100
4022 | T1 | KMTEX Inc | KMTEX Inc | 2450 S Gulfway Dr | Port Arthur | TX | 77641 | Jefferson | CN604105007 | RN100640283 | Concrete pad and diking was installed in tank farms. | A positive use determination of 100% for the concrete pad and diking installed in tank farms. | 1999-04-01 | 179683 | 100
4023 | T1 | KMCO LP | KMCO LP | 16503 Ramsey Rd | Crosby | TX | 77532 | Harris | CN604105221 | RN101613511 | Installed a Liquid Ring Vacuum Pump as a replacement for a Beach-Russ. | A positive use determination of 100% for the Liquid Ring Vacuum Pump. | 1999-04-01 | 19887 | 100
4024 | T1 | KMCO LP | KMCO LP | 16503 Ramsey Rd | Crosby | TX | 77532 | Harris | CN604105221 | RN101613511 | Installed concrete pad and diking in a new tank farm. | A positive use determination of 100% for the concrete pad and diking installed in the new tank farm. | 1999-04-01 | 29874 | 100
4025 | T1 | KMCO LP | KMCO LP | 16503 Ramsey Rd | Crosby | TX | 77532 | Harris | CN604105221 | RN101613511 | Installed a vapor recovery system to control odors in the Reaction unit. | A positive use determination of 100% for the vapor recovery system. | 1999-04-01 | 41229 | 100
4026 | T1 | Aristech Chemical Corporation | Aristech La Porte Plant | 8811 Strang Rd | La Porte | TX | 77571 | Harris | CN600132096 | RN102888328 | Added a new self-sufficient, polypropylene line to existing operations. Pollution control property consists of Recycle Gas Compressor Systems (2), Recycle Propylene Scrubber, Recycle Gas Cooler, Recycle Gas Filters, and Recycle Gas Guard FIlters. | A positive use determination of 50% for the Recycle Gas Compressor Systems (PK301A & 301B), Recycle Propylene Scrubber (T-301-C), Recycle Gas Coolers (E304A & 304B), Recycle Gas Filters (F-301A & 301B-C), and Recycle Gas Guard FIlters (F302A & 302B-C). | 1999-04-06 | 1066197 | 100
4027 | T1 | Aristech Chemical Corporation | Aristech La Porte Plant | 8811 Strang Rd | La Porte | TX | 77571 | Harris | CN600132096 | RN102888328 | Added a new self-sufficient, polypropylene line to existing operations. Pollution control property consists of Recycle Gas Compressor Systems (2). | A positive use determination of 50% for the Recycle Gas Compressor System (R-401-C). | 1999-04-06 | 1715250 | 100
4028 | T1 | Aristech Chemical Corporation | Aristech La Porte Plant | 8811 Strang Rd | La Porte | TX | 77571 | Harris | CN600132096 | RN102888328 | Installed fuel gas monitoring and recording instrumentation. | A positive use determination of 100% for the Boiler Gas Flow Indication Project. | 1999-04-06 | 8664 | 100
4029 | T1 | Lone Star Industries Inc | Lone Star Amarillo Cement | 627 N Fairfield | Amarillo | TX | 79107 | Potter | CN600363683 | RN102604154 | Replaced existing dust collectors with new pulse jet type dust collectors, install new fans for the dust collectors, install new rotary valves on the bottoms discharge of dust collectors that will dump to a new 6" screw conveyor. | A positive use determination of 100% for the project to replace existing dust collectors with new pulse jet type dust collectors, install new fans for the dust collectors, and install new rotary valves on the bottoms discharge of dust collectors that will dump to a new 6" screw conveyor. | 1999-04-06 | 52289 | 100
4030 | T1 | Lone Star Industries Inc | Maryneal Cement | Star Route Box 25 | Sweetwater | TX | 79556 | Nolan | CN600363683 | RN100220847 | Purchased and installed a new Sullair 16-75 air compressor for raw mill dust collectors. Rework and convert one WW Sly Dust Collector for a Type I Packing Machine to a more efficient Pulse Jet unit using Pleated Filter Cartridges. Also the Mikropul Dust Collectors on the Top South Drag and the Cement Cooler will be renovated and reworked as well as the Fabric Filters unit on the #2 Finish Mill. Purchase a GAP-VAX manufactured vacuum truck. Paved high USAge unpaved roads to provide dust control. | A positive use determination of 100% for the replacement air compressors, the project to convert old dust collectors to pulse jet bag cleaning systems, the vacuum truck, and the environmental paving. | 1999-04-23 | 315786 | 100
4031 | T1 | Advanced Aromatics | Advanced Aromatics | 5501 West Braker Rd | Baytown | TX | 77520 | Harris | CN600127765 | RN100214832 | Projects 1744 & 1752: Installation of a closed dome system, vented to flare, on truck and rail car loading stations, including batch meters with emergency shut-off devices. Project 1694: Installed a wastewater clarifier. | A positive use determination of 100% for the emission containment and control system projects #1744 and #1752, and wastewater clarifier project number #1694. | 1999-04-08 | 408305 | 100
4032 | T1 | Western Intl Gas & Cylinders Inc | Western Intl Gas & Cylinders Inc | 605 Hwy 159E | Bellville | TX | 77418 | Austin | CN600554885 | RN100880566 | The following pollution control systems: scrubbers; shot blast containment and paint booth; lime containment, recovery, treatment, storage & disposal system; gas emissions monitoring equipment; dust containment, collection, bag house; groundwater containment and treatment system; vapor control and recovery system; the dust suppression piece of the carbide unloading system. | A positive use determination of 100% for the shot blast containment and paint booth; the scrubbers; the lime containment, recovery, treatment, storage & disposal system; the gas emissions monitoring equipment; the dust containment, collection, bag house; and the groundwater containment and treatment system. A positive use determination of 50% for the vapor control and recovery system. A positive use determination of 25% for the carbide unloading system. | 1999-04-09 | 1657682 | 100
4033 | T1 | Southwestern Public Service Company | Harrington Station | 7201 N Lakeside Rd | Amarillo | TX | 79108 | Potter | CN601481336 | RN100224641 | Replaced worn bag house filters with new bag house filters. | A positive use determination of 100% for the replacement bag house filters. | 1999-04-09 | 45000 | 100
4034 | T1 | Southwestern Public Service Company | Nichols Station | 7201 N Lakeside Rd | Amarillo | TX | 79108 | Potter | CN601481336 | RN100224641 | Replaced a damaged pond liner in an 80 million gallon wastewater irrigation pond (pond 14) with a new liner. | A positive use determination of 100% for the pond liner replacement project. | 1999-04-09 | 1855500 | 100
4035 | T1 | Dr Kelly Mack | Offices Of Dr Kelly Mack | 2200 Horseshoe Lane | Longview | TX | 75605 | Gregg | None Listed | None Listed | Lot 4A, Block 1, Tall Pines Addition: Portion of lot used as an artificial wetland (approximately 50%). | A positive use determination of 100% for the artificial wetland. | 1999-04-14 | 50000 | 100
4036 | T1 | Letourneau Inc | Letourneau Inc | 2400 S MacArthur Blvd | Longview | TX | 75601 | Gregg | CN600360465 | RN10650779 | Replaced underground petro storage tank with above ground tank including a secondary containment vault and an awning. Installed baghouse and associated piping for Dept. 846 Blast Machine. Enlarged sand blast room for Dept. 889. | A positive use determination of 100% for the concrete secondary containment vault and awning, and the Dept. 846 blast machine baghouse and associated piping. A positive use determination of 50% for the Dept. 889 sand blast room enlargement project. | 1999-04-15 | 188496.25 | 100
4037 | T1 | Madix Store Fixtures Inc | Madix Store Fixtures Terrell | 500 Airport Rd | Terrell | TX | 75142 | Kaufman | CN604430827 | RN102322666 | Installed a solid waste incinerator to eliminate wood scrap from going to landfill. | A positive use determination of 100% for the Solid Waste Incinerator. | 1999-04-15 | 8564 | 100
4038 | T1 | Madix Store Fixtures Inc | Madix Store Fixtures Terrell | 500 Airport Rd | Terrell | TX | 75142 | Kaufman | CN604430827 | RN102322666 | Installed an Oil/Water Separator. | A positive use determination of 100% for the Water/Oil Separator. | 1999-04-15 | 2470 | 100
4039 | T1 | Madix Store Fixtures Inc | Madix Store Fixtures Terrell | 500 Airport Rd | Terrell | TX | 75142 | Kaufman | CN604430827 | RN102322666 | Hazardous Waste Tank System: Madix manages its solid waste pollution utilizing; (1) secondary containment, (2) liners, and (3) waste storage. | A positive use determination of 100% for the Hazardous Waste Tank System. | 1999-04-15 | 34929 | 100
4040 | T1 | Madix Store Fixtures Inc | Madix Store Fixtures Terrell | 500 Airport Rd | Terrell | TX | 75142 | Kaufman | CN604430827 | RN102322666 | Installed a paint waste solids compactor in the paint waste drum storage area. | A positive use determination of 100% for the Paint Waste Solids Compactor. | 1999-04-15 | 3589 | 100
4041 | T1 | Madix Store Fixtures Inc | Madix Store Fixtures Terrell | 500 Airport Rd | Terrell | TX | 75142 | Kaufman | CN604430827 | RN102322666 | Madix operates an active wastewater treatment program consisting of several components including: dissolved air floatation, hydrocarbon skimmers, a filter press, equalization, chemical precipitation, a wastewater treatment facility, pH meter, neutralization and a building housing monitoring equipment. | A positive use determination of 100% for the Wastewater Treatment Operation. | 1999-04-15 | 316600 | 100
4042 | T1 | Southwest Environment Services Inc | Southwest Env Services Hydromulch | 2517 E Erwin | Tyler | TX | 75710 | Smith | CN603155532 | RN105169080 | Dust collector used to contain and remove dust created by the hammermill and conveyor/blender. | A positive use determination of 100% for the dust collector. | 1999-04-15 | 37700 | 100
4043 | T1 | Griffin LLC | Griffin - Houston Site | 12701 Almeda Rd | Houston | TX | 77045 | Harris | CN600388656 | RN100681527 | The following projects: 1. Warehouse Gutter Replacement. 2. Flume Recorder purchased and installed. 3. Building Siding and Roofing replacement. 4. CSP Flooring/Containment - installed diking between vessels and process equipment along with coating (4800 sq ft). 5. Replaced foundations, flooring and containment for four vessels (1200 sq ft). | A positive use determination of 100% for the following projects: 1. Warehouse Gutter Replacement. 2. Flume Recorder. 4. CSP Flooring/Containment - installed diking between vessels and process equipment along with coating (4800 sq ft). 5. Replaced flooring and containment for four vessels (1200 sq ft). A negative determination for project 3. Building Siding and Roofing Replacement and the foundations replaced as a part of project 5. These items are routine maintenance items and not pollution control property. | 1999-04-15 | 370000 | 100
4044 | T1 | Crystal Car Was & Quick Car Care | Crystal Car Wash & Quick Car Care | 646 E Centerville Rd | Garland | TX | 75041 | Dallas | CN603495599 | RN101540466 | Installed Stage II Vapor Recovery equipment during 1995. | A positive use determination of 50% for the Stage II Vapor Recovery System. | 1999-04-15 | 5000 | 100
4045 | T1 | Vetrotex America | Vetrotex America Wichita Falls | 4515 Allendale Rd | Wichita Falls | TX | 76310 | Wichita | CN600129753 | RN100218601 | Electric boosting/electric melting is the use of electrical current to resistively heat raw materials. Property includes: repair electrodes - tank 1, throat electrodes - tank 4, electrodes - tank 4, tank furnaces electrodes - tank 3, and electrode boosting - tank 2. | A negative determination. The property listed in this application - electrodes - is considered to be production improvement equipment and not pollution control property. | 1999-04-23 | 650804 | 100
4046 | T1 | Vetrotex America | Vetrotex America Wichita Falls | 4515 Allendale Rd | Wichita Falls | TX | 76310 | Wichita | CN600129753 | RN100218601 | Installed combustion air preheat system consisting of a recuperator for tank 4 and a heat exchanger. | A positive use determination of 100% for the Recuperator for tank 4 and the heat exchanger. | 1999-04-23 | 68084 | 100
4047 | T1 | Vetrotex America | Vetrotex America Wichita Falls | 4515 Allendale Rd | Wichita Falls | TX | 76310 | Wichita | CN600129753 | RN100218601 | Electrostatic Precipitator (ESP) - Spray/Dry Scrubbers - Tank 3 pollution control system, exhaust extensions, upgrade to ESP, caustic system for tank 4, and Permafix Auger System to remove waste. | A positive use determination of 100% for the tank 3 pollution control, exhaust extensions, upgrade to ESP Systems, Caustic System for tank 4, and Permafix Auger System. | 1999-04-23 | 1622875 | 100
4048 | T1 | Vetrotex America | Vetrotex America Wichita Falls | 4515 Allendale Rd | Wichita Falls | TX | 76310 | Wichita | CN600129753 | RN100218601 | Twintex R&D/QC/Cleaning Equipment: includes a burn off oven, roof vent and exhaust ducting for the cleaning of spin parts. Also includes an ultrasonic cleaner for cleaning cooling candles and for final rinsing of spin-pack parts. | A negative determination. The property listed in this application - Twintex Cleaning Equipment - is considered to be production equipment and not pollution control property. | 1999-04-23 | 271696 | 100
4049 | T1 | Vetrotex America | Vetrotex America Wichita Falls | 4515 Allendale Rd | Wichita Falls | TX | 76310 | Wichita | CN600129753 | RN100218601 | Upgraded the wastewater treatment plant. | A positive use determination of 100% for the wastewater plant upgrade. | 1999-04-23 | 634398 | 100
4050 | T1 | Clark Refining & Marketing Inc | Clark Port Arthur Refinery | 1801 S Gulfway Dr | Port Arthur | TX | 77641 | Jefferson | CN601420748 | RN102584026 | Installed a recovery system for sulfur vent. Equipment consists of piping and steam eductors. Installed emission data collection devices, stack annubar, electrical hardware, instrumentation, and software upgrades, to monitor emissions from SCOT II. | A positive use determination of 100% for the emissions data reporting equipment (E54609) and the sulfur storage vent gas recovery system (E54611). | 1999-04-23 | 1559269 | 100
4051 | T1 | Clark Refining & Marketing Inc | Clark Port Arthur Refinery | 1801 S Gulfway Dr | Port Arthur | TX | 77641 | Jefferson | CN601420748 | RN102584026 | Replaced foam log seals with stainless steel primary seals using reinforced urethane vapor barrier fabric and installed gauge pole sleeves on tanks 2103, 2109, 2117, 2136, 2137, & 2178. | A positive use determination of 100% for the project to install secondary tank seals and gauge pole sleeves on tanks 2103, 2109, 2117, 2136, 2137, and 2178. | 1999-04-23 | 440000 | 100
4052 | T1 | Clark Refining & Marketing Inc | Clark Port Arthur Refinery | 1801 S Gulfway Dr | Port Arthur | TX | 77641 | Jefferson | CN601420748 | RN102584026 | Replace existing flanged and threaded expansion joints with either spools or expansion loops. | A positive use determination of 100% for the project to replace pipe expansion joints. | 1999-04-23 | 1066138 | 100
4053 | T1 | Clark Refining & Marketing Inc | Clark Port Arthur Refinery | 1801 S Gulfway Dr | Port Arthur | TX | 77641 | Jefferson | CN601420748 | RN102584026 | Installed Lo-Nox burners in AVU-146 atmospheric and vacuum heaters and boilers 31, 32, and 33. Installation includes fuel gas filters for Boiler House 16 and modifications to boiler stacks to install platforms and emissions sampling ports on boiler 31 and 32. Installed pilot monitors on four flares. | A positive use determination of 100% for the project to install Lo-NOx burners and associated equipment and for the pilot monitors installed on four flares. | 1999-04-23 | 2295000 | 100
4054 | T1 | Clark Refining & Marketing Inc | Clark Port Arthur Refinery | 1801 S Gulfway Dr | Port Arthur | TX | 77641 | Jefferson | CN601420748 | RN102584026 | Marine Dock Vapor Recovery System: includes common collection header, blowers, liquid knock-out drum and flares. | A positive use determination of 100% for the marine dock vapor recovery system. | 1999-04-23 | 3600000 | 100
4055 | T2 | Clark Refining & Marketing Inc | Clark Port Arthur Refinery | 1801 S Gulfway Dr | Port Arthur | TX | 77641 | Jefferson | CN601420748 | RN102584026 | Three Pipe Rack Projects: 1. (E52633) Install aboveground replacement butane pipe rack. 2. (E52517) Install replacement pipe rack on west side of ave. K. 3. (E52535) Construct overhead pipe rack in the Winston Lane area. | A positive use determination of 100% for the three pipe rack projects. | 1999-04-23 | 2620000 | 100
4056 | T1 | Mobil Oil Corporation | Mobil Oil | End of Burt Street | Beaumont | TX | 77701 | Jefferson | Insufficient Information | Insufficient Information | Constructed a marine vapor combustion unit consisting of two dock safety units, vapor blower unit, and one vapor combustion unit. | A positive use determination of 100% for the marine vapor combustion unit. | 1999-04-23 | 4012000 | 100
4057 | T1 | Johann Haltermann Ltd | Johann Haltermann Ltd | 16717 Jacintoport Blvd | Houston | TX | 77015 | Harris | CN601181282 | RN100219237 | See attached property description. | A positive use determination of 100% for the following property numbers: U/94/11, U/95/12, U/94/22, U/94/24, U/94/27, U/95/03, U/95/11, U/95/17, U/95/13, U/95/23, U/96/02, U/96/20, U/97/11, U/97/75, U/98/05, U/98/07, U/98/10, U/98/40-1, & U/99-06. A positive use determination of 5% for property number U/94/04, 8.3% for C303A, 1.4% for U/94/28, 15% for U/95/24, 11.4% for U/95/24, 4.8% for U/95/28, 12% for U/96/7, and 15% for numbers U/96/24 and U/96/38. | 1999-06-30 | 3677852 | 100
4058 | T1 | El Dorado Nitrogen | El Dorado Nitrogen | 8490 W Bay Rd | Baytown | TX | 77520 | Chambers | CN605331842 | RN100217918 | Installed the following pollution control property: Scrubber; selective catalytic system to remove NOx form vent gas streams, includes piping; continuous emission monitors to measure NOx and NH3; monitoring equipment on the final control device to measure NOx and ammonia for control of SCR unit; cooling towers to recirculate and reuse cooling water; neutralization equipment to adjust pH of water discharge; diversion equipment to collect first 1" of rainfall; secondary containment dike around storage tanks, start-up tank, and curbs around acid pumps; liners to acid proff dike areas; and environmental paving - paving of process areas.. | A positive use determination of 100% for the scrubber, the selective catalytic system, the continuous emission monitors, the monitoring equipment on the final control device, the cooling towers, the neutralization equipment, the diversion equipment, the secondary containment, the liners, and the environmental paving. | 1999-04-23 | 4360000 | 100
4059 | T1 | Owens Corning | Owens Corning | 3700 N I-35 | Waxahachie | TX | 75168 | Ellis | CN603159088 | RN100223585 | Installed a smoke stripper and dust collectors to eliminate smoke and particulate emissions. | A positive use determination of 100% for the V3 Smoke Stripper and Dust Collectors. | 1999-04-23 | 98733 | 100
4060 | T1 | Silver Eagle Distributors Inc | Silver Eagle Houston | 1301 White St | Houston | TX | 77007 | Harris | CN605033554 | RN100601921 | Purchased and installed an emissions analyzer system and a recovery recycling machine. | A positive use determination of 100% for the emission analyzer system and the recovery recycling machine. | 1999-04-23 | 21910 | 100
4061 | T2 | Mentor Hs Corporation | Mentor Hs Corporation | 3041 Skyway Circle N | Irving | TX | 75038 | Dallas | CN600282644 | RN103035135 | Installed an incinerator, particulate collection hoods and incinerator exchanger. | A positive use determination of 100% for the incinerator, the particulate hood and the incinerator exchanger. | 1999-04-23 | 216333 | 100
4062 | T1 | Reichhold Chemicals Inc | Reichhold Chemicals Inc | 1503 Haden Rd | Houston | TX | 77015 | Harris | CN600380885 | RN100673136 | Dowtherm Vapor Recovery - installed a vapor recovery system for the dowtherm holding tank. Product Storage Tank Liners - lined 6 storage tanks. Railroad Containment - spill containment, sumps, and pan structures. Sludge Pond HDPE Liner - installed a new liner. Wash Tank - new tank to collect and treat wash water. Sand Filters - new filters installed in wastewater treatment area. | A positive use determination of 50% for the Vapor Recovery System. A positive use determination of 100% for the tank linings, railroad containment, HDPE liner , Wash tank, and Sand Filters. | 1999-04-23 | 1168200 | 100
4063 | T1 | Bayer MaterialScience LLC | Bayer - Orange | FM 1006 | Orange | TX | 77631 | Orange | CN600124440 | RN100825363 | The following projects: Waste gas flare, mechanical seals upgrade, and COBR waste stripper. | A positive use determination of 100% for the waste gas flare, the mechanical seals upgrade, and the COBR waste stripper. | 1999-04-26 | 2273000 | 100
4064 | T1 | E I Du Pont De Nemours & Co Inc | DuPont Victoria | 2695 Old Bloomington Rd N | Victoria | TX | 77903 | Victoria | CN600128284 | RN102663671 | Constructed three waste storage tanks (23,000 gallons, 10,000 gallons, and 500 gallons) along with associated pumps, piping, and secondary containment structures. Constructed a 150' high self-supporting stainless steel flare with associated pipe bridge and headers. | A positive use determination of 100% for the three waste storage tanks and associated equipment; and the new flare with associated equipment. | 1999-04-26 | 3300000 | 100
4065 | T1 | Carpenter Company | Carpenter Co - Roger W Powell Plant | 11002 Choate Rd | Pasadena | TX | 77507 | Harris | CN602189474 | RN100210830 | Installed Equipment: Flare with foundation and associated steel and piping.] | A positive use determination of 100% for the new flare with foundation and associated steel. | 1999-04-26 | 89925 | 100
4066 | T1 | EISAI USA Inc | EISAI USA Inc | 9801 Bay Area Blvd | Pasadena | TX | 77507 | Harris | CN600616882 | RN102895463 | The following property: Process sewer moves wash-down water to waste treatment; Containment System - early relief for possible contamination; Tank Farm Wastewater Sewer Process - processes contaminated wastewater; Bay Area Forced Main - carries wastewater to 2nd waste treatment facility; Dust Collector TMH/ZnC12/Zn; Solvent Tank Waste Transfer Pumps; NaOH Tank - holds caustic for treating of wastes; Reaction Wastewater Treatment and Waste Treatment Plant - wastewater treatment facilities; and Waste Oil Collection. | A positive use determination of 100% for the Process Sewer; the Containment System; the Tank Farm Wastewater Sewer Process; the Bay Area Forced Main; the Dust Collector TMH/ZnC12/Zn; the Solvent Tank Waste Transfer Pumps; the NaOH Tank; the Reaction Wastewater Treatment and Waste Treatment Plant; and the Waste Oil Collection. | 1999-04-28 | 2640237 | 100
4067 | T1 | Roche Vitamins Inc | Roche Vitamins Freeport | 1000 CR 227 | Freeport | TX | 77541 | Brazoria | CN600636567 | RN101190221 | Completed CFC Refrigeration Replacement Projects and reconstructed wastewater treatment embankment. | A positive use determination of 100% for the CFC Refrigeration Replacement projects and the wastewater treatment embankment. | 1999-04-28 | 752000 | 100
4068 | T1 | Louisiana Pacific Corporation | Louisiana Pacific Cleveland Plywood | Old Highway 105 | Cleveland | TX | 77327 | Liberty | CN600127534 | RN100217967 | Installed Carter-Day Bag Houses. | A positive use determination of 100% for the Carter-Day Bag Houses. | 1999-04-28 | 214421 | 100
4069 | T1 | Rhodia Inc | Rhodia Inc | 6213 Hwy #332 E | Freeport | TX | 77541 | Brazoria | CN600125330 | RN103898052 | The following property/projects: 2 baghouses - Vent Jet Mill #S761 & Oxide Blend #S7; Scrubber circulation tank & piping; scrubber inlet vent piping, 2 scrubbers - #S770 & #S776; scrubber circulation pump, piping, etc.; C-601 Chiller; X-2131 Control (refractory); Vent & truck eq. line (piping for DCAC tanks), venting of tank eq. line; pad/depad & instrumentation for HDT tank; piping for HDT tank; Enclose NW Finishing Corner to control dust emissions; Waste off-gas analyzers; ammonia safety system - to remove vapors from stream; ambient & stack analyzer; COC12 ambient Air Monitor; predictive organics emission monitor; predictive emissions monitor S-2131B LSHH; Sealless Pumps - 4 replacement, replace T-6203, replace P-2101, replace CBE pump, and piping & elect for HDT tank; Nitric Attack upgrade- eductor E-042 & P-049 dust collection; replacing V-851 feed screw; reduce dust & REO losses - Cerox Kiln Belly dust minimization; cerpx vacuum transport system - pointing to control dust; and replace CFC water chiller with one using non-cfc. | A positive use determination of 100% for the 2 baghouses; Scrubber circulation tank & piping; scrubber inlet vent piping, 2 scrubbers - #S770 & #S776; scrubber circulation pump, piping, etc.; C-601 Chiller; X-2131 Control (refractory); Vent & truck eq. line (piping for DCAC tanks), venting of tank eq. line; pad/depad & instrumentation for HDT tank; piping for HDT tank; Enclose NW Finishing Corner; Waste off-gas analyzers; ammonia safety system; ambient & stack analyzer; COC12 ambient Air Monitor; predictive organics emission monitor; predictive emissions monitor S-2131B LSHH; Sealless Pumps - 4 replacement, replace T-6203, replace P-2101, replace CBE pump, and piping & elect for HDT tank; Nitric Attack upgrade- eductor E-042 & P-049 dust collection; replacing V-851 feed screw; Cerox Kiln Belly dust minimization; cerox vacuum transport system; and replace CFC water chiller. | 1999-04-28 | 1691391 | 100
4070 | T1 | Rhodia Inc | Rhodia Inc | 6213 Hwy #332 E | Freeport | TX | 77541 | Brazoria | CN600125330 | RN103898052 | The following property/projects: DCAC Startup - monitoring & control of pollution equipment; monitor & control equipment to prevent T-6115 spill; H2SO4, NaOH, LSHH - level monitoring and control; replace T-0601 - used for waste water treatment; CBE Dike Upgrade - T-7001 RCRA tank containment; secondary containment for HDI Storage tank, HDB-75BX storage tank, DCAC tank foundation, concrete for HDT storage, north & south tank farm containment, and DCAC Startup dike wall to contain overflow; Hydroblast containment building; and 90 day storage facilities. | A positive use determination of 100% for the DCAC Startup - monitoring & control of pollution equipment; monitor & control equipment to prevent T-6115 spill; H2SO4, NaOH, LSHH - level monitoring and control; replace T-0601 - used for waste water treatment; CBE Dike Upgrade - T-7001 RCRA tank containment; secondary containment for HDI Storage tank, HDB-75BX storage tank, DCAC tank foundation, concrete for HDT storage, north & south tank farm containment, and DCAC Startup dike wall to contain overflow; Hydroblast containment building; and 90 day storage facilities. | 1999-04-28 | 1103292 | 100
4071 | T1 | Rhodia Inc | Rhodia Inc | 6213 Hwy #332 E | Freeport | TX | 77541 | Brazoria | CN600125330 | RN103898052 | The following property/projects: Purchase of emergency response/decontamination equipment; auto chlorination for the potable water system; and environmental paving at the bleach loading area, upgrade truck station (DCAC), W. tank truck containment, CBE/NN truck loading and Tank Truck containment. | A positive use determination of 100% for the purchase of emergency response/decontamination equipment; auto chlorination for the potable water system; and environmental paving at the bleach loading area, upgrade truck station (DCAC), W. tank truck containment, CBE/NN truck loading and Tank Truck containment. | 1999-04-28 | 463049 | 100
4072 | T1 | Rhodia Inc | Rhodia Inc | 6213 Hwy #332 E | Freeport | TX | 77541 | Brazoria | CN600125330 | RN103898052 | The following property/projects: Effluent Upgrade Phase I; Installed RE Carbonate Storage Pad to divert rainwater; Cooling Tower Retrofit - to eliminate once through water; and Gamma Ray Detector for control and reporting. | A positive use determination of 100% for the Effluent Upgrade Phase I; Installed RE Carbonate Storage Pad; Cooling Tower Retrofit; and Gamma Ray Detector. | 1999-04-28 | 221293 | 100
4073 | T1 | Delta Deluxe LLC | Delta Chemical Services | 334 Tidal Rd | Deer Park | TX | 77536 | Harris | CN600596415 | RN100924042 | The following property/projects: Flare, emission monitors, scrubbers, VOC vacuum system, hoods & collection system, vapor combustor, H2O cleaning system (wastewater treatment), pumps & runoff basins, secondary containment, groundwater monitoring system, fugitive emission containment equipment, and environmental paving. | A positive use determination of 100% for the Flare, emission monitors, scrubbers, VOC vacuum system, hoods & collection system, vapor combustor, H2O cleaning system (wastewater treatment), pumps & runoff basins, secondary containment, groundwater monitoring system, fugitive emission containment equipment, and environmental paving. | 1999-04-28 | 3738500 | 100
4074 | T1 | Ethyl Corporation | Ethyl Corp - Houston Plant | 1000 N South Ave | Pasadena | TX | 77503 | Harris | CN600127740 | RN101613230 | 20826 - TAC Integration Wastewater Treatment Project - added tanks, piping, monitoring wells, and ancillary equip to south end of plant. 28711 - Cathodic Protection to Firewater System: added to prevent corrosion. Concrete Curbing and Drainage: to control stormwater and for spill containment. | A positive use determination of 100% for the TAC Integration Wastewater Treatment Project, the Cathodic Protection to Firewater System Project, and the Concrete Curbing and Drainage Projects. | 1999-04-28 | 4809100 | 100
4075 | T1 | Witco Corporation | Witco Corporation Houston | 15200 Almeda Rd | Houston | TX | 77053 | Fort Bend | CN600323638 | RN100219393 | The following property/projects: deep well #1 &#2 rework; #3 deep well motor; deep well #2 valve; tank farm drainage; A-200 tank farm drainage; deep well #1 filters; concrete containment dike; Al Stearate Bags; deep well #1 piping; oxylation vent control; burner control system; concrete diking and drain system; containment pad for tank 207; A-100 tank farm drainage; containment for tank 166; deep well transmitter; NFPA30 tank diking; deep well/boiler alarm system; and PLT drainage system (500'13"). | A positive use determination of 100% for the deep well #1 &#2 rework; #3 deep well motor; deep well #2 valve; tank farm drainage; A-200 tank farm drainage; deep well #1 filters; concrete containment dike; Al Stearate Bags; deep well #1 piping; oxylation vent control; burner control system; concrete diking and drain system; containment pad for tank 207; A-100 tank farm drainage; containment for tank 166; deep well transmitter; NFPA30 tank diking; deep well/boiler alarm system; and PLT drainage system (500'13"). | 1999-04-28 | 934102 | 100
4076 | T1 | GNB Technologies Inc | GNB Technologies Inc | 7471 South Fifth St | Frisco | TX | 75034 | Collin | CN600410294 | RN102331550 | Forced Circulation Crystallizer: Used to recovery sodium sulfate salt from waste water before sending waste water to city treatment plant. | A positive use determination of 100% for the Forced Circulation Crystallizer. | 1999-04-28 | 10920610 | 100
4077 | T1 | Slim's Paint & Body Inc | Slim's Paint & Body | 7125 NW Loop 410 | San Antonio | TX | 78238 | Bexar | CN600312151 | RN100602473 | Purchased and installed R-12 Recycling Equipment. Purchased and installed spray bake paint booths, a car washer, a 1,000 gallon sump tank system, a moving air paint station, solvent recovery system, a paint gun cleaner, and a preparation room. | A positive use determination of 100% for the 1,000 gallon sump tank system, the spray bake paint booths, the car washer, the moving air paint station and the solvent recovery system. A positive use determination of 60% for the CFC reclaim/recycle equipment. A positive use determination of 90% for the paint gun cleaning equipment and the preparation room. | 1999-04-30 | 159919 | 100
4078 | T1 | Texas Ultra Pure Inc | Texas Ultra Pure Inc - Mansfield | 100 Us Hwy 287 N | Mansfield | TX | 76063 | Tarrant | CN604858035 | RN100785641 | Fume Scrubbers: Acide fume scrubber and alkaline gas scrubber. Wastewater Treatment: built new system to handle wastewater. Containment Structures: curbing, diking, drains, and paving to contain spills. Storm & Sanitary Sewers: constructed to transfer collected material to ww treatment system. Epoxy Floor Coatings & Trenches: Built trenches and sumps in buildings to collect spills and wash water. Coated floors to control spills. HCl/NH2 Building: Constructed building to house Anhydrous Ammonia & Anhydrous HCl piping and tanks. | A positive use determination of 100% for the Fume Scrubbers, the new wastewater treatment facility, the containment structures, the stormwater and sanitary sewers, the floor coatings and trenches, and the HCl/NH3 building. | 1999-04-28 | 2807310 | 100
4079 | T1 | Texas Ultra Pure Inc | Texas Ultra Pure Inc - Houston | 8615 Manchester | Houston | TX | 77262 | Harris | Insuffucient Information | Insuffucient Information | Fume Scrubbers: The scrubber vent system is designed to prevent releases of H2SO4. The SO2 & SO3 scrubbers prevent releases. Containment Structures: curbing, diking, drains, and paving to contain spills. | A positive use determination of 100% for the Fume Scrubbers and the containment structures. | 1999-04-28 | 183274 | 100
4080 | T1 | Southern Cotton Oil Company (Adm) | Southern Cotton Oil Co | PO Box 420 | Sweetwater | TX | 79556 | Dawson | Insufficient Information | Insufficient Information | South Seed Dump Door: installed to reduce pollution from loading seed. Meal Loadout Shed Door: Installed to reduce fugitive dust emissions. Replace robbing systems with conveyor: reduced emissions by replacing air conveyor system with mechanical conveying system. | A positive use determination of 100% for the South Seed Dump Door, the Meal Loadout Shed Door, and the mechanical conveying system. | 1999-04-28 | 103050 | 100
4081 | T1 | Southern Cotton Oil Company (Adm) | Southern Cotton Oil Co | 1805 Liberty | Richmond | TX | 77469 | Fort Bend | Insufficient Information | Insufficient Information | Lint Room Outer Vac: Drum type air filter used to control emissions from the lint room air systems. Huller Room Outer Vac: Drum type air filter used to control emissions from the huller room air systems. Meal Loading Filter: Bag filter used to control emissions from loading of cottonseed meal. Clay Unloading Filter: Bag type vent filter used to control emissions from unloading anti-caking agent. Rear Drive Paving Project: paved rear drive to control dust emissions. | A positive use determination of 100% for the Lint Room Outer Vac, the Huller Room Outer Vac, the Meal Loading Filter, the Clay Unloading Filter, and the paving of the rear drive. | 1999-04-29 | 299538 | 100
4082 | T1 | Southern Cotton Oil Company (Adm) | Southern Cotton Oil Co | Highway 14 | Levelland | TX | 79336 | Hockley | Insufficient Information | Insufficient Information | Constructed earthen dike around mill crude oil storage tanks. Installed aspiration system on bulk hull truck loadout building to control emissions. Paved dirt roadway to control dust. Installed door on hull house to control emissions. Installed vacuum oil dryer in solvent plant to air emissions. | A positive use determination of 100% for the earthen dike constructed around the oil storage tanks, the aspiration system on the bulk hull truck loading building, the paving of the dirt roadway, the Hull House Door, and the Vacuum Oil Dryer in the Solvent Plant. | 1999-04-29 | 110225 | 100
4083 | T1 | Southern Cotton Oil Company (Adm) | Southern Cotton Oil Co | 2300 E 50Th St | Lubbock | TX | 79408 | Lubbock | CN602386971 | RN100221159 | Filters: No 1 and No 2 Dehulling Filters, No 1 and 2 Lint Room Filters, Screenings Room Filter, No 1, 2, & 3 Grind System Filters. Filters include ductwork, piping, fans and cyclones. Installed two septic tanks to replace old wastewater treatment plant. Installed two cyclones at truck dump to pull air off of dump pits and put trash into dump box. | A positive use determination of 100% for the Filter Systems, the two septic tanks and traps, and the two dump cyclones. | 1999-04-29 | 882000 | 100
4084 | T1 | Bayer MaterialScience LLC | Bayer - Baytown | 8500 W Bay Rd | Baytown | TX | 77520 | Chambers | CN603578188 | RN100209931 | Pollution Control Property included on the following projects (see attached): P0550, P0932, P5190, P5232, P6014, P6029, P6030, P6035, P7006 and P7031. | A positive use determination of 100% for the pollution control property included in the following projects: P0550, P0932, P5190, P5232, P6014, P6029, P6030, P6035, P7006, and P7031. | 1999-04-29 | 39891568 | 100
4085 | T1 | Gardner Glass Products Inc | Gardner Glass Products Inc | 7553 State Highway 75 S | Huntsville | TX | 77340 | Walker | CN600135008 | RN100242973 | Installed a new regenerative thermal oxidizer and a new reverse osmosis water treatment plant. | A positive use determination of 100% for the Regenerative Thermal Oxidizer and the Reverse Osmosis Water Treatment Plant. | 1999-04-29 | 657000 | 100
4086 | T1 | Reed Minerals Division Of Harsco Corp | Reed Minerals | FM 1786 @ Alcoa | Rockdale | TX | 76567 | Milam | CN600508485 | RN102269479 | Installed a 25,000 CFM Baghouse and Baghouse Zum. | A positive use determination of 100% for the 25,000 CFM Baghouse and Baghouse ZUM. | 1999-04-29 | 99219 | 100
4087 | T1 | Mooney Aircraft Corporation | Mooney Aircraft Corporation | Louis Schreiner Airfield | Kerrville | TX | 78028 | Kerr | CN600127716 | Insufficient Information | In order to reduce Trichloroethlyene emissions motor driven, horizontal movement, self-sealing doors were installed on the vapor degreaser as replacements for manually opened hinged doors. A distiller was installed to capture and recycle Trichloroethlyene through the degreaser. | A positive use determination of 100% for the project to install the automatic covers and the distiller. | 1999-04-30 | 128951 | 100
4088 | T1 | Nan Ya Plastics Corp USA | Nan Ya Plastics Corp USA | 700 Hwy 59 Loop Rr | Wharton | TX | 77488 | Wharton | Insufficient Information | Insufficient Information | Installed the following pollution control property: enclosure for pure water area, cooling water reservoir and associated property, recycle building, sediment tank, dewatering tank, water tank, separation tank, WT #5-#8 dust collectors, calendar line tank dust collector/bag, #9 & #10 Med tank dust collector and associated equipment, Cooling H2O PP of cooling tower, and a cooling tower. | A positive use determination of 100% for the enclosure for pure water area, cooling water reservoir and associated property, recycle building, sediment tank, dewatering tank, water tank, separation tank, WT #5-#8 dust collectors, calendar line tank dust collector/bag, #9 & #10 Med tank dust collector and associated equipment, Cooling H2O PP of cooling tower, and a cooling tower. | 1999-04-30 | 569996 | 100
4089 | T1 | Firestone Polymers LLC | Firestone Polymers LLC | 5713 FM 1006 | Orange | TX | 77630 | Orange | CN601590789 | RN100224468 | The following projects: Flare Modifications - two flares to modify the Diene Tank Farm and South Tank Farm Vent & Safety Release System. Also installed block valves under relief valves. Flue Gas Oxygen & Combustibles: two flue gas oxygen & combustibles analyzers for two boilers. Combustible Gas Detectors - installed at the drain on the drum dryer solvent condenser drain. MSA Analyzer - Purchase analyzer for South Tank Farm and Hazstorage Area. Replace Asbestos Insulation in the Utility, Blend Tank and Modifications areas. Installed curbs, concrete pads and drains in the blend tank areas to control spills. Rebuilt the stormwater ditch oil skimmer. | A positive use determination of 100% for the flare modification project; the flue gas oxygen and combustible analyzers; the combustible gas detectors; the MSA analyzer; the project to replace asbestos insulation; the curbs, concrete pads and drains; and the project to rebuild the stormwater ditch oil skimmer. | 1999-04-30 | 288818 | 100
4090 | T1 | Mitchell Whiddon Office Park Inc | Mitchell Whiddon Office Park Inc | 14141 W Hwy 290 | Austin | TX | 78737 | Hays | Insufficient Information | Insufficient Information | Stormwater Retention System: Construction of retaining walls, curbs and guttering. Wastewater Treatment Facility: Construction of wastewater treatment facility to treat site generated waste water. Paving of Roadway: paving of roadways and use areas to control dust and stormwater run-off. | A positive use determination of 100% for the Storm Water Retention System and the Waste Water Treatment Facility. A negative determination for the paving of roadways and use areas. Paving installed at commercial and residential locations is not considered to be pollution control property. | 1999-05-05 | 194900 | 100
4091 | T1 | Center Lake Business Park Inc | Center Lake Business Park | 14101 W Hwy 290 | Austin | TX | 78737 | Hays | CN603468034 | RN105715890 | Stormwater Retention System: Construction of retaining walls, curbs and guttering. Wastewater Treatment Facility: Construction of wastewater treatment facility to treat site generated waste water. Paving of Roadway: paving of roadways and use areas to control dust and stormwater run-off. | A positive use determination of 100% for the Storm Water Retention System and the Waste Water Treatment Facility. A negative determination for the paving of roadways and use areas. Paving installed at commercial and residential locations is not considered to be pollution control property. | 1999-05-05 | 167559 | 100
4092 | T1 | Samsung Austin Semiconductor LLC | Samsung Austin | 12100 Samsung Blvd | Austin | TX | 78754 | Travis | CN602914442 | RN100518026 | The following property: solvent waste storage system; sulfuric acid waste storage system, acid waste and fluoride waste storage tank, acid waste tank containment area, sulfuric acid tank and containment, ammonia hydroxide tank and containment, 1 36,000 CFM acid exhaust scrubber (external), groundwater monitoring well, CCSS building, trash compactors, sub fab scrubbers (84), utility tunnel to ITW, AWW flow meter, chemical supply sub system, spill carts (10), stainless steel fume hoods (3), flammable exhaust fan, 8.5 x 14" aluminum exhaust hood, AMS1 ammonia monitoring system, 872000 system 16 toxic gas monitor, Veeco MS40 leak detector, Zellweger CM4 monitor, Model CM4 monitor 100/120 Vac, Chemcassette analyzer, Ph probe meter on FWW relay tank, #2 toxic gas detector, Riken gas detector (CO), CMS monitors/EcoSys Interface Box, Riken Gas Detector (H2), YPS Gas meter, Ceilcote air pollution control/tool hookup, hazardous materials response van, phase III gas cabinets, acid drum cleaner, NaOH tank installation, and Chemical cabinet PR bottle thinner tank. | A positive use determination of 100% for the Solvent waste storage system, sulfuric acid waste storage system, acid waste and fluoride waste storage tank, acid waste tank containment area, sulfuric acid tank and containment, ammonia hydroxide tank and containment, 36,000 cfm acid exhaust scrubber, groundwater monitoring well, trash compactors, 84 sub fab scrubbers, utility tunnel to industrial wastewater treatment plant, acid wastewater flow meter, chemical supply sub system (double walled piping), 10 spill carts, 3 stainless steel fume hoods, exhaust fan to sub fab scrubbers, aluminum exhaust hood, pH probe meter on fluoride wastewater relay tank, ceilcote air pollution control, hazardous material step van, acid drum cleaner, sodium hydroxide tank, and chemical cabinet p.r. bottle thinner tank. A positive use determination of 48.2% for the Chemical containment supply and storage building. A positive use determination of 50% for the AMS1 ammonia monitoring system; 872000, System 16 toxic gas monitor, Veeco MS40 leak detector; Zellweger 18741000 CM4 monitor; Model CM4 monitor 100/120 vac; 872577 module chemcassette analyzer; toxic gas detector #2; Riken GDK11D CO monitor; CMS monitors/ecosys interface box; Riken GDV11D H2 detector; gas meter/yps; and phase II gas cabinet monitor. | 1999-12-17 | 24649841 | 100
4093 | T1 | Texas Brine Company LLC | Texas Brine Mt Belvieu |  | Mont Belvieu | TX | 77580 | Chambers | CN603218892 | RN105289326 | Construction of brine pits: foundation, underliner(geotextile), liner (fiberliner), 2 pump bases for 112,000 SF pond, and ancillary equipment. | A negative determination. The item listed in this application - brine storage pit - is a product storage device and not pollution control equipment. | 1999-06-14 | 288089 | 100
4094 | T1 | Texas Brine Company LLC | Texas Brine Clemville |  | Markham | TX | 77456 | Matagorda | CN601111172 | RN102048790 | Brine Pits: liners (65 mil. Fiberliner) for 93,000 SF, 76,000 Sf and 17,000 SF ponds. | A negative determination. The item listed in this application - brine storage pit - is a product storage device and not pollution control equipment. | 1999-06-14 | 207525 | 100
4095 | T1 | Alcoa Inc | Alcoa Point Comfort | State Highway 35 | Point Comfort | TX | 77978 | Calhoun | CN601452329 | RN102705381 | The following property: electrostatic precipitators and dust handling equipment, dust collectors, concrete containment structures, stormwater retention system, environmental paving, pump seal replacements, cooling towers, dredge disposal area, scrubbers, wastewater treatment improvements, waste bauxite containment and transport, residue disposal area, flocculent handling system, wash water heating and flash condensate system, Tennant Model 830 Sweeper, Cleanup Sweeper, trailer mounted vacuum sump cleaner, pH monitor and remote monitoring equipment, stack emissions monitor and NOx analyzer, used oil facility, HG removal revisions, install FGR on inlet 4 boiler, two Freon recovery systems, chemical process area containment, sand classifier, and horizontal filter. | A positive use determination of 100% for the electrostatic precipitators and dust handling equipment, dust collectors in the alumina, carbon, & chemical areas, concrete containment structures around storage and/or operating facilities, stormwater retention system, paving of process areas and plant roadways, pump seal replacements, cooling towers, dredge disposal area, fume scrubbers, wastewater treatment improvements, waste bauxite containment and transport, improvements to residue disposal area, improvements to flocculent handling system, wash water heating and flash condensate system, Tennant Model 830 Sweeper, Cleanup Sweeper, trailer mounted vacuum sump cleaner, pH monitor and remote monitoring equipment, stack emissions monitor and NOx analyzer, used oil disposal facility, mercury removal revisions, FGR on inlet 4 boiler, chemical process area containment, sand classifier dewatering device for RDA waste, and horizontal filter to dewater calciner feed. A positive use determination of 60% for the two Freon recovery systems. | 1999-06-15 | 42488535 | 100
4096 | T1 | Bimbo Bakeries USA | Bimbo Cereal Foods | FM 1062 & FM 809 | Dawn | TX | 79025 | Deaf Smith | Insufficient Information | Insufficient Information | The following property: Torit Baghouse Pump - baghouse filter, suction fan, filter pressure switch, filter lever sensor, rotary feeder; Well Water Chlorination System - chlorinator building & equipment; Lyco Screener - double drum screen filter, sewage pump 156.6 gpm, spillover tank; Sludge Overhead Storage Tank - sludge tank, discflo pump 10 gpm, 3" butterfly valve (s); Screened water tank - wastewater tank & centrifugal pump; three turbine flow meters; broiler economizer; Condensate system; heat recovery systems and meters; Plant & fire protection water tank; De-watering belt suction fan and cyclone; temperature probes; lime tank dust collectors; regenerative air dryers; Torit Baghouses mill building; bag dump station baghouse; and two mill baghouse bins. | A positive use determination of 100% for the following property: Torit Baghouse Pump; Well Water Chlorination System; Lyco Screener; Sludge Overhead Storage Tank; Screened water tank; three turbine flow meters; broiler economizer; heat recovery systems and meters; Plant & fire protection water tank; De-watering belt suction fan and cyclone; temperature probes; lime tank dust collectors; regenerative air dryers; Torit Baghouses mill building; bag dump station baghouse; and two mill baghouse bins. A positive use determination of 50% for the condensate return system. | 1999-05-05 | 373120 | 100
4097 | T1 | North Texas Cement Company | North Texas Cement - Midlothian | 900 Gifco Rd | Midlothian | TX | 76065 | Ellis | CN605048529 | RN104881826 | Installed a new pressure washer for use in cleaning mobile equipment. | A positive use determination of 100% for the pressure washer. | 1999-05-05 | 10930 | 100
4098 | T1 | North Texas Cement Company | North Texas Cement - Midlothian | 900 Gifco Rd | Midlothian | TX | 76065 | Ellis | CN605048529 | RN104881826 | Purchased new street sweepers for control of particulate matter on plant roads and mill room floors. | A positive use determination of 100% for the new street sweepers. | 1999-05-05 | 84163 | 100
4099 | T1 | North Texas Cement Company | North Texas Cement - Midlothian | 900 Gifco Rd | Midlothian | TX | 76065 | Ellis | CN605048529 | RN104881826 | Replaced existing employee parking lot with 1.5" asphalt paving in order to control dust emissions. | A positive use determination of 100% for the asphalt paving. | 1999-05-05 | 38039 | 100
4100 | T1 | North Texas Cement Company | North Texas Cement - Midlothian | 900 Gifco Rd | Midlothian | TX | 76065 | Ellis | CN605048529 | RN104881826 | Installed new dust collection systems to control emissions related to the slag and loading operations. | A positive use determination of 100% for the new dust collection system. | 1999-05-05 | 70396 | 100
4101 | T1 | North Texas Cement Company | North Texas Cement - Houston | 9550 Clinton Dr | Houston | TX | 77029 | Harris | CN602540452 | RN102415353 | Installed new dust collectors. | A positive use determination of 100% for the new dust collectors. | 1999-05-05 | 139880 | 100
4102 | T1 | North Texas Cement Company | North Texas Cement - Houston | 9550 Clinton Dr | Houston | TX | 77029 | Harris | CN602540452 | RN102415353 | Installed scavenger fans and piping to eliminate emissions associated with loading product. | A positive use determination of 100% for the scavenger fans and piping. | 1999-05-05 | 40000 | 100
4103 | T1 | North Texas Cement Company | North Texas Cement - Houston | 9550 Clinton Dr | Houston | TX | 77029 | Harris | CN602540452 | RN102415353 | Purchased new diesel sweeper to control particulate matter in the loading and drive areas. | A positive use determination of 100% for the new diesel sweeper. | 1999-05-05 | 28149 | 100
4104 | T1 | Bimbo Bakeries USA | Bimbo Cereal Foods | FM 1062 & FM 809 | Dawn | TX | 79025 | Deaf Smith | Insufficient Information | Insufficient Information | The following property: Dust Control Piping Corn Receiving: ducts fabrication, installation and pad for baghouse receiving; Waste Water Building; 10 Acre Feet Storage Pond - excavation and liner; Pumps & Waste Water Sprinkler - Sprinkler system, pumps plant-pond sprinklers, piping plant sprinklers; Torit Baghouses Mill Building - Baghouse piers, steel structure, slabs, stairs & platforms; Paving Required by Air Permit; Sump Pump for Loadout Driveway. | A positive use determination of 100% for the following property: Dust Control Piping Corn Receiving; Waste Water Building; 10 Acre Feet Storage Pond; Pumps & Waste Water Sprinkler; Torit Baghouses Mill Building; Paving Required by Air Permit; and Sump Pump for Loadout Driveway. | 1999-05-05 | 805569 | 100
4105 | T1 | EFW Inc | EFW Inc | 4700 Marine Creek Pkwy | Fort Worth | TX | 76179 | Tarrant | CN600330278 | RN100621341 | The following four items: 1. Retrofitting Thermotrons with Suva 95 refrigerant and AZ 50 refrigerant. 2. Purchased Branson closed solvent cleaning system to replace Alpha 565 solvent cleaner. 3. Replaced HVAC system with new system using approved cfc. 4. Replaced Baron Blakslee cleaner with Westek Aqueous Cleaner. | A positive use determination of 100% for the project to retrofit the Thermotrons with new refrigerants; the new Branson solvent cleaner; the replacement HVAC system, and Westek Aqueous Cleaner. | 1999-05-05 | 666839 | 100
4106 | T3 | Toshiba International Corp | Toshiba Houston | 13131 W Little York Rd | Houston | TX | 77041 | Harris | CN600616122 | RN103055034 | Installed a fuel cell to provide a clean and efficient power source to replace utility generated electricity to operate the computer room, security systems, lighting, water, and waste water systems. | A negative determination. In order to qualify for a positive use determination an applicant must meet the requirements of Section 11.31 of the Texas Tax Code. Section 11.31(a) of the Texas Tax Code reads, in part, "A person is not entitled to an exemption from taxation under this section solely on the basis that the person manufactures or produces a product or provides a service that prevents, monitors, controls, or reduces air, water, or land pollution." The installation of the fuel cell does not reduce, control or prevent any emissions from occurring at this facility. Any emissions reduction occurs at the Utilities location. The installation of a fuel cell is the providing of a service which reduces pollution and is excluded from qualifying as pollution control property. Since the review of this application was limited a refund can be requested for part of the filing fee. If interested please send a request for a refund of $2,450. | 1999-05-10 | 1017630 | 100
4107 | T1 | Odfjell Terminals (Baytank) Inc | Odfjell Terminals Baytank | 12211 Port Rd | Seabrook | TX | 77586 | Harris | CN600129654 | RN100218411 | Constructed a new Bay (6): pollution control property associated with this project includes retaining facilities, liners, pressurization of tanks, instrumentation to reduce the possibility of spills and emissions, vapor balancing lines and hoses, safety equipment, and instruments on vapor lines, and indirect costs associated with these items. | A positive use determination of 100% for the retaining facilities, the SABB level gauges, the pressure safety valves, the vacuum safety valves, the level switch high, the pressure transmitters, the temperature gauges the N2 blanketing valves, the MMC nozzles, the seal pot instruments, the control panels for PIC seal pot valves/tank, the PAHH tank/tank, and the PAH breathing flare line, the US Coastal Guard System, the vapor return lines, and the expanded use of the hose structure for up to 28 new lines. | 1999-06-14 | 3618000 | 100
4108 | T1 | Odfjell Terminals (Baytank) Inc | Odfjell Terminals Baytank | 12211 Port Rd | Seabrook | TX | 77586 | Galveston | CN600129654 | RN100218411 | Constructed a new Bay (6): pollution control property associated with this project includes retaining facilities, liners, pressurization of tanks, instrumentation to reduce the possibility of spills and emissions, vapor balancing lines and hoses, safety equipment, and instruments on vapor lines, and indirect costs associated with these items. | A positive use determination of 100% for the retaining facilities, the SABB level gauges, the pressure safety valves, the vacuum safety valves, the level switch high , the pressure transmitters, the temperature gauges the N2 blanketing valves, the MMC nozzles, the seal pot instruments, the control panels for PIC seal pot valves/tank, the PAHH tank/tank, and the PAH breathing flare line, the US Coastal Guard System, the vapor return lines, and the expanded use of the hose structure for up to 28 new lines. | 1999-06-14 | 3618000 | 100
4109 | T1 | Owens Corning | Owens Corning | 1701 W Loop 335 S | Amarillo | TX | 79114 | Potter | CN603528050 | RN100222140 | Installed new cooling towers as a means of reducing the amount of once through water used in the process. | A positive use determination of 100% for the cooling towers which were installed. | 1999-05-07 | 525000 | 100
4110 | T1 | Owens Corning | Owens Corning | 5476 Route 294 | Palestine | TX | 75081 | Anderson | Insufficient Information | Insufficient Information | Installed a electrostatic precipitator for the furnace. | A positive use determination of 100% for the furnace electrostatic precipitator. | 1999-05-10 | 1304380 | 100
4111 | T1 | Owens Corning | Owens Corning | 5476 Route 294 | Palestine | TX | 75081 | Anderson | Insufficient Information | Insufficient Information | Installed 12 dust collectors. | A positive use determination of 100% for the twelve dust collectors. | 1999-05-10 | 155000 | 100
4112 | T1 | Owens Corning | Owens Corning | 5476 Route 294 | Palestine | TX | 75081 | Anderson | Insufficient Information | Insufficient Information | Installed a vacuum system for use in removing particulate fibers from the air/gas streams. | A positive use determination of 100% for the vacuum system. | 1999-05-10 | 20032 | 100
4113 | T1 | Owens Corning | Owens Corning | 5476 Route 294 | Palestine | TX | 75081 | Anderson | Insufficient Information | Insufficient Information | Project to extend the stacks in order to reduce emissions. | A positive use determination of 100% for the stack extension project. | 1999-05-10 | 411607 | 100
4114 | T1 | Owens Corning | Owens Corning | 5476 Route 294 | Palestine | TX | 75081 | Anderson | Insufficient Information | Insufficient Information | Installed a wet scrap press to dewater wet waste before disposal. | A positive use determination of 100% for the wet scrap press. | 1999-05-10 | 59774 | 100
4115 | T1 | Owens Corning | Owens Corning | 5476 Route 294 | Palestine | TX | 75081 | Anderson | Insufficient Information | Insufficient Information | Installed double screens on the ovens to reduce particulate matter in the ovens exhaust. | A positive use determination of 100% for the double screens for the ovens. | 1999-05-10 | 40000 | 100
4116 | T1 | Owens Corning | Owens Corning | 5476 Route 294 | Palestine | TX | 75081 | Anderson | Insufficient Information | Insufficient Information | Installed separators with venturi systems to clean particulate and volatile organic compounds from forming emissions. | A positive use determination of 100% for the separators with venturi systems. | 1999-05-10 | 350000 | 100
4117 | T1 | Blanks Color Imaging Inc | Blanks Color Imaging Inc | 2343 N Beckley | Dallas | TX | 75208 | Dallas | CN601682917 | RN100857713 | Wastewater Treatment Operation: Several components including pumps, tanks, monitoring systems, and Aquaflow II Water Treatment System used to pre-treat wastewater before discharge to public sewer system. | A positive use determination of 100% for the wastewater treatment operation. | 1999-05-10 | 35874 | 100
4118 | T1 | Ball Semiconductor Inc | Ball Semiconductor | 415 Century Parkway | Allen | TX | 75014 | Collin | CN600363212 | RN101101566 | Installed Edwards High Vacuum scrubbers to provide chemical treatment for the exhaust system. | A positive use determination of 100% for the scrubbers. | 1999-05-10 | 328898 | 100
4119 | T1 | Aristech Chemical Corporation | Aristech La Porte Plant | 8811 Strang Rd | La Porte | TX | 77571 | Harris | CN600132096 | RN102888328 | Installed a knock out drum as part of a new flare system. | A positive use determination of 100% for the flare knockout drum. | 1999-05-10 | 69372 | 100
4120 | T1 | Aristech Chemical Corporation | Aristech La Porte Plant | 8811 Strang Rd | La Porte | TX | 77571 | Harris | CN600132096 | RN102888328 | The following property was installed to recover residual unreacted hydrocarbon from the polymer stream: dryer for concentrated polymer stream, dryer cyclone, dryer blowers, air cleaning filter for fines discharge hopper, dryer scrubber, dryer scrubber reflux pumps, dryer scrubber reflux filter, and recycle cooler for the dryer scrubber. | A positive use determination of 50% for the dryer for concentrated polymer stream, the dryer cyclone and the dryer blowers. A positive use determination of 100% for the air cleaning filter for fines discharge hopper, the dryer scrubber, the dryer scrubber reflux pumps, the dryer scrubber reflux filter, and the recycle cooler for the dryer scrubber. | 1999-05-10 | 534951 | 100
4121 | T1 | Aristech Chemical Corporation | Aristech La Porte Plant | 8811 Strang Rd | La Porte | TX | 77571 | Harris | CN600132096 | RN102888328 | Installed a vapor recovery system for the Steamer. Property includes: steamer for concentrated polymer stream, steamer cyclone, steamer cyclone activator, steamer scrubber, water hydrocarbon drum, steamer scrubber condenser, steamer off-gas compressor unit, off-gas cooler, water collector, water/organic separator, condensate drain point, waste oil collection drum, and hydrocarbon separator. | A positive use determination of 50% for the vapor recovery system for the Steamer. | 1999-05-10 | 518949 | 100
4122 | T1 | Aristech Chemical Corporation | Aristech La Porte Plant | 8811 Strang Rd | La Porte | TX | 77571 | Harris | CN600132096 | RN102888328 | Installed the following property: dryer cyclone, vent filter for fines, discharge hopper, and fines discharge hopper. | A positive use determination of 100% for the dryer cyclone, the fines vent filter, the discharge hopper and the fines discharge hopper. | 1999-05-10 | 145182 | 100
4123 | T1 | Aristech Chemical Corporation | Aristech La Porte Plant | 8811 Strang Rd | La Porte | TX | 77571 | Harris | CN600132096 | RN102888328 | Installed a vapor recovery system recover propylene, propane and ethylene. Property includes: ethylene stripper feed cooler, stripper & butene recovery tower, stripper condenser, stripper reboiler, propylene feed tanks, feed pumps, guard filters, reactor feed cooler, catalyst in-line mixer, vaporizer, ethylene guard filter, and reactors surge drum. | A positive use determination of 50% for the vapor recovery system used to recover propylene, propane and ethylene. | 1999-05-10 | 524995 | 100
4124 | T1 | Chevron Phillips Chemical Co LP | Chevron Phillips Orange | 5309 FM 1006 | Orange | TX | 77630 | Orange | CN600303614 | RN100215615 | Installed a Volatile Organic Compound Abatement System consisting of a catalytic oxidizer and a Process Vent Collection System consisting of seven headers and associated piping. | A positive use determination of 100% for the Process Vent Collection system and the Volatile Organic Compound Abatement System. | 1999-06-14 | 1310200 | 100
4125 | T1 | Chevron Phillips Chemical Co LP | Chevron Phillips Orange | 5309 FM 1006 | Orange | TX | 77630 | Orange | CN600303614 | RN100215615 | Hydrocarbon pump double seal system(s) and Cycle gas compressor seal upgrade to double mechanical seals. Pumps upgraded were C-2400, C-2401, P-2485, P-2409A, P-2409B, P-2250A, P-2250B, P-22260A, P-22260B, P-2237A, P-2237B, P-2488A, P-2488B, and P-2496. | A positive use determination of 100% for the Hydrocarbon Pump Double Seal Systems and the cycle gas compressor seal upgrade. | 1999-06-14 | 143700 | 100
4126 | T1 | Chevron Phillips Chemical Co LP | Chevron Phillips Orange | 5309 FM 1006 | Orange | TX | 77630 | Orange | CN600303614 | RN100215615 | Installed containment dikes and waste chrome catalyst collection system. The property consists of secondary containment structures associated with the following process equipment: 1. D cooling tower treatment chemicals storage, 2. Alkyl storage, 3. the main process transformer station, 4. the railroad extension area, and 5. the D catalyst activation area. | A positive use determination of 100% for the containment dikes and the waste chrome catalyst collection system. | 1999-06-14 | 1143800 | 100
4127 | T1 | Chevron Phillips Chemical Co LP | Chevron Phillips Orange | 5309 FM 1006 | Orange | TX | 77630 | Orange | CN600303614 | RN100215615 | Installed sintered metal filters on several processes associated with the catalyst handling system. | A positive use determination of 100% for the sintered metal filters. | 1999-06-14 | 451200 | 100
4128 | T1 | Chevron Phillips Chemical Co LP | Chevron Phillips Orange | 5309 FM 1006 | Orange | TX | 77630 | Orange | CN600303614 | RN100215615 | Installed PF flare btu analyzer and G.P. flare btu analyzer. | A positive use determination of 100% for the PF flare BTU analyzer and the G.P. flare BTU analyzer. | 1999-06-14 | 318600 | 100
4129 | T1 | Caliber Body Works Of Texas Inc | Slim's Paint & Body | 7125 N Ih - 35 | Schertz | TX | 78154 | Guadalupe | CN600617708 | RN100552363 | Installed Kayco Paint Booths, a Solvent Recovery System, a CFC Reclaim/Recycle system and Paint Gun Cleaner Equipment. | A positive use determination of 100% for the Kayco Paint Booths and the Solvent Recovery System. A positive use determination of 60% for the CFC Reclaim/Recycle Equipment. A positive use determination of 90% for the Paint Gun Cleaner Equipment. | 1999-05-25 | 166752 | 100
4130 | T3 | Unimin Texas Company LP | Unimin Voca Plant | 12.2 M SE of Brady | Voca | TX | 76887 | McCulloch | CN600816664 | RN101982528 | Installed the following pollution control property: baghouses - (1) air compressor screens, (2) & (3) dust collector screens, (4) dust collector bagging, (5) dust collector loadout, (6) dust collector waste, (7) electrical services, starters, wiring, PLC, etc.; Scrubbers (8) wet scrubber dryer, (9) electrical services, starters, wiring, PLC, etc; (10) Cyclone - DS33-1616; Hoods and Collection Devices for final control devices - (11) loading spout, (12) loading spout waste, (13) chutework, (14) spout loading, & (15) electrical service, starters, wiring, PLC, Etc; Monitoring equipment for final control devices - (16) electrical service, starters, wiring, PLC, Etc; Sweeper truck - (17) Bobcat skid loader; Environmental Paving - (18) asphalt plant roads; Groundwater Monitoring well system - (20) pump for well 56-07-324; & (21) electrical service, starters, wiring, PLC, Etc; Fugitive Emission containment structures - (23) belt conveyor, (24) conveyor loadout #1, (25) bagging, (26) waste (27) loadout #2, (28) & (29) - sump pumps for dribble pans; (30) electrical service, starters, wiring, PLC, Etc; Settling Basins - (31) site prep, (32) sediment basin #1, (33) sediment pond #2, (34) electrical service, starters, wiring, PLC, Etc; Clarifier - (35) & (38) thickener sump, (36) & (37) thickener u/f, (38) thickener sump, (40) thickener pump, (41) electrical service, starters, wiring, PLC, Etc; Water Conservation Systems - (43) land purchase, (44) recirculating pump, (45) recirculating sump, (46) barge, (47) barge mounted, (48) Eater tank, (49) electrical ,service, starters, wiring, PLC, Etc; Wastewater Treatment - (50) -diversion; Wastewater Treatment Building (53) building and tunnel at end of building. | A positive use determination of 100% for the items: 1, 2, 3, 4, 5, 6, 8, 10, 11, 12, 13, 14, 18, 20, 28, 29, 32, 33, 35, 36, 37, 38, 39, 40, 41, 44. 45, 46, 47, 48, 50, & 53. Partial use determinations are granted as following property - 7 = 5.55%, 9 = 4.76%, 15 = .22%, 16 = .23, 17 = 25%, 21 = .16%, 23 = 6%, 24, 25, 26, 27 & 31 = 11%, 30 = .50%, 34 = 1.90%, 42 = 1.43%, 43 = 12%, 49 = 4.6%, and 52 = .12%. | 1999-06-30 | 1269237 | 100
4131 | T1 | International Isotopes Inc | International Isotopes Inc | 3100 Jim Christal Rd | Denton | TX | 76207 | Denton | CN600344675 | RN100633981 | The following property: LINAC Facility: LINAC Tunnel & R/Careas and Process Hot Cells. Cyclotron Facility: HVAC & Filters System, Vault system - electrical, block, block construction & general construction, process hot cell fume hoods. Radiopharmacy: isotope processing areas, hot waste storage area, hot waste process drain, emergency showers, radiation scanner, seed glovebox system, filling glovebox system. | A positive use determination for the LINAC facility of 50% for the tunnel and R/C areas, and the process hot cells. A positive use determination for the Cyclotron facility of 60% for the HVAC and filter system, 50% for the vault system and process hot cells, and 100% for the fume hoods. A positive use determination for the Radiopharmacy of 87% for the hot waste storage area, 100% for the hot waste process drain, the emergency showers, the radiation scanners, the radiation monitors and the thallium filling glovebox system, and 50% for the seed glove box. | 1999-10-22 | 4675910 | 100
4132 | T1 | Texoma Ag-Products Inc | Texoma Ag-Products | 2202 S Red River Expy | Burkburnett | TX | 76354 | Wichita | CN600713879 | RN101290625 | A concrete retaining wall was constructed around 15 liquid feed ingredient storage tanks. A rubber liner was installed on the bottom and sides of the containment area. | A positive use determination of 34% for the project to construct the concrete retaining wall around 15 liquid feed ingredient storage tanks and the rubber liner installed on the bottom and sides of the containment area. | 1999-07-20 | 27775 | 100
4133 | T1 | Temple-Inland Forest Products Corp | Temple-Inland Diboll Lumber Operation | 100 Mill St | Diboll | TX | 75941 | Angelina | CN602787053 | RN100218270 | The following property: 2 new cyclones installed to control wood dust emissions. New MAC brand bagfilter and associated pneumatic ducting. Installed fire detection and suppression system on inlet and outlet ducts. Installed 2 deep trough drag chain conveyor systems. | A positive use determination of 100% for the 2 new cyclones installed to control wood dust emissions, the new MAC brand bagfilter and associated pneumatic ducting, the fire detection and suppression system on inlet and outlet ducts, and the 2 deep trough drag chain conveyor systems. | 1999-07-20 | 805637 | 100
4134 | T1 | Ward-Davis Inc | Ward-Davis Inc | 1100 Garber | Texarkana | TX | 75501 | Bowie | CN601019862 | RN101871580 | Purchased and installed a new dust removal system. The system consists of a bin and its base, blowpipe, and tarpaulin. | A positive use determination of 100% for the dust removal system. | 1999-07-02 | 102000 | 100
4135 | T2 | American Rockwool Inc | American Rockwool Inc | #1 Jackrabbit Rd | Nolanville | TX | 76559 | Bell | CN600127997 | RN100215243 | Installed an electric arc furnace to replace one of two existing coke fueled fired cupolas. The electric arc furnace does not increase production capacity. Emissions of carbon monoxide, sulfur dioxide, and total reduced sulfur compounds. | A positive use determination of 100% for the electric arc furnace which was installed under agreed compliance order 96-0445-AIR-E. | 1999-09-28 | 3000000 | 100
4136 | T3 | Donohue Industries Inc | Donohue Lufkin Mill | Highway 103 East | Lufkin | TX | 75901 | Angelina | None Listed | None Listed | Two projects. 1 Kraft Mill/Bleach Plant Rebuild Project: Replace knotting, screening and deckering system. Install brown stock washer hoods to recycle condensates. Install a min-oxygen delignification system . Converting existing bleaching sequence from CEH to ODED. Install a chlorine dioxide generator and convert existing chemical preparation area to handle the different chemicals associated with chlorine dioxide bleaching. Construct a high volume low concentration non-condensible gas collection system. Add the accumulator overflow tank and dirty hot water tank emissions to the LVHC. Install a new condensate tank for the LVHC system. Install a new incinerator. Upgrade the scrubber systems on the smelt dissolving tank and lime kiln. 2. Paper Machine Upgrade Project: Install a new paper machine to replace three existing machines. | A positive use determination of 100% for the Kraft Mill/Bleach Plant Upgrade Project. A positive use determination of 43.7% for the Paper Machine Upgrade Project. | 1999-07-28 | 124980000 | 100
4137 | T1 | Oxy Petrochemicals Inc | Oxy - Texarkana | @ International Paper | Domino | TX | 75563 | Cass | Insufficient Information | Insufficient Information | Project to change rail size and install a concrete railroad track spill containment system at the sodium chlorate crystal unloading area. | A positive use determination of 100% for the project to provide spill containment/control at the sodium chlorate crystal unloading area. | 1999-07-22 | 187478 | 100
4138 | T1 | Rainbow Car Wash | Rainbow Car Wash | 318 Sawdust Rd | Spring | TX | 77380 | Montgomery | CN601030786 | RN101889020 | Installed cathodic protection for the four underground storage tanks. Installed a Stage II Vapor Recovery System. | A positive use determination of 100% for the cathodic protection installed for the four underground storage tanks. A positive use determination of 50% for the Stage II Vapor Recovery System which was installed. | 1999-07-28 | 11253 | 100
4139 | T1 | Union Tank Car Company | Union Tank Car Company | 16923 Old Beaumont Hwy 90 | Houston | TX | 77049 | Harris | CN600126395 | RN102964699 | Installed a wastewater pretreatment system and a waste gas collection system/flare stack to be used as part of the cleaning process for empty railroad tank cars which contained RCRA materials. | A positive use determination of 100% for the wastewater pretreatment system and the waste gas collector system/flare stack. | 1999-08-25 | 2500000 | 100
4140 | T1 | Holnam Inc | Holnam - Galveston | Port of Galveston Pier 28 | Galveston | TX | 77553 | Galveston | CN600270540 | RN102209129 | Installed the following dust collectors: Surge Hopper Dust Collector, Surge Hopper #2 Dust Collector, Transfer Belt Dust Collector, Bucket Elevator Dust Collector, Storage Hopper #1 Dust Collector, and Storage Hopper #2 Dust Collector. | A positive use determination of 100% for the six dust collectors. | 1999-08-25 | 58510 | 100
4141 | T1 | Holnam Inc | Holnam - Houston/Galena Park | 9600 Clinton Dr | Galena Park | TX | 77547 | Harris | CN600270540 | RN100559731 | Installed two model 121-105-15 dust collectors, two Air Tech 200 B fans, two model 365-10-15 baghouses and two Air Tech 22 fans. | A positive use determination of 100% for the four dust collectors and the four fans. | 1999-08-25 | 70556 | 100
4142 | T1 | Holnam Inc | Holnam - Channelview | 16430 Peninsula Blvd | Houston | TX | 77015 | Harris | CN600270540 | Insufficient Information | Installed a baghouse, model 10(M)-TBFW. | A positive use determination of 100% for the baghouse. | 1999-08-25 | 57580 | 100
4143 | T1 | Agrilink Foods | Agrilink Foods | FM 2369 W | Uvalde | TX | 78802 | Uvalde | CN600654131 | RN101210896 | Installed a waste water system consisting of a grit removal system, an approximately 8-x acre. 110 acre-feet capacity. | A positive use determination of 100% for the waste water treatment lagoons. | 1999-09-01 | 987299 | 100
4144 | T1 | Oxy Vinyls LP | Oxy Vinyls - Deer Park | 5600 Laporte Hwy | Deer Park | TX | 77536 | Harris | CN600129126 | RN100706803 | Upgraded the Emergency Vent System to remove HCl from emergency vent streams. Replaced scrubber with new scrubber. Installed three new acid resistant water circulation pumps and acid resistant water piping. | A positive use determination of 42.33% for the Emergency Vent System(EVS). This determination is for that portion of the EVS which was not taxable on or before 1/01/1994. | 1999-09-17 | 856000 | 100
4145 | T1 | Oxy Vinyls LP | Oxy Vinyls - Deer Park | 5600 Laporte Hwy | Deer Park | TX | 77536 | Harris | CN600129126 | RN100706803 | Approximately 175' of new 10" concrete curbing with splash shield protection is provided at 2 locations including 65' of new 10" high x 36" wide concrete dike for incinerator tank farm pumps P-6021, 26, 27, 28, and 29 and 115' of new dike for 7 additional EDC tank farm pumps. Also tank false bottom leak detection devices will be installed at EDC tanks 6003A and B and at incinerator feed tank 9567. At the HCIN incinerator approx. 250' of 10" concrete curbing will be installed. A 4" slab will be poured. A sump and sump pump will be installed. 2 above ground drip troughs at the incinerator fireboxes will be filled. A trench will transport any waste runoff from the firebox nozzles to the new sump. | A positive use determination of 100% for the concrete work, piping, pumps, instruments and power which were installed to control spills of liquid hazardous waste. | 1999-09-17 | 195000 | 100
4146 | T1 | E I Du Pont De Nemours & Co Inc | DuPont Corpus Christi | 3 M SE of Gregory | Ingleside | TX | 78362 | San Patricio | CN600128284 | RN101623254 | The site installed a water deluge system to capture and absorb all of the hydrogen chloride gas that would result from the instantaneous relief of two relief valves. | A positive use determination of 100% for the water deluge system. | 1999-09-17 | 517000 | 100
4147 | T1 | Oxy Vinyls LP | Oxy Vinyls - Deer Park | 5600 Laporte Hwy | Deer Park | TX | 77536 | Harris | CN600129126 | RN100706803 | Modifications were made to the concrete containment pad at the incinerator area. | A positive use determination of 100% for the modification to the incinerator concrete pad. | 1999-09-17 | 160000 | 100
4148 | T1 | American Gas Gathering | American Gathering Schafer Comp | 5 Mi W of Pampa | Pampa | TX | 79065 | Carson | Not Regulated by TCEQ | Insufficient Information | Installed a 86TL Superior 1100 HP compressor. | A positive use determination of 20% for the 86 TL Superior 1100 HP compressor. | 1999-09-17 | 485000 | 100
4149 | T1 | Westar Transmission | Westar Transmission Pan-Wheeler | 2.5 M S of Wheeler | Wheeler | TX | 79096 | Wheeler | CN601491749 | Insufficient Information | Installed a CAT 3516 TAL 1085 HP compressor and a WAUK L36GL 600 HP compressor. | A positive use determination of 20% for the CAT 3516 TAL 1085 HP and the WAUK L36GL 600 HP compressors. | 1999-09-17 | 1000000 | 100
4150 | T1 | American Gas Gathering | American Gas Storage Felmac | 1 Mi S & 2.5 Mi W of Loop | Loop | TX | 79342 | Gaines | Not Regulated by TCEQ | Insufficient Information | Installed a 12V-AII7GL 3130 HP compressor. | A positive use determination of 20% for the 12V-AII7GL 3130 HP compressor. | 1999-09-17 | 2417530 | 100
4151 | T1 | Westar Transmission | Westar Transmission Fritch | Ngpl #1 Park Rd | Fritch | TX | 79036 | Hutchinson | CN601491749 | RN100225572 | Installed a 1200 HP Superior 2406 compressor. | A positive use determination of 20% for the 1200 HP Superior 2406 compressor. | 1999-09-17 | 600000 | 100
4152 | T1 | Westar Transmission | Westar Transmission Lora | 13 M SW of Canadian | Canadian | TX | 79014 | Hemphill | CN601491749 | RN102526977 | Installed two 925 HP CAT 3512 TALE compressors. | A positive use determination of 20% for the two 925 HP CAT 3512 TALE compressors. | 1999-09-17 | 1753200 | 100
4153 | T1 | KN Gas Gathering | KN Gas Gathering Goad Hemphill | Corner of FM 3303/FM 277 | Briscoe | TX | 79011 | Hemphill | CN601060478 | Insufficient Information | Installed two 1227 HP CAT 3516 TALE compressors. | A positive use determination of 20% for the two 1227 HP CAT 3516 TALE compressors. | 1999-09-17 | 1086240 | 100
4154 | T1 | American Gas Gathering | American Gathering Circle Dot | FM 1268 | Wheeler | TX | 79096 | Wheeler | Not Regulated by TCEQ | Insufficient Information | Installed a WAUK P48GL compressor. | A positive use determination of 20% for the WAUK P48gL compressor. | 1999-09-17 | 500000 | 100
4155 | T1 | American Gas Gathering | American Gathering Ramp Ranch | 13 M E of Hwy 83 & 33 | Canadian | TX | 79014 | Hemphill | Not Regulated by TCEQ | Insufficient Information | Installed a L7042GL WAUK 1232 HP compressor. | A positive use determination of 20% for the L7042GL WAUK 1232 HP compressor. | 1999-09-17 | 616000 | 100
4156 | T1 | Metalplate Galvanizing LP | Metalplate Galvanizing LP | 10635 Needham St | Houston | TX | 77013 | Harris | CN600281984 | RN105149470 | Installed the following equipment: Baghouse Equipment - many filter bags. Cooling towers to recycle cooling water. Sweeper for sweeping specific areas. | A positive use determination of 100% for the baghouse equipment, the cooling towers, and the sweeper. | 1999-10-11 | 124000 | 100
4157 | T1 | Air Pegasus Inc | Pegasus Hanger | Gregg County Airport | Longview | TX | 75603 | Gregg | CN600979710 | RN103796165 | Upgraded fuel storage system - cathodic protection to prevent UST deterioration, in-tank monitoring equipment for leak and water detection, and overfill/overspill protection to prevent spillage and contamination. | A positive use determination of 100% for the cathodic protection, the in-tank leak monitoring equipment, and the overfill/overspill spill protection equipment. | 1999-10-11 | 18028 | 100
4158 | T2 | Great Lakes Carbon Corporation | Great Lakes Carbon Port Arthur | Coke Dock Rd | Port Arthur | TX | 77640 | Jefferson | CN602597635 | RN100209287 | Two projects. 1. Upgraded fabric wind screen for high wind gusts. 2. Rotoclone for the #4 cooler exhaust system was removed and a new cyclone system with fan, ductwork, and reclaim conveyors was installed. | A positive use determination of 100% for the upgrade to the fabric wind screens and the replacement of the rotoclone for the #4 cooler exhaust system with the new cyclone system with fan, ductwork, and reclaim conveyors. | 1999-12-17 | 490611 | 100
4159 | T1 | The Dow Chemical Company | The Dow Chemical Company | 2301 Brazosport Blvd | Freeport | TX | 77541 | Brazoria | CN600356976 | RN102692258 | A caustic scrubber, including scrubber, pumps, piping, and instrumentation was installed to scrub chlorine vents from a brine absorber. | A positive use determination of 100% for the caustic scrubber, including scrubber, pumps, piping, and instrumentation. | 2000-01-18 | 1800000 | 100
4160 | T1 | The Dow Chemical Company | The Dow Chemical Company | 2301 Brazosport Blvd | Freeport | TX | 77541 | Brazoria | CN600356976 | RN102692258 | Added burner nozzles to B-6800 Thermal Oxidizers. | A positive use determination of 100% for the burner nozzles added to the B-6800 Thermal Oxidizers. | 2000-01-18 | 18000 | 100
4161 | T1 | The Dow Chemical Company | The Dow Chemical Company | 2301 Brazosport Blvd | Freeport | TX | 77541 | Brazoria | CN600356976 | RN102692258 | Installed 50' of 2" teflon lined carbon steel pipe, 30' of 3" teflon lined carbon steel pipe, 10' x 35' truck scale, hoses, misc. instrumentation and block valves used to route vapors generated during loading of rag waste in tank trucks to a final control device. | A positive use determination of 100% for the piping, scales, hoses, misc. instrumentation and block valves. | 2000-01-18 | 77296 | 100
4162 | T1 | The Dow Chemical Company | The Dow Chemical Company | 2301 Brazosport Blvd | Freeport | TX | 77541 | Brazoria | CN600356976 | RN102692258 | Replace the existing conventional (air) aeration system in one of the bio-reactors with an oxygen aeration system. Project items include the following. Replace air aeration headers with new oxygen aeration headers. Install four Flygt submersible mixers. Misc instrumentation: LEL transmitter, Temperature Transmitters, Pressure Transmitters. Misc. vessel modifications such as nozzle and valving additions. Misc. piping such as new pipe, control valves, and block valves. Process control programming modifications. | A positive use determination of 100% for the aeration equipment. | 2000-01-08 | 1300000 | 100
4163 | T1 | The Dow Chemical Company | The Dow Chemical Company | 2301 Brazosport Blvd | Freeport | TX | 77541 | Brazoria | CN600356976 | RN102692258 | Project to install particulate removal equipment at the Texas Kiln to keep below particulate levels. Second phase - install pollution removal equipment at the wastewater treatment THROX to remove HCL and/or chlorine. | A positive use determination of 100% for the scrubber installed in the B-3300 Texas Kiln and the scrubber on the thermal oxidizer inlet located in the B-3500 Wastewater Treatment Plant. | 2000-01-18 | 49000000 | 100
4164 | T1 | The Dow Chemical Company | The Dow Chemical Company | 2301 Brazosport Blvd | Freeport | TX | 77541 | Brazoria | CN600356976 | RN102692258 | The project consisted of installation of CEMs in the B-1900 and B-6800 Epi Production facilities. | A positive use determination of 100% for the CEMs installed in the B-1900 and B-6800 Epi Production facilities. | 2000-01-18 | 314000 | 100
4165 | T1 | The Dow Chemical Company | The Dow Chemical Company | 2301 Brazosport Blvd | Freeport | TX | 77541 | Brazoria | CN600356976 | RN102692258 | Project to install new transformers for the B-800 Thermal Oxidizer. | A positive use determination of 100% for the new transformers installed for the B-800 Thermal Oxidizer. | 2000-01-18 | 354000 | 100
4166 | T1 | The Dow Chemical Company | The Dow Chemical Company | 2301 Brazosport Blvd | Freeport | TX | 77541 | Brazoria | CN600356976 | RN102692258 | ATAD DIGESTER: project to convert an existing conventional digester into an autothermal thermophilic aerobic digestion unit. | A positive use determination of 100% for the project to convert the existing conventional digester into an ATAD unit. | 2000-01-10 | 1400000 | 100
4167 | T1 | The Dow Chemical Company | The Dow Chemical Company | 2301 Brazosport Blvd | Freeport | TX | 77541 | Brazoria | CN600356976 | RN102692258 | Project to install baffles in the Chlorohydrin clarifiers. | A positive use determination of 100% for the baffles installed in the Chlorohydrin clarifiers. | 2000-01-10 | 273000 | 100
4168 | T1 | The Dow Chemical Company | The Dow Chemical Company | 2301 Brazosport Blvd | Freeport | TX | 77541 | Brazoria | CN600356976 | RN102692258 | Project to install an on-line chloroform analyzer system to monitor chloroform going to the wastewater treatment plant. | A positive use determination of 100% for the chloroform analyzer system. | 2000-01-10 | 18000 | 100
4169 | T1 | The Dow Chemical Company | The Dow Chemical Company | 2301 Brazosport Blvd | Freeport | TX | 77541 | Brazoria | CN600356976 | RN102692258 | Project to install a collection system of piping and instrumentation to route contaminants to Thermal Treatment Unit. | A positive use determination of 100% for the piping and instrumentation installed as a collection system. | 2000-01-10 | 102000 | 100
4170 | T1 | The Dow Chemical Company | The Dow Chemical Company | 2301 Brazosport Blvd | Freeport | TX | 77541 | Brazoria | CN600356976 | RN102692258 | Project to install scrubber (SC-220), tower packing, piping, and instrumentation to eliminate Hydrochloric Acid gas emissions. | A positive use determination of 100% for the scrubber (SC-220), tower packing, piping, and instrumentation to eliminate Hydrochloric Acid gas emissions. | 2000-01-18 | 54500 | 100
4171 | T1 | The Dow Chemical Company | The Dow Chemical Company | 2301 Brazosport Blvd | Freeport | TX | 77541 | Brazoria | CN600356976 | RN102692258 | Installed visual monitoring equipment to the F2A and F2B Thermal Oxidizers. | A positive use determination of 100% for the visual monitoring equipment installed to monitor the F2A and F2B Thermal Oxidizers. | 2000-01-18 | 47000 | 100
4172 | T1 | The Dow Chemical Company | The Dow Chemical Company | 2301 Brazosport Blvd | Freeport | TX | 77541 | Brazoria | CN600356976 | RN102692258 | Installed a collection system consisting of piping and instrumentation to the plant's environmental control device. The header system routes contaminates from the DPO process to the plant's Flare. | A positive use determination of 100% for the header system and instrumentation. | 2000-01-18 | 201000 | 100
4173 | T1 | The Dow Chemical Company | The Dow Chemical Company | 2301 Brazosport Blvd | Freeport | TX | 77541 | Brazoria | CN600356976 | RN102692258 | Installation of 300' of 2" steam traced and insulated carbon steel pipe, 2 steam jacketed load arms, 2 jacketed hoses, misc. instrumentation and block valves used to recover vapors generated during the loading of rail cars back to the product storage tank. | A positive use determination of 50% for the project to install 300' of 2" steam traced and insulated carbon steel pipe, 2 steam jacketed load arms, 2 jacketed hoses, misc. instrumentation and block valves. | 2000-01-18 | 85000 | 100
4174 | T1 | The Dow Chemical Company | The Dow Chemical Company | 2301 Brazosport Blvd | Freeport | TX | 77541 | Brazoria | CN600356976 | RN102692258 | Installation of scrubber and associated equipment, piping and instrumentation to remove chlorine from waste stream to the Throx. | A positive use determination of 100% for the scrubber and associated equipment, piping and instrumentation installed to remove chlorine from waste stream to the Throx. | 2000-01-18 | 496000 | 100
4175 | T1 | The Dow Chemical Company | The Dow Chemical Company | 2301 Brazosport Blvd | Freeport | TX | 77541 | Brazoria | CN600356976 | RN102692258 | Project to upgrade the hydroclone for the V-1255A system by adding piping and instrumentation. | A positive use determination of 100% for the project to upgrade the hydroclone for the V-1255A system by adding piping and instrumentation. | 2000-01-18 | 30000 | 100
4176 | T1 | The Dow Chemical Company | The Dow Chemical Company | 2301 Brazosport Blvd | Freeport | TX | 77541 | Brazoria | CN600356976 | RN102692258 | Installed a piping system to recover laboratory chemical samples and return to the process. | A positive use determination of 100% for the piping system installed to recycle chemical samples back to the process. | 2000-01-18 | 10000 | 100
4177 | T1 | The Dow Chemical Company | The Dow Chemical Company | 2301 Brazosport Blvd | Freeport | TX | 77541 | Brazoria | CN600356976 | RN102692258 | Project to replace an existing flare with a new flare. | A positive use determination of 100% for the project to replace an existing flare with a new flare. | 2000-01-20 | 233000 | 100
4178 | T1 | The Dow Chemical Company | The Dow Chemical Company | 2301 Brazosport Blvd | Freeport | TX | 77541 | Brazoria | CN600356976 | RN102692258 | Installed a steam stripper (B-33) to remove contaminants. | A positive use determination of 100% for the B-33 steam stripper project. | 2000-01-18 | 1900000 | 100
4179 | T1 | The Dow Chemical Company | The Dow Chemical Company | 2301 Brazosport Blvd | Freeport | TX | 77541 | Brazoria | CN600356976 | RN102692258 | Purchase and installation of wastewater sand filter system. | A positive use determination of 100% for the traveling bed sand filter. | 2000-01-18 | 1950000 | 100
4180 | T1 | The Dow Chemical Company | The Dow Chemical Company | 2301 Brazosport Blvd | Freeport | TX | 77541 | Brazoria | CN600356976 | RN102692258 | Added burner control equipment to the plant's Catalytic Oxidizer. | A positive use determination of 100% for the burner control equipment added to the plant's Catalytic Oxidizer. | 2000-01-20 | 7000 | 100
4181 | T1 | The Dow Chemical Company | The Dow Chemical Company | 2301 Brazosport Blvd | Freeport | TX | 77541 | Brazoria | CN600356976 | RN102692258 | Project to reroute process wastewater and reduce TOC in wastewater effluent sent to the Wastewater Treatment Plant. Equipment included 200' of 4" diameter stainless steel piping, tie points to control station, washwater header, pipe downstream of Epox Mixer, and new impellors for washwater pumps. | A positive use determination of 100% for the wash water relocation project. | 2000-01-18 | 125000 | 100
4182 | T1 | The Dow Chemical Company | The Dow Chemical Company | 2301 Brazosport Blvd | Freeport | TX | 77541 | Brazoria | CN600356976 | RN102692258 | Installed Wastewater On-line analyzers in the B-1900 and B-6800 Epichlorohydrin Production facilities. | A positive use determination of 100% for the Wastewater On-Line Analyzers in the B-1900 and B-6800 Epi Production Facility. | 2000-01-18 | 215000 | 100
4183 | T1 | The Dow Chemical Company | The Dow Chemical Company | 2301 Brazosport Blvd | Freeport | TX | 77541 | Brazoria | CN600356976 | RN102692258 | This project consisted of adding piping and filters to the plant's Bisphenol loading dust collection (baghouse) system. | A positive use determination of 100% for the project to add piping and filters to the plant's Bisphenol loading dust collection (baghouse) system. | 2000-01-20 | 16000 | 100
4184 | T1 | The Dow Chemical Company | The Dow Chemical Company | 2301 Brazosport Blvd | Freeport | TX | 77541 | Brazoria | CN600356976 | RN102692258 | Project to improve the pH control system for the NBT system. Added 3rd stage of pH control. Added piping, instrumentation, pumps and tanks to control incoming flowrates. | A positive use determination of 100% for the project to improve the pH control system for the NBT system in the A-1600 black system. | 2000-01-18 | 1200000 | 100
4185 | T1 | The Dow Chemical Company | The Dow Chemical Company | 2301 Brazosport Blvd | Freeport | TX | 77541 | Brazoria | CN600356976 | RN102692258 | Project to install an improved quench system for the Texas Kiln. | A positive use determination of 100% for the project to install an improved quench system for the Texas Kiln. | 2000-01-20 | 1700000 | 100
4186 | T1 | The Dow Chemical Company | The Dow Chemical Company | 2301 Brazosport Blvd | Freeport | TX | 77541 | Brazoria | CN600356976 | RN102692258 | Project consisted of installing high atomization liquid burner tips in FTB-401/402. | A positive use determination of 100% for the project to install high atomization liquid burner tips in FTB-401/402. | 2000-01-20 | 100000 | 100
4187 | T1 | The Dow Chemical Company | The Dow Chemical Company | 2301 Brazosport Blvd | Freeport | TX | 77541 | Brazoria | CN600356976 | RN102692258 | Rail Car Spill Containment: install HDPE Enviropans under each of the 6 railcar loading spots in the A-3200 block. Also included is a new pump, level instruments, and associated PVDF lined piping (1,000'). | A positive use determination of 100% for the Rail Car Spill Containment installed in the A-3200 Block of Texas Operations. | 2000-01-18 | 300000 | 100
4188 | T1 | The Dow Chemical Company | The Dow Chemical Company | 2301 Brazosport Blvd | Freeport | TX | 77541 | Brazoria | CN600356976 | RN102692258 | Installed two Inductively Coupled Plasma spectrophotometers to the analytical facility. | A positive use determination of 100% for the two Inductively Coupled Plasma spectrophotomers. | 2000-01-18 | 200000 | 100
4189 | T1 | The Dow Chemical Company | The Dow Chemical Company | 2301 Brazosport Blvd | Freeport | TX | 77541 | Brazoria | CN600356976 | RN102692258 | Installed a non-continuous lab analyzer too measure the solid contents of the liquid waste feeds to the rotary kiln incinerator. | A positive use determination of 100% for the non-continuous lab analyzer. | 2000-01-20 | 20000 | 100
4190 | T1 | The Dow Chemical Company | The Dow Chemical Company | 2301 Brazosport Blvd | Freeport | TX | 77541 | Brazoria | CN600356976 | RN102692258 | Purchase of waste storage containers. | A positive use determination of 100% for the waste storage containers. | 2000-01-18 | 50000 | 100
4191 | T1 | The Dow Chemical Company | The Dow Chemical Company | 2301 Brazosport Blvd | Freeport | TX | 77541 | Brazoria | CN600356976 | RN102692258 | Installed a Sludge Depth Transmitter for profiling sludge distribution in CLT-830 and an on-line Turbidity meter with MOD alarms for Total Suspended Solids monitoring in the D-832 Check Tank effluent. | A positive use determination of 100% for the Sludge Depth Transmitter and the Turbidity Meter. | 2000-01-18 | 50000 | 100
4192 | T1 | The Dow Chemical Company | The Dow Chemical Company | 2301 Brazosport Blvd | Freeport | TX | 77541 | Brazoria | CN600356976 | RN102692258 | Installed four TOC analyzers to continuously monitor the influent and effluent streams of the WWTP. | A positive use determination of 100% for the four TOC analyzers. | 2000-01-18 | 180000 | 100
4193 | T1 | The Dow Chemical Company | The Dow Chemical Company | 2301 Brazosport Blvd | Freeport | TX | 77541 | Brazoria | CN600356976 | RN102692258 | Wastewater Outfall Upgrade project: development and implementation of a standardized monitoring station that utilizes state of the art on-line analytical instruments, and data collection, transmission and storage equipment for all wastewater outfalls. | A positive use determination of 100% for the wastewater outfall upgrade project. | 2000-01-18 | 1975000 | 100
4194 | T1 | The Dow Chemical Company | The Dow Chemical Company | 2301 Brazosport Blvd | Freeport | TX | 77541 | Brazoria | CN600356976 | RN102692258 | Construction of a non-hazardous waste landfill in the B-4900 block for bio-solids. Includes evacuation, leak detection, leachate collection, and liner. | A positive use determination of 100% for the nonhazardous waste landfill. | 2000-01-18 | 3000000 | 100
4195 | T1 | The Dow Chemical Company | The Dow Chemical Company | 2301 Brazosport Blvd | Freeport | TX | 77541 | Brazoria | CN600356976 | RN102692258 | Installation of FT-5A system to scrub benzene from vent stream that goes to an existing flare. | A positive use determination of 100% for the FT-5A scrubber system. | 2000-01-18 | 26500 | 100
4196 | T1 | The Dow Chemical Company | The Dow Chemical Company | 2301 Brazosport Blvd | Freeport | TX | 77541 | Brazoria | CN600356976 | RN102692258 | Installed a new sump and trench liners for use in segregating process waters. Installed a piping and instrumentation system to reduce the amount of water used for equipment water washing. | A positive use determination of 100% for the sump and trench liners installed to segregate process water and the piping and instrumentation installed to reduce the amount of water used for equipment washing. | 2000-01-18 | 1100000 | 100
4197 | T1 | The Dow Chemical Company | The Dow Chemical Company | 2301 Brazosport Blvd | Freeport | TX | 77541 | Brazoria | CN600356976 | RN102692258 | Installation of sumps and piping to segregate stormwater from process water and to convey contaminated process water. | A positive use determination of 100% for the wastewater conveyances including sumps, and piping systems in the Chlorine 5 Plant. | 2000-04-14 | 220000 | 100
4198 | T1 | The Dow Chemical Company | The Dow Chemical Company | 2301 Brazosport Blvd | Freeport | TX | 77541 | Brazoria | CN600356976 | RN102692258 | Installed paving to facilitate the separation of rainwater from contaminated process water. | A positive use determination of 100% for the paving to facilitate separation of rain water from process water in the Chlorine 5 Plant. | 2000-04-14 | 880000 | 100
4199 | T1 | The Dow Chemical Company | The Dow Chemical Company | 2301 Brazosport Blvd | Freeport | TX | 77541 | Brazoria | CN600356976 | RN102692258 | Installed piping and equipment which will dechlorinate, adjust the pH and treat hypochloride in process waste water thereby allowing for the reuse of the water. | A positive use determination of 100% for the water conservation piping and equipment to reduce waste water discharge in the Chlorine 5 Plant. | 2000-04-14 | 7500000 | 100
4200 | T1 | The Dow Chemical Company | The Dow Chemical Company | 2301 Brazosport Blvd | Freeport | TX | 77541 | Brazoria | CN600356976 | RN102692258 | Installed paving to facilitate the separation of rainwater from contaminated process water. | The following property is used 100% for pollution control and is installed to meet or exceed federal or state regulations: paving installed to facilitate the separation of rainwater from contaminated process water. | 2000-04-14 | 140000 | 100
4201 | T1 | The Dow Chemical Company | The Dow Chemical Company | 2301 Brazosport Blvd | Freeport | TX | 77541 | Brazoria | CN600356976 | RN102692258 | Installed a piping collection system to route air contaminates to an existing flare. | A positive use determination of 100% for the piping system connected to the existing flare in the Light Hydrocarbons 8 Plant. | 2000-04-14 | 400000 | 100
4202 | T1 | The Dow Chemical Company | The Dow Chemical Company | 2301 Brazosport Blvd | Freeport | TX | 77541 | Brazoria | CN600356976 | RN102692258 | Installed a flare system. | A positive use determination of 100% for the flare system for the Polypropylene Plant. | 2000-04-14 | 2190048 | 100
4203 | T1 | The Dow Chemical Company | The Dow Chemical Company | 2301 Brazosport Blvd | Freeport | TX | 77541 | Brazoria | CN600356976 | RN102692258 | Installed paving to facilitate the separation of rainwater from contaminated process water. | A positive use determination of 100% for the paving to facilitate separation of rain water from process water in the Polypropylene Plant. | 2000-04-14 | 4836375 | 100
4204 | T1 | The Dow Chemical Company | The Dow Chemical Company | 2301 Brazosport Blvd | Freeport | TX | 77541 | Brazoria | CN600356976 | RN102692258 | Installation of sumps and piping to segregate stormwater from process water and to convey contaminated process water. | A positive use determination of 100% for the wastewater conveyances including sumps, and piping systems in the Polypropylene Plant. | 2000-04-14 | 239877 | 100
4205 | T1 | The Dow Chemical Company | The Dow Chemical Company | 2301 Brazosport Blvd | Freeport | TX | 77541 | Brazoria | CN600356976 | RN102692258 | This project installed new wastewater treatment facilities to process wastewater generated on site. Equipment includes a neutralizer, stripper, flocculent addition system, filtration system, and related piping, instrumentation and pumps. | A positive use determination of 100% for the waste water treatment facility. | 2001-03-05 | 6000000 | 100
4206 | T1 | The Dow Chemical Company | The Dow Chemical Company | 2301 Brazosport Blvd | Freeport | TX | 77541 | Brazoria | CN600356976 | RN102692258 | Project installed concrete structures and trenches to control stormwater and process wastewater or emergency diversions of process material. | A positive use determination of 100% for the project to install concrete structures and trenches. | 2001-03-05 | 400000 | 100
4207 | T1 | The Dow Chemical Company | The Dow Chemical Company | 2301 Brazosport Blvd | Freeport | TX | 77541 | Brazoria | CN600356976 | RN102692258 | Project to install a mechanical refrigeration system and solvent cooling to chill a chlorinated hydrocarbon vapor stream and return condensed chlorinated organic back to process lines. | A positive use determination of 50% for the vapor recovery equipment. | 2001-03-05 | 700000 | 100
4208 | T1 | The Dow Chemical Company | The Dow Chemical Company | 2301 Brazosport Blvd | Freeport | TX | 77541 | Brazoria | CN600356976 | RN102692258 | Project to install an absorber and stripper system to absorb ethylene dichloride out of a vent stream. Equipment includes the absorber and stripper towers and related exchangers, piping and instrumentation. | A positive use determination of 50% for the vapor recovery equipment. | 2001-03-05 | 2300000 | 100
4209 | T2 | The Dow Chemical Company | The Dow Chemical Company | 2301 Brazosport Blvd | Freeport | TX | 77541 | Brazoria | CN600356976 | RN102692258 | Project will install a catalytic oxidizer system. | Withdrawn by applicant | 2001-04-25 | 21000000 | 100
4210 | T1 | The Dow Chemical Company | The Dow Chemical Company | 2301 Brazosport Blvd | Freeport | TX | 77541 | Brazoria | CN600356976 | RN102692258 | Project installed a Thermatrix Flameless Thermal Oxidizer system. | A positive use determination of 100% for the Thermatrix Flameless Thermal Oxidizer. | 2001-03-05 | 23500000 | 100
4211 | T1 | The Dow Chemical Company | The Dow Chemical Company | 2301 Brazosport Blvd | Freeport | TX | 77541 | Brazoria | CN600356976 | RN102692258 | Project to install dikes for secondary containment to collect liquids released from a primary containment device. | A positive use determination of 100% for the secondary containment dikes. | 2001-03-05 | 500000 | 100
4212 | T1 | The Dow Chemical Company | The Dow Chemical Company | 2301 Brazosport Blvd | Freeport | TX | 77541 | Brazoria | CN600356976 | RN102692258 | Acid System Integration Project: used to treat by-product wastewater from Texas Operations Chlorine Plants, and to neutralize and treat excess by-product aqueous and anhydrous HCL, which cannot be used as product. This is accomplished by: 1. building a scrubber system to directly neutralize the Anhydrous HCL; 2. building a neutralization system; 3. sending the effluent from the neutralization system to a modified, existing water clarifier system, which will separate any solids from the neutralized wastewater. | A positive use determination of 100% for the Acid System Integration Project. | 2001-03-05 | 16564000 | 100
4213 | T1 | The Dow Chemical Company | The Dow Chemical Company | 2301 Brazosport Blvd | Freeport | TX | 77541 | Brazoria | CN600356976 | RN102692258 | Property is a high temperature flameless thermal oxidizer system which includes process equipment, instrumentation, utility connections, piping structure, and control room facility. | A positive use determination of 100% for the thermal oxidizer system. | 2001-03-05 | 45000000 | 100
4214 | T1 | The Dow Chemical Company | The Dow Chemical Company | 2301 Brazosport Blvd | Freeport | TX | 77541 | Brazoria | CN600356976 | RN102692258 | Installed monitoring equipment on the FS-1 flare line to allow accurate monitoring and reporting of stream flows to the flare. | A positive use determination of 100% for the continuous monitoring equipment for the FS-1 flare line. | 2001-03-05 | 40997 | 100
4215 | T1 | The Dow Chemical Company | The Dow Chemical Company | 2301 Brazosport Blvd | Freeport | TX | 77541 | Brazoria | CN600356976 | RN102692258 | Installed a new burner, combustion air blower, and combustion chamber on the F-11 thermal oxidizer. | A positive use determination of 100% for the improvements to the F-11 thermal oxidizer. | 2001-03-05 | 500000 | 100
4216 | T1 | Valero Refining Company - Texas | Valero Refining Company-Texas | 9701 Manchester | Houston | TX | 77012 | Harris | CN600127468 | RN105070981 | Installed a segregated water/oil system consisting of: two 5,000 bbl floating roof tanks, electric pumps, vacuum truck, containment areas and piping modifications. | A positive use determination of 100% for the segregated water/oil system. | 2000-01-18 | 1362816 | 100
4217 | T1 | Ingleside Cogeneration LP | Ingleside Cogen LP | Highway 61 | Ingleside | TX | 78362 | San Patricio | CN601296676 | RN100211176 | Pollution Control Equipment installed at the Cogeneration Facility. Property includes: 11 safety shower/eye bath combinations and associated piping and instrumentation. Waste Neutralization: 2 neutralization tanks, 2 chemical waste sump pumps, 1 chemical waste sump, 2 chemical waste pumps, and associated piping and instrumentation; Demineralizer Chemical Feed System: one acid storage tank, one caustic storage tank, associated piping and instrumentation and one acid metering pumps and one caustic metering pump. Oily Water/Process Water Drain System: 39 plant drains with curbed areas and underground pipe. Wastewater Drain System: 2 separators and instrumentation and 4 sump pumps. Combustion Gas Turbines: 28 low NOx burners and 2 air/fuel ratio controllers. Cathodic Protection. Pollution Detection Devices and Monitors: organic vapor analyzers for fuel detection systems, on furnace stack to monitor exhaust gases, on fuel lines to turbine temp meters and flow meters for control devices, and sample panel monitor water makeup to boiler feed water system. Cooling Tower and Circulating Pumps: 1 cooling tower and 3 cooling tower pumps. | A positive use determination of 100% for the pollution control property listed in the property description located above. | 2000-01-20 | 7287274 | 100
4218 | T1 | Oxy Vinyls LP | Oxy Vinyls Battleground Facility | 1836 Park Hwy | La Porte | TX | 77571 | Harris | CN600129126 | RN100217363 | The Nos. 1 & 2 gas turbines will be retrofitted with General Electric Dry Low NOx combustion systems. Each of the gas turbine modifications includes new combustion liners, combustion covers and first and second stage fuel nozzles. Several valves and piping arrangements required modification or replacement. The major systems addressed were as follows: primary fuel nozzles assemblies-gas fuel, secondary fuel nozzle assemblies-gas fuel, gas fuel splitter valve, combustion chamber arrangement, nimonic transition pieces, hydraulic manifold, modification of fuel piping, modification of cooling water piping, modification of fuel purge system, modification of cooling and sealing air piping, new control specification, control system changes, new fuel gas flow measurement system, DLN flame detector system, DLN ignition system, DLN Spark plug ignitor assembly, and installation and modification documents. The turbine control systems will be modified to support the new control hardware. A skid mounted washwater system will be provided. Two continuous emission monitors will be installed. | A positive use determination of 100% for the primary & secondary fuel nozzles assemblies; gas fuel splitter valve; combustion chamber arrangement; combustion cap & liner assembly; combustion case arrangement; hydraulic manifold; modifications of fuel & cooling water piping, & fuel purge system, new control specification, control system changes, new fuel gas flow measurement system DLN flame detector and ignition systems, DLN spark plug ignitor assembly, installation & modification documents, modification of turbine control systems, and continuous emission monitors. | 2000-02-11 | 10000000 | 100
4219 | T1 | The Dow Chemical Company | The Dow Chemical Company | 2301 Brazosport Blvd | Freeport | TX | 77541 | Brazoria | CN600356976 | RN102692258 | Constructed a pH monitoring station consisting of dual Rosemount pH probes, transmitters, inspection station and process alarm. | A positive use determination of 100% for the pH monitoring station. | 2001-03-05 | 49000 | 100
4220 | T1 | Solvay Polymers Inc | Solvay Polymers | 1230 Battleground Rd | Deer Park | TX | 77536 | Harris | CN601467491 | RN100229905 | This project entails recovering process gasses, either propylene or ethylene, and rather than flaring them returning them to the process. Property includes the hydrocyclone solids separator, the ERU membrane, the chiller piping additions, and the hydrogen membrane. | A positive use determination of 50% for the propylene and ethylene vapor recovery equipment. | 2000-02-09 | 3311000 | 100
4221 | T1 | Solvay Polymers Inc | Solvay Polymers | 1230 Battleground Rd | Deer Park | TX | 77536 | Harris | CN601467491 | RN100229905 | Project to improve the quality of water discharged form the plant site. Installed an ultra filter at the polyethylene plant and a solids recovery pump on a hoist in the polypropylene plant's stormwater collection system. | A positive use determination of 100% for the PP Stormwater Pond Improvement Project and the PE High Rate Solids Filter. | 2000-01-28 | 768000 | 100
4222 | T1 | Solvay Polymers Inc | Solvay Polymers | 1230 Battleground Rd | Deer Park | TX | 77536 | Harris | CN601467491 | RN100229905 | Project to reduce the amount of plastic in the wastewater system. Installed a piping cooling system for Line 3 and retrofitted the ZSK extruder with a better separation device. | A positive use determination of 100% for the PP Line 3 Transfer cooling line and the PP ZSK pellet extruder solids separation. | 2000-01-28 | 301000 | 100
4223 | T1 | Solvay Polymers Inc | Solvay Polymers | 1230 Battleground Rd | Deer Park | TX | 77536 | Harris | CN601467491 | RN100229905 | A better separator system was installed to water wash system in polypropylene to keep vocs from escaping the KO pot. | A positive use determination of 100% for the VOC separator system installed at the KPO pot in the polypropylene water wash system. | 2000-02-09 | 100000 | 100
4224 | T1 | Solvay Interox Inc | Solvay Interox Inc | 1230 Battleground Rd | Deer Park | TX | 77536 | Harris | CN601467491 | RN100229905 | Project to ensure effluents leaving the plant site would be in compliance with discharge limits. Installed better water circulation, pH meter and level control switches to automate pH control on process wastewater pond. Raised weir height to increase capacity of pond. Installed process water transfer line to send wastewaters from AO 97 plant straight to treatment. | A positive use determination of 100% for the AO 97 Process Pond pH Improvements, the Stormwater Pond Retention Increase, and the AO 97 Process Water Transfer Line. | 2000-01-28 | 85000 | 100
4225 | T1 | Solvay Interox Inc | Solvay Interox Inc | 1230 Battleground Rd | Deer Park | TX | 77536 | Harris | CN601467491 | RN100229905 | Connected process vent streams to an existing carbon bed treatment system. | A positive use determination of 100% for the tank vent piping connected to an existing carbon bed treatment system. | 2000-02-09 | 45000 | 100
4226 | T1 | Phillips Pipe Line Company | Phillips Pipe Line Co Lubbock Terminal | PO Box 31 | Lubbock | TX | 79408 | Lubbock | CN600795090 | RN102303344 | Installed a soil vapor extraction system to clean up contaminated soil. | A positive use determination of 100% for the Soil Vapor Extraction System. | 2000-01-28 | 34005 | 100
4227 | T2 | Duke Energy Edwards System LLC | North Fayette Gas Plant | 2.75 Nne of Warda | Warda | TX | 78960 | Fayette | Insufficient Information | Insufficient Information | Amine Treating Facility - used to remove Acid Gas (H2S and CO2). Acid Gas Injection Well - used to dispose of acid gas. | A positive use determination of 100% for the Amine Treating Facility and the Acid Gas Injection Well. | 2000-03-17 | 12280000 | 100
4228 | T1 | Holnam Texas LP | Holnam Texas LP | 1800 Dove Lane | Midlothian | TX | 76065 | Ellis | CN601231459 | RN100219286 | Pollution control equipment associated with the Portland cement expansion project. See attached list. | A positive use determination of 100% for the bag filters, low NOx burners, gas analyzers, stack monitors, filter bags, and FGD scrubbers. | 2000-03-01 | 31216130 | 100
4229 | T1 | Intercontinental Terminals Company | Intercontinental Terminals | 1943 Battleground Rd | Deer Park | TX | 77536 | Harris | CN601470222 | RN100210806 | Constructed two new storage tanks. Pollution control property associated with these tanks includes internal floating roofs, secondary containment structures, and a separate stormwater drainage system and a contaminated wastewater collection/chemical drainage system. In addition an internal floating roof was installed in tank 12-8. | A positive use determination of 100% for the internal floating roofs for tanks 35-10, 35-11, and 12-8; secondary containment for tanks 35-10 & 11, and the separate stormwater and contaminated wastewater collection/chemical drainage system. | 2000-01-28 | 224000 | 100
4230 | T1 | Cybershield Of Texas | Cybershield Of Texas | 2602 Spence St | Lufkin | TX | 75901 | Angelina | CN600126312 | RN103790762 | The Atomic Absorption Spectrophotometer is a laboratory instrument used to determine, monitor, and control discharges to the POTW and for monthly reporting purposes. | A positive use determination of 100% for the Atomic Absorption Spectrophotometer. | 2000-01-28 | 42502 | 100
4231 | T1 | Cybershield Of Texas | Cybershield Of Texas | 2602 Spence St | Lufkin | TX | 75901 | Angelina | CN600126312 | RN103790762 | Installed a Munter's Roto-Concentrator and thermal oxidizer. | A positive use determination of 100% for the Munter's Roto Concentrator/thermal oxidizer and the filtered and conditioned air make-up unit with related ventilation hoods, duct work, booth enclosures, blower, and manometers. | 2000-02-09 | 950052 | 100
4232 | T1 | Cybershield Of Texas | Cybershield Of Texas | 2602 Spence St | Lufkin | TX | 75901 | Angelina | CN600126312 | RN103790762 | Purchased and installed an ion exchange system to remove/reduce copper and nickel in wastewater. | A positive use determination of 100% for the ion exchange system. | 2000-01-28 | 7960 | 100
4233 | T1 | Cybershield Of Texas | Cybershield Of Texas | 2602 Spence St | Lufkin | TX | 75901 | Angelina | CN600126312 | RN103790762 | Installed pollution control systems consisting of two packed bed scrubbers and composite mesh pad scrubbers, including ductwork, hoods, manometers and controls. | A positive use determination of 100% for the two packed bed scrubber system and the composite mesh pad scrubbers with related hoods, duct work, manometers and controls. | 2000-02-09 | 254748 | 100
4234 | T1 | Huntsman LLC | Huntsman Dayton Plant | Us Hwy 90 | Dayton | TX | 77535 | Liberty | CN600632848 | RN100225721 | Materials were purchased and installed to upgrade various portions of the B-Plant area, including providing three vessels with nitrogen padding capability, upgrading tank vents, and upgrading the reactor vent to the flare system. | A positive use determination of 100% for the nitrogen padding equipment and upgraded tank vents for tanks 949 & 994, and Reactor F-B-140. | 2000-03-28 | 19260 | 100
4235 | T1 | Huntsman LLC | Huntsman Dayton Plant | Us Hwy 90 | Dayton | TX | 77535 | Liberty | CN600632848 | RN100225721 | Replaced 12 pumps with packing with 12 pumps with mechanical seals. | A positive use determination of 100% for the replacement of 12 packing sealed pumps with 12 new mechanical sealed pumps. | 2000-03-28 | 17161 | 100
4236 | T1 | Huntsman LLC | Huntsman Dayton Plant | Us Hwy 90 | Dayton | TX | 77535 | Liberty | CN600632848 | RN100225721 | Materials were purchased and installed to provide adequate storage and transfer of Sulfonic Acid, including tying tank vent into vapor collection system. | A positive use determination of 100% for the vent piping from the Sulphonic Acid storage tank to the plant vapor collection system. | 2000-03-28 | 4087 | 100
4237 | T1 | Huntsman LLC | Huntsman Dayton Plant | Us Hwy 90 | Dayton | TX | 77535 | Liberty | CN600632848 | RN100225721 | Materials were purchased and installed to provide capability to detect leaks of ethlyene and propylene oxide in process areas. | A positive use determination of 100% for the leak detection equipment for ethylene and propylene oxide. | 2000-02-09 | 188000 | 100
4238 | T1 | Huntsman LLC | Huntsman Dayton Plant | Us Hwy 90 | Dayton | TX | 77535 | Liberty | CN600632848 | RN100225721 | Materials were purchased and installed to modify 5 storage tanks; nitrogen blanketing capability was installed on 2 of the tanks and emergency and conservation vents on all 5 tanks. | A positive use determination of 100% for the nitrogen blanketing on 2 storage tanks and the emergency and conservation vents on 5 tanks. | 2000-03-28 | 46598 | 100
4239 | T1 | Motorola | Motorola - William Cannon | 6501 William Cannon | Austin | TX | 78735 | Travis | CN602689218 | RN102752763 | Three projects. Acid Delivery: Replace two pumps and piping with one recirculating supply system, consisting of a primary and backup pump, primary and secondary piping, solenoid valves, and leak detection in the secondary containment piping. Pond Upgrade: Lowered existing pump and drainage piping in filtration pond. Replaced liner, filter membrane, and sand filtration. MOS11 Reclaim: Installed two pumps and a flow meter in order to increase the amount of water recalim. | A positive use determination of 100% for the three projects: Acid Delivery, Pond Upgrade, and MOS 11 Reclaim. | 2000-01-28 | 140000 | 100
4240 | T1 | Motorola | Motorola - William Cannon | 6501 William Cannon | Austin | TX | 78735 | Travis | CN602689218 | RN102752763 | Three projects. Exhaust Reroute: Exhaust lines were installed to reroute emissions from the UPW trench sump to scrubber #18. Exhaust from HCl tank was also rerouted to scrubber #18. Gas Detect: a low level solvent detection system, consisting of a Telesense ACM monitor and 60 detection points with associated connective tubing, was installed in the fabrication plant. Leak Prevent: Reduced CFC emissions by replacing rupture disks with pressure relief valves. Also installed valves to isolate the oil filter chamber. Pressure sensors and associated alarms were installed and handheld Freon leak detection monitors were purchased. | A positive use determination of 100% for the three projects: Exhaust Reroute, Gas Detect, and Leak Prevention. | 2000-01-28 | 277000 | 100
4241 | T1 | Motorola | Motorola - William Cannon | 6501 William Cannon | Austin | TX | 78735 | Travis | CN602689218 | RN102752763 | KOH Cont: secondary containment piping was added to the KOH lines that supply the acid scrubbers. | A positive use determination of 100% for the secondary containment piping for the KOH lines. | 2000-01-28 | 19000 | 100
4242 | T1 | Lyondell-Citgo Refining LP | Lyondell - Bayport | 10801 Choate Rd | Pasadena | TX | 77507 | Harris | CN600344402 | RN102523107 | Catalyst Charge Pump Upgrade Bayport II: design and installation of new positive displacement pumps to replace pumps G-2360 A & B. | A positive use determination of 100% for the Catalyst Charge Pump Upgrade for Bayport II. | 2000-01-28 | 433000 | 100
4243 | T1 | Lyondell-Citgo Refining LP | Lyondell - Bayport | 10801 Choate Rd | Pasadena | TX | 77507 | Harris | CN600344402 | RN102523107 | Catalyst Charge Pump Upgrade Bayport I: design and installation of new positive displacement pumps to replace pumps G-303 A & B. | A positive use determination of 100% for the Catalyst Charge Pump Upgrade for Bayport I. | 2000-01-28 | 623000 | 100
4244 | T1 | Lyondell-Citgo Refining LP | Lyondell - Bayport | 10801 Choate Rd | Pasadena | TX | 77507 | Harris | CN600344402 | RN102523107 | G-3330 A/B Mechanical Seal Upgrade: design and installation of double tandem seal system on pumps G-3330 A & B. | A positive use determination of 100% for the G-3330 A/B Mechanical Seal Upgrade Project. | 2000-01-28 | 76000 | 100
4245 | T1 | Lyondell-Citgo Refining LP | Lyondell - Bayport | 10801 Choate Rd | Pasadena | TX | 77507 | Harris | CN600344402 | RN102523107 | Bayport I Upgrade G-401A/B Pumps: design and installation of dry gas seals and pump upgrades consisting of new stuffing box, new bearing housing, and increased shaft diameter. | A positive use determination of 100% for the G-401 A/B Pumps Upgrade Project. | 2000-01-28 | 175000 | 100
4246 | T1 | Lyondell-Citgo Refining LP | Lyondell - Bayport | 10801 Choate Rd | Pasadena | TX | 77507 | Harris | CN600344402 | RN102523107 | Design and installation of a non-contacting amplified dry gas seal system on pump G-906. | A positive use determination of 100% for the G-906 Seal Upgrade to the Dry Gas Seal System. | 2000-01-28 | 79000 | 100
4247 | T1 | Lyondell-Citgo Refining LP | Lyondell - Bayport | 10801 Choate Rd | Pasadena | TX | 77507 | Harris | CN600344402 | RN102523107 | Design and installation of a new nitrogen blanketing system for tank F-1162, tieing into the C-1290 vent system. | A positive use determination of 100% for the nitrogen blanketing system installed on tank F-1162. | 2000-01-28 | 78000 | 100
4248 | T1 | Lyondell-Citgo Refining LP | Lyondell - Bayport | 10801 Choate Rd | Pasadena | TX | 77507 | Harris | CN600344402 | RN102523107 | Pollution control property associated with new unit installed to produce TBHP. Centrifugal pumps with dry seals were installed - G-1590 A & B, G-1591 A & B, G-1592 A & B, G-1593 A & B, G-1594 A & B, and G-1596 A & B. A new rotary screw compressor C-1591 and capitalized spare compressor were installed. Waste water tank F-1681 and two centrifugal pumps with mechanical seals G-1681 and G-1663, were installed to collect runoff from trenches and sumps. | A positive use determination of 100% for the pollution control property associated with the new unit installed to produce TBHP. | 2000-01-28 | 4147000 | 100
4249 | T1 | Air Liquide America Corporation | Air Liquide - Bayport | 11400 Bay Area Blvd | Pasadena | TX | 77507 | Harris | CN601662190 | RN100233998 | Installed 6 Todd Low-NOx DynaSwirl LN Packaged burners. Technical/engineering, labor, equipment and materials required to install 6 Todd Low-NOx burner packages. Air flow modeling for three boilers to ensure proper design and air-flow of burner packages. | A positive use determination of 100% for the six Todd Low-NOx Dynaswirl-LN packaged burners, including installation costs, and air flow modeling. | 2000-02-09 | 449716 | 100
4250 | T1 | Sabine Cogeneration LP | Sabine River Works Cogeneration | FM 1006 | Orange | TX | 77631 | Orange | CN601172638 | RN100209766 | Installed continuous monitoring equipment, HRSG Catalyst Systems, CTG DNL equipment and enclosures, oil/water separator system, and concrete containment areas. | A positive use determination of 100% for the continuous emission monitoring systems, the HRSG selective catalytic reduction systems, the HSRG dry low NOx burners, the oil/water separator, and the concrete containment areas. | 2000-03-17 | 5369726 | 100
4251 | T1 | Air Liquide America Corporation | Air Liquide Cogeneration | 11300 Bay Area Blvd | Pasadena | TX | 77507 | Harris | CN601662190 | RN100233998 | Performed piping modifications to meet NOx requirements (includes engineering and technical services). Installed control valves - 2 steam conditioning valves and 4 spraywater control valves. | A positive use determination of 100% for the piping modifications project including engineering and technical services and the six control valves. | 2000-03-17 | 224147 | 100
4252 | T1 | Air Liquide America Corporation | Air Liquide - Bayport | 11400 Bay Area Blvd | Pasadena | TX | 77507 | Harris | CN601662190 | RN100233998 | Construction of stormwater/wastewater facility. Property includes: effluent ponds (ITS), Overflow ditch (ITS), Precoat Pond - containment wall and center and outer walls of effluent pond, pump and motor for effluent pond, segregation of noncontaminated stormwater from contaminated stormwater and process wastewater, upgrade 2 oil/water separators, grading, shaping and regravel of ditches, and the new SPCC building. | A positive use determination of 100% for the stormwater/wastewater facility which was constructed. | 2000-02-09 | 1067221 | 100
4253 | T1 | Air Liquide America Corporation | Air Liquide - Ingleside | 6Th St & Ave J | Ingleside | TX | 78362 | San Patricio | CN600132179 | RN100226000 | The following property: Anhydrous Ammonia Chiller for the FES Unit, spill containment for O2 Comp, spill containment for LOX area, spill containment for misc areas, drain traps and drip legs, oil/water separator, and pH transmitter. | A positive use determination of 100% for the project to convert the FES Unit from Freon to anhydrous ammonia; the spill containment projects; the drain traps and drip legs; the oil/water separator; and the pH transmitter. | 2000-03-17 | 593464 | 100
4254 | T1 | Stolthaven (Houston) Inc | Stolthaven | 15630 Jacintoport Blvd | Houston | TX | 77015 | Harris | CN600124820 | RN100210475 | Installation of impervious cover, containment, sumps, venting and floating roofs for new installations on tanks B30-6, D15-25, -26, -27, -28 and water treatment. | A positive use determination of 100% for the impervious cover, containment, sumps, venting and floating roofs for new installations on tanks B30-6, D15-25, -26, -27, -28 and water treatment. | 2000-02-09 | 852603 | 100
4255 | T1 | Fina Oil & Chemical Company | Fina - Port Arthur | Hwy 366 & 32 St | Port Arthur | TX | 77642 | Jefferson | CN603899675 | RN104691639 | The following projects: 1. NOx Compliance - installation of low NOx burners with electric ignition pilots. 2. Jet Treating Upgrade - catalytic oxidiation of mercaptens in ACU-1 Jet Fuel. 3. DHT-1/DHT-2 Utilization - Installation of a single stripper to replace 2 existing strippers. Includes addition of a coalescer and a new 6" H2S acid gas line. 4. Dock Vapor Reduction - Marine vapor recovery equipment. 5. Wastewater VOC - modifications to existing process sewer systems. (AFE450109 & 450119) | A positive use determination of 100% for the following projects: NOx Compliance; Jet Treating Upgrade; DHT-1/DHT-2 Utilization; Dock Vapor Reduction; and Wastewater VOC. | 2000-03-10 | 14959912 | 100
4256 | T1 | Fina Oil & Chemical Company | Fina - La Porte | Hwy 134 & Miller Cut-Off | La Porte | TX | 77571 | Harris | CN603899675 | RN100667633 | The following 4 projects. 1. Mixed Oxidant Solution - bleach solution replacement for chlorine disinfection. 2. Pond Water Recycle - system to recycle wastewater. 3. Cooling Tower Train 8 - installed to eliminate use of once through water. 4. Cooling Tower Train 9 - installed to eliminate use of once through water. | A positive use determination of 100% for the bleach solution replacement, pond water recycling, and cooling tower train 8 and train 9. | 2000-02-09 | 5891808 | 100
4257 | T1 | Fina Oil & Chemical Company | Fina - La Porte | Hwy 134 & Miller Cut-Off | La Porte | TX | 77571 | Harris | CN603899675 | RN100667633 | Three collection systems for final control devices. 1. System used to capture powder entrained in purge column vapor. 2. System used to collect and direct vapor from Train 8 extruder system. 3. System used to collect and direct Train 7 purge column. | A positive use determination of 100% for the dust collection system fro powder entrained in purge column vapor, vapor collection systems for Train 8 extruder system and Train 7 purge column. | 2000-02-09 | 625611 | 100
4258 | T1 | Fina Oil & Chemical Company | Fina - Bayport | 12212 Port Rd | Pasadena | TX | 77507 | Harris | CN603899675 | RN100909373 | 12 projects. 1. Bay 2 Monomer Recycle & Purification - compressors, strippers, KO drums, reboilers, condensers, pumps, controls & filters to remove contaminants from offgas. 2. Refrigeration Unit - Installation of KO drum exchangers, compressor, controls, & tanks to divert, isolate & liquefy off gas from purification unit. 3. Process Water Treatment - unit designed for treatment & conditioning of recycled & make-up process water. 4. Bay 2 Cooling Tower - installed to reduce heat content of recyclable process water. 5. Bay 2 Roads - Paving of plant roads and plant use areas to control dust. 6. Quench Chamber - Equipment designed to remove chrome & other contaminants from waste gas stream. 7. Catalyst Cyclone - Equipment used to remove chrome particulate matter from waste gas stream. 8. Bay 2 Deluge System - water based deluge system. 9. Waste Catalyst Tote Bins - collection bin used to recover waste catalyst. 10. Elutriator System - filter system designed to remove fines & pm from vent stream during railcar loadout. 11. Catalyst & Purge Column Vent Filters - filter system designed to remove fines & pm from vent streams from the catalyst cyclone, slurry & KO tanks. 12. Off Gas Flare System - Flare KO pots & vent pots. | A positive use determination of 50% for the Bay 2 monomer recycle and purification project, 90% for the B2 refrigeration unit, and 100% for the following projects: process water treatment unit, cooling tower, plant road paving, quench chamber, catalyst cyclone, deluge system in reactor area, waste catalyst tote bin, elutriator system, catalyst and purge column vent filters, and off-gas flare system additions. | 2000-02-09 | 25575468 | 100
4259 | T1 | Pilot Chemical Company | Pilot Chemical Company | 11623 N Houston Rosslyn | Houston | TX | 77086 | Harris | CN600127617 | RN100214618 | Process Area Containment and Sump Routing: see attached detailed description. | A positive use determination of 100% for the process area containment and sump routing project. | 2000-02-09 | 355000 | 100
4260 | T1 | Akzo Nobel Polymer Chemicals LLC | Akzo Nobel Bayport Site | 13000 Bay Park Rd | Pasadena | TX | 77507 | Harris | CN600125496 | RN104262704 | Installed 15" lines for Site Biosan Sump. FCC wastewater storage tank pH probe piping, stripper bottoms pH instrumentation, FCC clean stream pH measurement loop electrical and piping. | A positive use determination of 100% for the biosan sump liner; FCC wastewater storage tank pH probe; stripper bottoms pH instrumentation; FCC clean stream pH measurement loop; and a concrete ditch for the East West FCC/HPC. | 2000-02-09 | 94689 | 100
4261 | T1 | Akzo Nobel Polymer Chemicals LLC | Akzo Nobel Bayport Site | 13000 Bay Park Rd | Pasadena | TX | 77507 | Harris | CN600125496 | RN104262704 | Installed Vespa truck pad. FCC Ammonia Upgrade - sump, pump and pad. Installed fuel tank concrete pad. Installed Natal Tank Level Indicator, a waterglass tank level, and a biosan sampler. | A positive use determination of 100% for the natal tank level indicator; water glass tank level; biosan sampler; VESPA truck pad; sump, pump, and pad for FCC ammonia unloading upgrade; and a fuel tank concrete pad. | 2000-02-09 | 74959 | 100
4262 | T1 | Akzo Nobel Polymer Chemicals LLC | Akzo Nobel Bayport Site | 13000 Bay Park Rd | Pasadena | TX | 77507 | Harris | CN600125496 | RN104262704 | Installed continuous dust monitors. | A positive use determination of 100% for the continuous dust monitors. | 2000-02-09 | 22619 | 100
4263 | T1 | Jacob Stern & Sons Inc | Jacob Stern Houston | 2104 75Th St | Houston | TX | 77261 | Harris | CN600268205 | RN105461164 | Project to construct dikes around tank farm to contain tallow spills. | A positive use determination of 100% for the project to construct dikes around the tank farm to contain tallow spills. | 2000-02-17 | 219714 | 100
4264 | T1 | Legna Land Dev Company | Pecan Crossing Subdivision |  | La Porte | TX | 77571 | Harris | Insufficient Information | insufficient Information | Constructed a stormwater detention pond to control rain water run-off from sub-division. | A positive use determination of 100% for the rain water retention pond. | 2000-02-24 | 20500 | 100
4265 | T2 | E I Du Pont De Nemours & Co Inc | DuPont La Porte | 12501 Strang Rd | La Porte | TX | 77572 | Harris | CN600128284 | RN100225085 | Replacement of the cold heat exchanger in the Sulfuric Acid plant. | A positive use determination of 100% for the replacement of the cold heat exchanger in the sulfuric acid plant. | 2000-02-09 | 869000 | 100
4266 | T1 | E I Du Pont De Nemours & Co Inc | DuPont La Porte | 12501 Strang Rd | La Porte | TX | 77572 | Harris | CN600128284 | RN100225085 | Installed a new pure oxygen aeration system in the biotreatment pond. Property includes an oxygen supply header, oxygen injection units, hydraulic mixers, sludge recycle line, a control panel skid, and general improvements in the area to handle the new system. | A positive use determination of 100% for the pure oxygen aeration system for the biotreatment ponds. | 2000-02-24 | 1000000 | 100
4267 | T2 | Koch Petroleum Group LP | Koch Corpus Christi - West | 2825 Suntide Rd | Corpus Christi | TX | 78409 | Nueces | CN600879712 | RN100235266 | Upgrade to the Benzene Waste NESHAP system in the West Refinery to segregate oily water from dirty water. The project entailed diverting the oily water from the API and Eden separators to tank 109. | A positive use determination of 100% for the modifications to the benzene waste NESHAP system in the west refinery. The project consists of diverting oily water from the API and Eden separators to Tank 109 using a piping system. | 2000-02-09 | 2090000 | 100
4268 | T2 | Temple-Inland Forest Products Corp | Diboll Particleboard | 700 W Borden Dr | Diboll | TX | 75941 | Angelina | CN604375634 | RN104196571 | Project to replace two cyclonic collection devices on the Nos. 1 & 2 dryers with new cyclonic collectors of a high pressure drop design. | A positive use determination of 100% for the costs to replace two cyclone collectors on the No. 1 and 2 dryers with new Fisher-Klosterman high pressure cyclones with related fan motors, wiring, and controllers. | 2000-02-09 | 510413 | 100
4269 | T1 | Phillips 66 Company | Four Service Stations | Various Addresses | Collin County | TX | 75074 | Collin | CN604065912 | Insufficent Information | Installed Stage II Vapor Recovery units and tank gauging equipment at four service stations. | A positive use determination of 50% for the stage 2 vapor recovery equipment and a positive use determination of 100% for the tank gauging equipment. | 2000-02-24 | 160000 | 100
4270 | T1 | Exxon Mobil Corporation | ExxonMobil Chemical - Baytown | 3525 Decker Dr | Baytown | TX | 77522 | Harris | CN600123939 | RN102212925 | NOx RACT Compliance Phase II Project: continuous emission monitoring systems were installed on 15 fired sources. Project also required the installation of sample transport, conditioning, switching systems, data transmission and recording equipment and 2 new analyzer shelters to house the equipment. | A positive use determination of 100% for the project to install continuous emission monitoring systems on 15 fired sources including associated costs. | 2000-02-09 | 2980000 | 100
4271 | T1 | Exxon Mobil Corporation | ExxonMobil - Mont Belvieu | 13330 Hatcherville Rd | Mont Belvieu | TX | 77580 | Chambers | CN600123939 | RN102501020 | HDPE In-Process VOC Reduction Facilities - Installed facilities to route VOCs from 2 locations to a process vessel. 1. Reconfiguration of Blower BR-4401 A/B piping. 2. Oligomer Removal Project. | A positive use determination of 50% for the vapor recovery equipment installed in the high density polyethylene unit. | 2000-02-09 | 106000 | 100
4272 | T1 | Exxon Mobil Corporation | ExxonMobil - Mont Belvieu | 13330 Hatcherville Rd | Mont Belvieu | TX | 77580 | Chambers | CN600123939 | RN102501020 | HDPE Powder VOCs Reduction Facilities: installed facilities to route a vapor stream containing VOCs to a catalytic oxidizer. Facilities consist of piping, headers, and ductwork. | A positive use determination of 100% for the facilities installed to route a vapor stream containing VOCs to a catalytic oxidizer. | 2000-02-09 | 168000 | 100
4273 | T1 | Exxon Mobil Corporation | ExxonMobil - Mont Belvieu | 13330 Hatcherville Rd | Mont Belvieu | TX | 77580 | Chambers | CN600123939 | RN102501020 | Closed Loop Chemical Samplers: installed facilities to route VOCs vented from chemical samplers to a control device. Property consists of piping, headers and ductwork. | A positive use determination of 100% for the piping, headers, and duct work installed to route a vapor stream from the THF dryer sampling system to a control device. | 2000-02-09 | 26000 | 100
4274 | T1 | Exxon Mobil Corporation | ExxonMobil - Mont Belvieu | 13330 Hatcherville Rd | Mont Belvieu | TX | 77580 | Chambers | CN600123939 | RN102501020 | HDPE & LDPE Manufacturing Unit Paving Improvements: concrete paving added to process areas to control dust and provide containment. | A positive use determination of 100% for the concrete paving installed in the operating areas of the polyethylene manufacturing units. | 2000-02-24 | 766100 | 100
4275 | T1 | Exxon Mobil Corporation | ExxonMobil - Mont Belvieu | 13330 Hatcherville Rd | Mont Belvieu | TX | 77580 | Chambers | CN600123939 | RN102501020 | LDPE Recovered Fuel Project: piping, headers, and ductwork installed to capture VOCs from existing process vents and route to a boiler. A low NOX burner was installed on the boiler and additional modifications were made to the boiler. | A positive use determination of 100% for the LDPE Recovered Fuel Project. | 2000-02-09 | 800220 | 100
4276 | T1 | Exxon Mobil Corporation | ExxonMobil - Mont Belvieu | 13330 Hatcherville Rd | Mont Belvieu | TX | 77580 | Chambers | CN600123939 | RN102501020 | LDPE Finishing Section Modifications: installed 8 baghouses and three blower systems for use in capturing particulate emissions from the Finishing Section. | A positive use determination of 100% for the 8 baghouses and 3 blower systems in the LDPE unit. | 2000-02-09 | 681000 | 100
4277 | T2 | Exxon Mobil Corporation | ExxonMobil Chemical - Baytown | 3525 Decker Dr | Baytown | TX | 77522 | Harris | CN600123939 | RN102212925 | BOP-X de-NOx Steam Modifications: Installed an 8" jump-over connecting the 12" 50 psig steam header to the common de-NOx steam line to the furnaces. Supporting control valves, trip valves and instrumentation were installed. | A positive use determination of 100% for the BOP-X de-NOx steam modifications for the 6 steam cracking furnaces. | 2000-02-09 | 423000 | 100
4278 | T3 | Solutia Inc | Solutia Chocolate Bayou | FM 2917 | Alvin | TX | 77512 | Brazoria | CN600132856 | RN103057568 | 19 projects listed on attached document. | Positive use determinations have been made for the 19 projects listed in this application. The attached table lists the project and the positive use determination. | 2000-03-22 | 50830600 | 100
4279 | T1 | Merichem-Sasol USA LLC | Merichem-Sasol USA LLC | 1614 Haden Rd | Houston | TX | 77015 | Harris | CN600587216 | RN100214576 | Added 25 cresylic acid storage tanks to the existing counter-flow baffle tray scrubbers. | A positive use determination of 100% for the 25 cresylic acid storage tanks added to the existing counter-flow baffle tray scrubbers. | 2000-02-09 | 434341 | 100
4280 | T1 | Merichem-Sasol USA LLC | Merichem-Sasol USA LLC | 1614 Haden Rd | Houston | TX | 77015 | Harris | CN600587216 | RN100214576 | Installed a low NOx burner on boiler #2. | A positive use determination of 100% for the low NOx burner installed on the No. 2 boiler. | 2000-02-09 | 585315 | 100
4281 | T2 | Merichem-Sasol USA LLC | Merichem-Sasol USA LLC | 1614 Haden Rd | Houston | TX | 77015 | Harris | CN600587216 | RN100214576 | Installed a barcode entry system for plant entry, including security cameras. | A positive use determination of 100% for the barcode entry system for plant entry, including security cameras. | 2000-03-08 | 95537 | 100
4282 | T1 | Celanese Ltd | Celanese Bay City Plant | FM 3057 | Bay City | TX | 77404 | Matagorda | CN601117203 | RN100258060 | Resolve C-18 Leak Off Emissions: Installed nitrogen purged pressure packing and intermediate packing. | A positive use determination of 100% for the pressure and intermediate packing for the C-18 leak off emissions, and installation of the seal-less valves in V-182. | 2000-02-09 | 66000 | 100
4283 | T1 | Exxon Mobil Corporation | ExxonMobil - Mont Belvieu | 13330 Hatcherville Rd | Mont Belvieu | TX | 77580 | Chambers | CN600123939 | RN102501020 | HDPE Catalytic Oxidizer Upgrade Project: addition of catalyst and appropriate modifications to properly install the catalyst. | A positive use determination of 100% for the upgrades to the catalytic oxidizer in the HDPE unit. | 2000-02-09 | 35000 | 100
4284 | T1 | Pilot Chemical Company | Pilot Chemical Company | 11623 N Houston Rosslyn | Houston | TX | 77086 | Harris | CN600127617 | RN100214618 | Secondary and tertiary containment associated with construction of new raw material tank farm. New concrete spill containment unit is approx. 13000 sq ft with 4" walls and floor constructed of concrete. Approx. 5300 sq ft is coated with a chemical resistant barrier. A 60-mill liner was installed around and below the containment unit. | A positive use determination of 100% for the secondary and tertiary containment associated with construction of new raw material tank farm. | 2000-04-18 | 1515000 | 100
4285 | T1 | Goodyear Tire & Rubber Company | Goodyear Chemical Plant | 2000 Goodyear Dr | Houston | TX | 77001 | Harris | CN600616049 | RN100870898 | Engine NOx Reduction Project Phase I & II - modification of I.C. engine to reduce NOx. C3 Reactor Agitator Seals - Installation of new reactor seals. | A positive use determination of 100% for the installation of the scavenging piston and the exhaust driven turbocharger on the lean burn Wothington IC combustion engine/compressor and the new seals for the C3 reactor. | 2000-02-24 | 232618 | 100
4286 | T1 | Texas Eastman Division | Texas Eastman Division | Hwy 149 & Kodak Blvd | Longview | TX | 75603 | Harrison | CN600262919 | RN100219815 | Project to improve the material handling system for the rotary kiln incinerator. The primary improvements were: 1. Modified tank farm area to include 3 new agitated tanks with pumps, including secondary containment area. 2. Modifications to the drum feed area to include a drum feed weigh scale and barcoding system with digital control system. 3. Distributed control system equipment conversion and electronic instrumentation. | A positive use determination of 100% for the improvements to the rotary kiln incinerator. | 2000-02-23 | 2400000 | 100
4287 | T3 | Calpine Corporation | Pasadena Phase #2 Power Plant | 955 Phillips Rd | Pasadena | TX | 77506 | Harris | CN601581069 | RN100222041 | Phase 2 of Pasadena Power Plant: Dry Low NOx Combustor; Inlet Valves, Cooling Air Bypass Systems and Lube Oil Demisters for Combustion Turbines A & B, Steam Turbine Lube Oil Demister; Catalyst & Ammonia Injection Systems HRSG A & B; Combustion Turbine and Steam Turbine Governor; HRSG A & B Continuous Emission Monitors; Oil/Water Separator; Stormwater pond, pumps, and piping to cooling tower; Transformer Containment Basins for A, B, C & Aux. Trans.; Ammonia Containment Basin; Steam Turbine Lube Oil Containment Basin; Gas Chromatograph; and Concrete Paving. | A positive use determination of 100% for the Dry Low NOx Combustor; Inlet Valves, Cooling Air Bypass Systems and Lube Oil Demisters; Steam Turbine Lube Oil Demister; Catalyst & Ammonia Injection Systems HRSG A & B; Combustion Turbine and Steam Turbine Governor; HRSG A & B Continuous Emission Monitors; Oil/Water Separator; Stormwater pond, pumps, and piping to cooling tower; Transformer Containment Basins for A, B, C & Aux. Trans.; Ammonia Containment Basin; Steam Turbine Lube Oil Containment Basin; Gas Chromatograph; and Concrete Paving. | 2000-03-17 | 12270315 | 100
4288 | T2 | Phillips Petroleum Co | Phillips Petroleum Borger Refinery | State Spur 119 N | Borger | TX | 79007 | Hutchinson | CN603881871 | RN102495884 | S-Zorb Sorbent Low Sulfur Gasoline Unit - unit constructed to reduce sulfur content of gasoline. | A positive use determination of 100% for the S-zorb gasoline sulfur removal process unit. | 2000-02-22 | 17730000 | 100
4289 | T1 | BP Chemicals Inc | Green Lake | Highway 185N | Port Lavaca | TX | 77979 | Calhoun | CN600124531 | RN100210038 | Minor Capital Pollution Control Equipment: quench water clarifier modifications, new centrifuge dumpsters, acetonirile purification upgrade, acetonitrile purification analyzers advanced controls, non-hazardous landfill stormwater drain, barge dock parking lot drainage, barge dock drain line, ACH mechanical seal upgrade, deepwell sleeperway containment pond improvement, new nonhazardous waste management unit, additional CO analyzer for #1 AOGIB. Pipeline/Port Pollution Control Equipment: leak detection systems, cathodic protection, valve stations/automatic valves, increased cover, increased wall thickness, coated with fusion bonded epoxy, pre-positioned spill response equipment. Catalyst Plant Pollution Control Equipment: spray dryer screener, vanadium pentoxide receiver, dust collection systems and weighscales, power for catalyst plant pollution control equipment, cyclones, filer press vent scrubber, condenser vacuum blower, filtrate KO pot, IBA recovery unit, sampling systems, dust containing enclosures, and drain system. | A positive use determination of 100% for the quench water clarifier modifications, new centrifuge dumpsters, acetonirile purification upgrade, acetonitrile purification analyzers advanced controls, non-hazardous landfill stormwater drain, barge dock parking lot drainage, barge dock drain line, ACH mechanical seal upgrade, deepwell sleeperway containment pond improvement, new nonhazardous waste management unit, additional CO analyzer for #1 AOGIB, leak detection systems, cathodic protection, valve stations/automatic valves, increased cover, increased wall thickness, coated with fusion bonded epoxy, pre-positioned spill response equipment, spray dryer screener, vanadium pentoxide receiver, dust collection systems and weighscales, power for catalyst plant pollution control equipment, cyclones, filer press vent scrubber, condenser vacuum blower, filtrate KO pot, IBA recovery unit, sampling systems, dust containing enclosures, and drain system. | 2000-03-15 | 18313089 | 100
4290 | T1 | Sterling Chemicals Inc | Sterling Texas City | 201 Bay St | Texas City | TX | 77592 | Galveston | CN600126288 | RN100212620 | Installed 2 independent and redundant continuous emission monitoring systems on the methanol reformer. Installed 4 heated sample lines. | A positive use determination of 100% for the 2 continuous emission monitoring systems and the 4 heated sampling lines. | 2000-02-22 | 270000 | 100
4291 | T1 | El Paso Electric Company | El Paso Electric - Copper | 651 Hawkins Blvd | El Paso | TX | 79915 | El Paso | CN600352819 | RN100215490 | Installed 2 ultra-pure two stage regulators. Constructed 2 buildings and ancillaries for use in housing emission monitoring equipment. | A positive use determination of 100% for the two ultra-purity 2-stage regulators with building enclosure. | 2000-02-22 | 22165 | 100
4292 | T1 | El Paso Electric Company | El Paso Electric - Newman | 4900 Stan Roberts Sr Ave | El Paso | TX | 79934 | El Paso | CN600352819 | RN100211309 | Installed one barometric pressure sensor, fiberglass enclosure and associated cabling. Purchased and installed a wireless data transceiver, with ancillaries and antenna. | A positive use determination of 100% for the spread spectrum wireless data transceiver with antenna and ancillaries and the barometric pressure sensor with enclosure and cabling. | 2000-02-22 | 5313 | 100
4293 | T1 | Gore Trucking Inc | Gore Truck Stop | 1300 E Mill | Comanche | TX | 76442 | Comanche | CN601175862 | RN102163409 | Purchased CFC reclaim/recycle equipment. | A positive use determination of 60% for the CFC reclaim/recycling equipment. | 2000-02-22 | 2441 | 100
4294 | T1 | Gore's Inc | Indian Ridge Dairy | Hwy 16 | Comanche | TX | 76442 | Comanche | CN600789531 | RN102073178 | Installed the following water pollution control property: separator, settling basin, irrigation, water conservation system, wastewater impoundment, and secondary containment. | A positive use determination of 100% for the wastewater handling system. | 2000-02-23 | 104714 | 100
4295 | T1 | Gore Bros Inc | Gore Bros Mill | 1300 E Mill | Comanche | TX | 76442 | Comanche | CN601175862 | RN102163409 | Installed cyclones and modified stacks. | A positive use determination of 100% for the cyclones and stack modifications. | 2000-02-22 | 245569 | 100
4296 | T1 | Gore's Inc | Gore Calf Ranch | CR 210 | Comanche | TX | 76442 | Comanche | CN600789531 | RN102073194 | Constructed wastewater impoundment. | A positive use determination of 100% for the wastewater impoundment. | 2000-02-23 | 12874 | 100
4297 | T1 | Gore's Inc | Gore's Dairy | CR 210 | Comanche | TX | 76442 | Comanche | CN600789531 | RN102178720 | Constructed wastewater impoundment. | A positive use determination of 100% for the wastewater impoundment. | 2000-02-23 | 17790 | 100
4298 | T1 | Gore's Inc | Hilcrest Dairy | CR 210 | Comanche | TX | 76442 | Comanche | CN600789531 | RN102178720 | Wastewater Handling System: Constructed settling basin, wastewater impoundments and irrigation system, and secondary containment. | A positive use determination of 100% for the wastewater handling system. | 2000-02-23 | 22544 | 100
4299 | T1 | Sterling Chemicals Inc | Sterling Texas City | 201 Bay St | Texas City | TX | 77592 | Galveston | CN600126288 | RN100212620 | Installed new low NOx burners in the waste oxidation boiler. Installed a new down fired thermal oxidizer - project includes 28 new auger cast pilings, a pile cap foundation, a stair tower with landings, new piping and diverter valves and necessary equipment. | A positive use determination of 100% for the low NOx burners for the waste oxidation boiler and the thermal oxidizer for the absorber off-gas. | 2000-02-22 | 6185000 | 100
4300 | T1 | Engineered Polymer Solutions Inc | Valspar Coatings | 701 Shiloh Rd | Garland | TX | 75042 | Dallas | CN600534630 | RN100215995 | 1. Plant Ventilation Upgrade - Includes dust collection at all tanks, mixers, and dust addition areas of the facility and improvement of the solvent/vapor removal system. 2. Tank Vents - Added tank vents and installed 3" flanges, flame arrestors, and conservation vents on top of each vent stack. | A positive use determination of 100% for the plant ventilation upgrade and the tank vents. | 2000-03-22 | 405585 | 100
4301 | T1 | La Gloria Oil & Gas Company | La Gloria Oil & Gas Refinery | 1125 McMurry Dr | Tyler | TX | 75702 | Smith | CN602831232 | RN100222512 | Repairs made to the floating roofs in tanks - 151, 34, 137, 4, and 3. | A positive use determination of 100% for the project to repair floating roofs and the installation of secondary seals on storage tanks 3, 4, 34, 137, and 151. | 2000-02-22 | 124656 | 100
4302 | T1 | La Gloria Oil & Gas Company | La Gloria Oil & Gas Refinery | 1125 McMurry Dr | Tyler | TX | 75702 | Smith | CN602831232 | RN100222512 | Repaired leaking PCB containing transformers and remediated PCB spills. | A positive use determination of 100% for the project to repair leaking PCB transformers and remediate PCB spills. | 2000-02-23 | 40020 | 100
4303 | T1 | Reliant Energy Inc | W A Parish | 2500 Y U Jones Rd | Thompsons | TX | 77481 | Fort Bend | CN600254148 | RN100888312 | Waste Storage Containers: steel and plastic 55 gallon drums used for temporary storage of wastes. | A positive use determination of 100% for the waste storage containers. | 2000-02-22 | 20400 | 100
4304 | T1 | Air Products And Chemicals Inc | Air Products Baytown | 5503 Baker Rd | Baytown | TX | 77520 | Harris | CN602299257 | RN100222215 | Synthesis Gas Facility: Rectisol Scrubbing System; Flare Systems; Waste Gas Piping; Wastewater storage tanks, pads, pumps, piping, pipeline, etc.; stormwater & sanitary wastewater drainage, collection and discharge; secondary containment for tanks; process instrumentation and process control system; water conservation systems; liquid level indicators, alarms, & controllers; in-line gas filter systems; potable water system. ASU Plant: wastewater storage tanks, pads, pumps, piping, pipeline, etc.; stormwater drainage, collection, & discharges; secondary containment for tanks; process instrumentation and & process control system; water conservation systems, liquid level indicators, alarms, & controllers; in-line gas filter systems; spill kits/spill kit storage; cooling tower; noise abatement; potable water system; DCAC Tower system; N2 waste tower system; cathodic protection system; and the sanitary wastewater system. | A positive use determination of 75% for the Rectisol Scrubbing System. A positive use determination of 100% for the Flare Systems; Waste Gas Piping; Wastewater storage tanks, pads, pumps, piping, pipeline, etc.; stormwater & sanitary wastewater drainage, collection and discharge; secondary containment for tanks; process instrumentation and process control system; water conservation systems; liquid level indicators, alarms, & controllers; in-line gas filter systems; potable water system; spill kits/spill kit storage; cooling tower; noise abatement; DCAC Tower system; N2 waste tower system; cathodic protection system; and the sanitary wastewater system. | 2000-03-17 | 32964025 | 100
4305 | T1 | Reliant Energy Inc | W A Parish | 2500 Y U Jones Rd | Thompsons | TX | 77481 | Fort Bend | CN600254148 | RN100888312 | Installed CO monitors on Units 1 & 2. | A positive use determination of 100% for the CO monitors. | 2000-02-17 | 45000 | 100
4306 | T1 | Reliant Energy Inc | W A Parish | 2500 Y U Jones Rd | Thompsons | TX | 77481 | Fort Bend | CN600254148 | RN100888312 | Replaced corroded bottom ash de-watering bin cones and applied a corrosion prevention coating system. | A positive use determination of 100% for the project to replace the corroded bottom ash dewatering bin cones and the application of a coating system. | 2000-02-22 | 917000 | 100
4307 | T1 | Reliant Energy Inc | W A Parish | 2500 Y U Jones Rd | Thompsons | TX | 77481 | Fort Bend | CN600254148 | RN100888312 | Induced Flue Gas Recirculation Project: project on Units 3 & 4 included ductwork, dampers, controls and other components. | A positive use determination of 100% for the induced flue gas recirculation systems. | 2000-02-17 | 169859 | 100
4308 | T1 | Reliant Energy Inc | W A Parish | 2500 Y U Jones Rd | Thompsons | TX | 77481 | Fort Bend | CN600254148 | RN100888312 | Fixed Ignitors: Replaced existing ignitors on Units 5 & 6 with fixed ignitors. | A positive use determination of 100% for the fixed igniters. | 2000-02-17 | 1239628 | 100
4309 | T1 | Reliant Energy Inc | W A Parish | 2500 Y U Jones Rd | Thompsons | TX | 77481 | Fort Bend | CN600254148 | RN100888312 | Asbestos Abatement: Associated costs include asbestos removal, HEPA vacuum equipment, negative air pressure enclosures, glove bags, personal protective equipment, decontamination facilities, testing, disposal, etc. | A positive use determination of 100% for the asbestos abatement project. | 2000-02-22 | 73346 | 100
4310 | T1 | Reliant Energy Inc | W A Parish | 2500 Y U Jones Rd | Thompsons | TX | 77481 | Fort Bend | CN600254148 | RN100888312 | Baghouse Filter Bags and Springs: Units 5-8 baghouse filter bags were replaced as well as the springs for units 5-7. Unit 8 baghouse steel was modified to accept longer bags. | A positive use determination of 100% for the new bags, springs and structural steel. | 2000-02-17 | 7093748 | 100
4311 | T1 | Reliant Energy Inc | W A Parish | 2500 Y U Jones Rd | Thompsons | TX | 77481 | Fort Bend | CN600254148 | RN100888312 | Low NOx Firing System: Boiler combustion modifications and equipment to lower NOx emissions were installed on Units 5, 6, & 7. The project includes the installation of an upper furnace separated overfire air system and low NOx burners. Modifications included the installation of separated overfire air compartments, lowering existing coal elevations, and new coal air nozzles. Replacement and upgrading of the pulverizer components was required, including new deflector plates, vane wheel assemblies and multiport outlet and discharge valves and installation of quick change assemblies. | A positive use determination of 100% for the overfire air system and low NOx burners on Units 5 & 6 and overfire air compartments, lowering coal elevations, coal air nozzles and upgrade to the coal pulverizer components. | 2000-02-17 | 17265806 | 100
4312 | T1 | Reliant Energy Inc | W A Parish | 2500 Y U Jones Rd | Thompsons | TX | 77481 | Fort Bend | CN600254148 | RN100888312 | Neural Network Optimization Systems: Installed a neural network optimization system on Units 5-8 as an online/advisory system for NOx control. | A positive use determination of 100% for the neural network optimization system. | 2000-02-17 | 455100 | 100
4313 | T1 | Reliant Energy Inc | W A Parish | 2500 Y U Jones Rd | Thompsons | TX | 77481 | Fort Bend | CN600254148 | RN100888312 | Two existing pug mill Sly scrubbers were replaced with one venturi scrubber. | A positive use determination of 100% for the venturi scrubber. | 2000-02-17 | 65000 | 100
4314 | T1 | Reliant Energy Inc | W A Parish | 2500 Y U Jones Rd | Thompsons | TX | 77481 | Fort Bend | CN600254148 | RN100888312 | Replaced Unit 8 scrubber tower agitators and recycle inlet nozzles. | A positive use determination of 100% for the new agitators and recycle inlet nozzles for the Unit 8 scrubber tower. | 2000-02-17 | 147600 | 100
4315 | T1 | Reliant Energy Inc | W A Parish | 2500 Y U Jones Rd | Thompsons | TX | 77481 | Fort Bend | CN600254148 | RN100888312 | Waterlances with Sootblower Panel: Installed new diamond power waterlances, complete with necessary control system. | A positive use determination of 100% for the water lances and soot blower control panel. | 2000-02-17 | 1242737 | 100
4316 | T1 | Reliant Energy Inc | W A Parish | 2500 Y U Jones Rd | Thompsons | TX | 77481 | Fort Bend | CN600254148 | RN100888312 | Replaced the #1 oily waste sump pumps (1A & 1B). | A positive use determination of 100% for the project to replace the #1 oily waste sump pumps. | 2000-02-17 | 17418 | 100
4317 | T1 | Reliant Energy Inc | W A Parish | 2500 Y U Jones Rd | Thompsons | TX | 77481 | Fort Bend | CN600254148 | RN100888312 | Project to upgrade the bottom ash system. | A positive use determination of 50% for the upgrade to the bottom ash system. | 2000-02-17 | 572189 | 100
4318 | T1 | Reliant Energy Inc | W A Parish | 2500 Y U Jones Rd | Thompsons | TX | 77481 | Fort Bend | CN600254148 | RN100888312 | Replaced Unit 7 & 8 bottom ash sump and Unit 7 load out sump agitators. | A positive use determination of 100% for the project to replace the Unit 7 & 8 bottom ash sump agitators and the Unit 7 load out agitators. | 2000-02-17 | 75000 | 100
4319 | T1 | Reliant Energy Inc | W A Parish | 2500 Y U Jones Rd | Thompsons | TX | 77481 | Fort Bend | CN600254148 | RN100888312 | Relined the "A" side boiler blowdown pit. | A positive use determination of 100% for the blowdown pit liner. | 2000-02-17 | 24940 | 100
4320 | T1 | Reliant Energy Inc | PH Robinson | 5501 Hwy 146 | Bacliff | TX | 77518 | Galveston | CN600254148 | RN101062826 | Asbestos Abatement: Associated costs include asbestos removal, HEPA vacuum equipment, negative air pressure enclosures, glove bags, personal protective equipment, decontamination facilities, testing, disposal, etc. | A positive use determination of 100% for the asbestos abatement project. | 2000-02-17 | 192313 | 100
4321 | T1 | Reliant Energy Inc | PH Robinson | 5501 Hwy 146 | Bacliff | TX | 77518 | Galveston | CN600254148 | RN101062826 | Waste Storage Containers: steel and plastic 55 gallon drums used for temporary storage of wastes. | A positive use determination of 100% for the waste storage containers. | 2000-02-17 | 10000 | 100
4322 | T1 | Reliant Energy Inc | PH Robinson | 5501 Hwy 146 | Bacliff | TX | 77518 | Galveston | CN600254148 | RN101062826 | Remediation of the faculties sewage treatment bed. | A positive use determination of 100% for the project to remediate the sewage treatment bed. | 2000-02-17 | 10653 | 100
4323 | T1 | Reliant Energy Inc | PH Robinson | 5501 Hwy 146 | Bacliff | TX | 77518 | Galveston | CN600254148 | RN101062826 | Installed 80 new burner tips on Unit 4. | A negative determination for the 80 new burner tips installed on Unit 4. This is a routine burner replacement project. | 2000-02-17 | 136805
4324 | T1 | Reliant Energy Inc | PH Robinson | 5501 Hwy 146 | Bacliff | TX | 77518 | Galveston | CN600254148 | RN101062826 | Unit 3 was fitted with manual gas valves on the top row of burner cells. | A positive use determination of 100% for the burners-out-of-service gas valves. | 2000-02-17 | 24245 | 100
4325 | T1 | Reliant Energy Inc | PH Robinson | 5501 Hwy 146 | Bacliff | TX | 77518 | Galveston | CN600254148 | RN101062826 | Installed a CO monitor on the stack of Unit 4. | A positive use determination of 100% for the Co monitor. | 2000-02-17 | 17341 | 100
4326 | T1 | Reliant Energy Inc | PH Robinson | 5501 Hwy 146 | Bacliff | TX | 77518 | Galveston | CN600254148 | RN101062826 | Installed a new sectional damper drive on unit 4. | A positive use determination of 100% for the flue gas recirculation sectional damper. | 2000-02-17 | 29081 | 100
4327 | T1 | Reliant Energy Inc | PH Robinson | 5501 Hwy 146 | Bacliff | TX | 77518 | Galveston | CN600254148 | RN101062826 | Mist Eliminator: A new filtering system was installed at the turbine lube oil vapor extractor. | A positive use determination of 100% for the mist eliminator installed on the turbine lube oil vapor extractor. | 2000-02-17 | 26636 | 100
4328 | T1 | Reliant Energy Inc | PH Robinson | 5501 Hwy 146 | Bacliff | TX | 77518 | Galveston | CN600254148 | RN101062826 | Project to modify the windbox/NOx port on Unit 4. | A positive use determination of 100% for the windbox modifications and the installation of the oxygen monitor. | 2000-02-17 | 198680 | 100
4329 | T1 | Reliant Energy Inc | PH Robinson | 5501 Hwy 146 | Bacliff | TX | 77518 | Galveston | CN600254148 | RN101062826 | Repaired secondary containment basins. | A positive use determination of 100% for the repairs to the containment structures. | 2000-02-17 | 12687 | 100
4330 | T1 | Reliant Energy Inc | PH Robinson | 5501 Hwy 146 | Bacliff | TX | 77518 | Galveston | CN600254148 | RN101062826 | Upgrade circulating water pumps in the supplemental cooling tower. | A positive use determination of 100% for the project to upgrade the circulating water pumps. | 2000-02-17 | 738651 | 100
4331 | T1 | Reliant Energy Inc | PH Robinson | 5501 Hwy 146 | Bacliff | TX | 77518 | Galveston | CN600254148 | RN101062826 | Repair the CECP wastewater treatment basin. | A positive use determination of 100% for the CECP basin repair project. | 2000-02-17 | 66435 | 100
4332 | T1 | Reliant Energy Inc | SR Berton | 2012 Miller Cut-Off Rd | Deer Park | TX | 77536 | Harris | CN600254148 | RN100825389 | Waste Storage Containers: steel and plastic 55 gallon drums used for temporary storage of wastes. | A positive use determination of 100% for the waste storage containers. | 2000-02-17 | 10000 | 100
4333 | T1 | Reliant Energy Inc | SR Berton | 2012 Miller Cut-Off Rd | Deer Park | TX | 77536 | Harris | CN600254148 | RN100825389 | Asbestos Abatement: Associated costs include asbestos removal, HEPA vacuum equipment, negative air pressure enclosures, glove bags, personal protective equipment, decontamination facilities, testing, disposal, etc. | A positive use determination of 100% for the asbestos abatement project. | 2000-02-17 | 66118 | 100
4334 | T1 | Reliant Energy Inc | SR Berton | 2012 Miller Cut-Off Rd | Deer Park | TX | 77536 | Harris | CN600254148 | RN100825389 | Installed an oxygen monitoring system on Units 3 and 4. | A positive use determination of 100% for the oxygen monitoring system. | 2000-02-17 | 160691 | 100
4335 | T1 | Texas Genco II LP | Cedar Bayou | 7705 Old West Bay Rd | Baytown | TX | 77520 | Chambers | CN603919200 | RN100825371 | Windbox oxygen analyzers were installed. | A positive use determination of 100% for the windbox oxygen analyzers. | 2000-02-17 | 5000 | 100
4336 | T1 | Texas Genco II LP | Cedar Bayou | 7705 Old West Bay Rd | Baytown | TX | 77520 | Chambers | CN603919200 | RN100825371 | Remediated a site where diesel/acid had been released. | A positive use determination of 100% for the project to remediate the diesel/acid release. | 2000-02-15 | 15000 | 100
4337 | T1 | Texas Genco II LP | Cedar Bayou | 7705 Old West Bay Rd | Baytown | TX | 77520 | Chambers | CN603919200 | RN100825371 | Waste Storage Containers: steel and plastic 55 gallon drums used for temporary storage of wastes. | A positive use determination of 100% for the waste storage containers. | 2000-02-15 | 10000 | 100
4338 | T1 | Texas Genco II LP | Cedar Bayou | 7705 Old West Bay Rd | Baytown | TX | 77520 | Chambers | CN603919200 | RN100825371 | Stabilized the existing shoreline of the cooling pond and purchased additional cooling shoreline for stabilization. | A positive use determination of 100% for the shoreline stabilization project, including the land which was purchased. | 2000-02-23 | 208451 | 100
4339 | T1 | Texas Genco II LP | Cedar Bayou | 7705 Old West Bay Rd | Baytown | TX | 77520 | Chambers | CN603919200 | RN100825371 | Replaced two fish pumps. | A positive use determination of 100% for the two replacement fish pumps. | 2000-02-15 | 29538 | 100
4340 | T1 | Texas Genco II LP | Cedar Bayou | 7705 Old West Bay Rd | Baytown | TX | 77520 | Chambers | CN603919200 | RN100825371 | Installed condenser waterbox drain pump to divert circulating water from 'A' floor drain system to circulating water system. | A positive use determination of 100% for the condenser wastebox drain pump. | 2000-02-15 | 120896 | 100
4341 | T1 | Texas Genco II LP | Cedar Bayou | 7705 Old West Bay Rd | Baytown | TX | 77520 | Chambers | CN603919200 | RN100825371 | Installed CO monitors on units 1-3. | A positive use determination of 100% for the CO monitors, | 2000-02-17 | 34607 | 100
4342 | T1 | Reliant Energy Inc | Deepwater | 901 Light Co Rd | Pasadena | TX | 77506 | Harris | CN600254148 | RN100542877 | Asbestos Abatement: Associated costs include asbestos removal, HEPA vacuum equipment, negative air pressure enclosures, glove bags, personal protective equipment, decontamination facilities, testing, disposal, etc. | A positive use determination of 100% for the asbestos abatement project. | 2000-02-15 | 82023 | 100
4343 | T1 | Reliant Energy Inc | Deepwater | 901 Light Co Rd | Pasadena | TX | 77506 | Harris | CN600254148 | RN100542877 | Waste Storage Containers: steel and plastic 55 gallon drums used for temporary storage of wastes. | A positive use determination of 100% for the waste storage containers. | 2000-02-15 | 5000 | 100
4344 | T1 | Reliant Energy Inc | Deepwater | 901 Light Co Rd | Pasadena | TX | 77506 | Harris | CN600254148 | RN100542877 | Project to close two existing underground storage tanks. | A positive use determination of 100% for the project to close 2 underground storage tanks. | 2000-02-15 | 10000 | 100
4345 | T1 | Reliant Energy Inc | Limestone | Route 1, Box 85 | Jewett | TX | 75846 | Limestone | CN600254148 | RN104644828 | Replaced the mist eliminators on the FGD towers. | A positive use determination of 100% for the project to replace the mist eliminators on the flue gas desulfurization towers. | 2000-02-17 | 676151 | 100
4346 | T1 | Reliant Energy Inc | Limestone | Route 1, Box 85 | Jewett | TX | 75846 | Limestone | CN600254148 | RN104644828 | Waste Storage Containers: steel and plastic 55 gallon drums used for temporary storage of wastes. | A positive use determination of 100% for the waste storage containers. | 2000-02-15 | 15000 | 100
4347 | T1 | Reliant Energy Inc | Limestone | Route 1, Box 85 | Jewett | TX | 75846 | Limestone | CN600254148 | RN104644828 | Installed ST9 discharge line to #2 waste slurry tank. | A positive use determination of 100% for the ST9 discharge line. | 2000-02-15 | 46652 | 100
4348 | T1 | Reliant Energy Inc | Limestone | Route 1, Box 85 | Jewett | TX | 75846 | Limestone | CN600254148 | RN104644828 | Replacement of fly ash piping. | A positive use determination of 100% for the fly ash piping replacement project. | 2000-02-17 | 82215 | 100
4349 | T1 | Reliant Energy Inc | Limestone | Route 1, Box 85 | Jewett | TX | 75846 | Limestone | CN600254148 | RN104644828 | Replaced the original Pactecon style baghouse with a Pulse Jet style baghouse. | A positive use determination of 100% for the replacement of the fly ash silo baghouse with a pulse jet baghouse. | 2000-02-17 | 169505 | 100
4350 | T1 | Reliant Energy Inc | Limestone | Route 1, Box 85 | Jewett | TX | 75846 | Limestone | CN600254148 | RN104644828 | Upgraded the bottom ash sump pump. | A positive use determination of 100% for the upgrade to the bottom ash sump pump. | 2000-02-15 | 90328 | 100
4351 | T1 | Reliant Energy Inc | Limestone | Route 1, Box 85 | Jewett | TX | 75846 | Limestone | CN600254148 | RN104644828 | Replaced various portions of bottom ash piping as well as bottom ash grinders. | A positive use determination of 50% for the project to replace portions of the bottom ash piping and bottom ash grinders. | 2000-02-15 | 356931 | 100
4352 | T1 | Reliant Energy Inc | Humble Service Center | 10010 FM 1960 | Humble | TX | 77338 | Harris | CN601095797 | RN100662980 | Closure of existing waste storage area and opening of a new area. | A positive use determination of 100% for the project to close the existing hazardous waste storage area and open a new storage area. | 2000-02-15 | 5000 | 100
4353 | T1 | Reliant Energy Inc | Sam Houston Facility | 4500 South Shaver | Houston | TX | 77034 | Harris | CN600254148 | RN102797164 | Right-of-Way Remediation Project - clean-up of electroplating wastes. | A positive use determination of 100% for the project to remediate the right-of-way. | 2000-02-15 | 241500 | 100
4354 | T1 | Reliant Energy Inc | San Jacinto | 845 Sens Rd | La Porte | TX | 77571 | Harris | CN600254148 | RN100542901 | Waste Storage Containers: steel and plastic 55 gallon drums used for temporary storage of wastes. | A positive use determination of 100% for the waste storage containers. | 2000-02-23 | 3400 | 100
4355 | T1 | Reliant Energy Inc | San Jacinto | 845 Sens Rd | La Porte | TX | 77571 | Harris | CN600254148 | RN100542901 | Installed concrete paving in areas of the plant where filtration and cleaning equipment are parked. | A positive use determination of 100% for the paving. | 2000-02-23 | 14178 | 100
4356 | T1 | Reliant Energy Inc | San Jacinto | 845 Sens Rd | La Porte | TX | 77571 | Harris | CN600254148 | RN100542901 | Installation of a new data acquisition and handling system for the continuous emission monitors. | A positive use determination of 100% for the data acquisition and handling system. | 2000-02-29 | 100274 | 100
4357 | T1 | Reliant Energy Inc | Webster | 19301 Galveston Rd | Webster | TX | 77598 | Harris | Insufficent Information | Insufficent Information | Asbestos Abatement: Associated costs include asbestos removal, HEPA vacuum equipment, negative air pressure enclosures, glove bags, personal protective equipment, decontamination facilities, testing, disposal, etc. | A positive use determination of 100% for the asbestos abatement project. | 2000-02-23 | 10759 | 100
4358 | T1 | Reliant Energy Inc | Webster | 19301 Galveston Rd | Webster | TX | 77598 | Galveston | Insufficent Information | Insufficent Information | Asbestos Abatement: Associated costs include asbestos removal, HEPA vacuum equipment, negative air pressure enclosures, glove bags, personal protective equipment, decontamination facilities, testing, disposal, etc. | A positive use determination of 100% for the asbestos abatement project. | 2000-02-23 | 10759 | 100
4359 | T1 | Reliant Energy Inc | Webster | 19301 Galveston Rd | Webster | TX | 77598 | Galveston | Insufficent Information | Insufficent Information | Waste Storage Containers: steel and plastic 55 gallon drums used for temporary storage of wastes. | A positive use determination of 100% for the waste storage containers. | 2000-02-23 | 5000 | 100
4360 | T1 | Reliant Energy Inc | Webster | 19301 Galveston Rd | Webster | TX | 77598 | Harris | Insufficent Information | Insufficent Information | Waste Storage Containers: steel and plastic 55 gallon drums used for temporary storage of wastes. | A positive use determination of 100% for the waste storage containers. | 2000-02-23 | 5000 | 100
4361 | T1 | Reliant Energy Inc | Webster | 19301 Galveston Rd | Webster | TX | 77598 | Galveston | Insufficent Information | Insufficent Information | Constructed drum racks for managing waste containers. | A positive use determination of 100% for the drum racks. | 2000-02-23 | 3308 | 100
4362 | T1 | Reliant Energy Inc | Webster | 19301 Galveston Rd | Webster | TX | 77598 | Galveston | Insufficent Information | Insufficent Information | This project includes the necessary ductwork, dampers, controls and other components necessary to route boiler flue gas to the boiler exhaust. | A positive use determination of 100% for the project which includes the necessary ductwork, dampers, controls and other components necessary to route boiler flue gas to the boiler exhaust. | 2000-02-29 | 35521 | 100
4363 | T1 | Reliant Energy Inc | Webster | 19301 Galveston Rd | Webster | TX | 77598 | Harris | Insufficent Information | Insufficent Information | This project includes the necessary ductwork, dampers, controls and other components necessary to route boiler flue gas to the boiler exhaust. | A positive use determination of 100% for the project which includes the necessary ductwork, dampers, controls and other components necessary to route boiler flue gas to the boiler exhaust. | 2000-02-29 | 35521 | 100
4364 | T1 | Reliant Energy Inc | Brazosport Service Center | 202 Hwy 332 West | Clute | TX | 77531 | Brazoria | CN600276653 | RN100655216 | Waste Storage Containers: steel and plastic 55 gallon drums used for temporary storage of wastes. | A positive use determination of 100% for the waste storage containers. | 2000-02-23 | 2700 | 100
4365 | T1 | Reliant Energy Inc | TH Wharton | 16301 Sh 249 | Houston | TX | 77064 | Harris | CN600254148 | RN100542885 | Asbestos Abatement: Associated costs include asbestos removal, HEPA vacuum equipment, negative air pressure enclosures, glove bags, personal protective equipment, decontamination facilities, testing, disposal, etc. | A positive use determination of 100% for the asbestos abatement project. | 2000-02-23 | 55408 | 100
4366 | T1 | Reliant Energy Inc | TH Wharton | 16301 Sh 249 | Houston | TX | 77064 | Harris | CN600254148 | RN100542885 | Waste Storage Containers: steel and plastic 55 gallon drums used for temporary storage of wastes. | A positive use determination of 100% for the waste storage containers. | 2000-02-23 | 10000 | 100
4367 | T1 | Reliant Energy Inc | TH Wharton | 16301 Sh 249 | Houston | TX | 77064 | Harris | CN600254148 | RN100542885 | Installed predictive emission monitoring system. | A positive use determination of 100% for the 8 predictive emission monitoring systems. | 2000-02-29 | 36232 | 100
4368 | T1 | Reliant Energy Inc | Greens Bayou | 12070 Beaumont Hwy | Houston | TX | 77049 | Harris | CN601095797 | RN100542851 | Built a ditch that conveys runoff from the cooling tower to the stormwater ditch. | A positive use determination of 100% for the cooling tower stormwater diversion ditch. | 2000-02-23 | 12548 | 100
4369 | T1 | Reliant Energy Inc | Greens Bayou | 12070 Beaumont Hwy | Houston | TX | 77049 | Harris | CN601095797 | RN100542851 | Replaced spent acid tank and associated secondary containment. | A positive use determination of 100% for the replacement of the spent acid tanks and the associated secondary containment basin. | 2000-02-23 | 104804 | 100
4370 | T1 | Reliant Energy Inc | Greens Bayou | 12070 Beaumont Hwy | Houston | TX | 77049 | Harris | CN601095797 | RN100542851 | Asbestos Abatement: Associated costs include asbestos removal, HEPA vacuum equipment, negative air pressure enclosures, glove bags, personal protective equipment, decontamination facilities, testing, disposal, etc. | A positive use determination of 100% for the asbestos abatement project. | 2000-02-23 | 32579 | 100
4371 | T1 | Reliant Energy Inc | Greens Bayou | 12070 Beaumont Hwy | Houston | TX | 77049 | Harris | CN601095797 | RN100542851 | Waste Storage Containers: steel and plastic 55 gallon drums used for temporary storage of wastes. | A positive use determination of 100% for the waste storage containers. | 2000-02-23 | 5000 | 100
4372 | T1 | Reliant Energy Inc | Sugarland Service Center | 13300 W Bellfort | Sugar Land | TX | 77478 | Fort Bend | CN601095797 | RN100667898 | Waste Storage Containers: steel and plastic 55 gallon drums used for temporary storage of wastes. | A positive use determination of 100% for the waste storage containers. | 2000-02-23 | 2700 | 100
4373 | T1 | Reliant Energy Inc | Fort Bend | 4401 Ave H | Rosenberg | TX | 77471 | Fort Bend | CN600276653 | RN102929494 | Waste Storage Containers: steel and plastic 55 gallon drums used for temporary storage of wastes. | A positive use determination of 100% for the waste storage containers. | 2000-02-23 | 2700 | 100
4374 | T1 | Reliant Energy Inc | Galveston Service Center | 502 27Th St | Galveston | TX | 77550 | Galveston | CN603881384 | RN108872060 | Waste Storage Containers: steel and plastic 55 gallon drums used for temporary storage of wastes. | A positive use determination of 100% for the waste storage containers. | 2000-02-23 | 2700 | 100
4375 | T1 | Texas Genco Ii LP | Ho Clarke | 2045 South Main | Houston | TX | 77045 | Harris | CN602755415 | RN100542653 | Waste Storage Containers: steel and plastic 55 gallon drums used for temporary storage of wastes. | A positive use determination of 100% for the waste storage containers. | 2000-02-23 | 5000 | 100
4376 | T1 | Reliant Energy Inc | Edc | 12301 Kurland | Houston | TX | 77034 | Harris | CN600276653 | RN102421633 | Waste Storage Containers: steel and plastic 55 gallon drums used for temporary storage of wastes. | A positive use determination of 100% for the waste storage containers. | 2000-02-23 | 5000 | 100
4377 | T1 | Reliant Energy Inc | Baytown Service Center | 333 Ward Rd | Baytown | TX | 77520 | Harris | CN600276653 | RN100649813 | Waste Storage Containers: steel and plastic 55 gallon drums used for temporary storage of wastes. | A positive use determination of 100% for the waste storage containers. | 2000-02-23 | 2700 | 100
4378 | T1 | Reliant Energy Inc | Bellaire Service Center | 4300 Bissonnet | Bellaire | TX | 77401 | Harris | CN600276653 | RN100651280 | Waste Storage Containers: steel and plastic 55 gallon drums used for temporary storage of wastes. | A positive use determination of 100% for the waste storage containers. | 2000-02-23 | 2700 | 100
4379 | T1 | Reliant Energy Inc | Berry Service Center | 8706 East Hardy | Houston | TX | 77093 | Harris | CN600276653 | RN100652726 | Waste Storage Containers: steel and plastic 55 gallon drums used for temporary storage of wastes. | A positive use determination of 100% for the waste storage containers. | 2000-02-23 | 2700 | 100
4380 | T1 | Reliant Energy Inc | Central Complex | 4500 South Shaver | Houston | TX | 77034 | Harris | CN600254148 | RN102797164 | Waste Storage Containers: steel and plastic 55 gallon drums used for temporary storage of wastes. | A positive use determination of 100% for the waste storage containers. | 2000-02-23 | 50000 | 100
4381 | T1 | Reliant Energy Inc | Channelview Service Center | 15025 I-10 East | Channelview | TX | 77530 | Harris | CN601095797 | RN100656560 | Waste Storage Containers: steel and plastic 55 gallon drums used for temporary storage of wastes. | A positive use determination of 100% for the waste storage containers. | 2000-02-23 | 2700 | 100
4382 | T1 | Texas Genco Ii LP | Ho Clarke | 2045 South Main | Houston | TX | 77045 | Harris | CN602755415 | RN100542653 | Waste Storage Containers: steel and plastic 55 gallon drums used for temporary storage of wastes. | A positive use determination of 100% for the waste storage containers. | 2000-02-23 | 2700 | 100
4383 | T1 | Reliant Energy Inc | Cypress Service Center | 18018 Cypress Church Rd | Cypress | TX | 77429 | Harris | CN600276653 | RN101992832 | Waste Storage Containers: steel and plastic 55 gallon drums used for temporary storage of wastes. | A positive use determination of 100% for the waste storage containers. | 2000-02-23 | 2700 | 100
4384 | T1 | Reliant Energy Inc | Greenspoint Service Center | 2301 West Greens Rd | Houston | TX | 77032 | Harris | CN603881384 | RN108872078 | Waste Storage Containers: steel and plastic 55 gallon drums used for temporary storage of wastes. | A positive use determination of 100% for the waste storage containers. | 2000-02-23 | 2700 | 100
4385 | T1 | Reliant Energy Inc | Humble Service Center | 10010 FM 1960 | Humble | TX | 77338 | Harris | CN601095797 | RN100662980 | Waste Storage Containers: steel and plastic 55 gallon drums used for temporary storage of wastes. | A positive use determination of 100% for the waste storage containers. | 2000-02-23 | 2700 | 100
4386 | T1 | Reliant Energy Inc | Katy Service Center | 5431 Highway Blvd | Katy | TX | 77450 | Harris | CN601095797 | RN100664010 | Waste Storage Containers: steel and plastic 55 gallon drums used for temporary storage of wastes. | A positive use determination of 100% for the waste storage containers. | 2000-02-23 | 2700 | 100
4387 | T1 | Reliant Energy Inc | Magnolia Park Service Center | 104 N Greenwood | Houston | TX | 77011 | Harris | CN601095797 | RN100665017 | Waste Storage Containers: steel and plastic 55 gallon drums used for temporary storage of wastes. | A positive use determination of 100% for the waste storage containers. | 2000-02-23 | 2700 | 100
4388 | T1 | Reliant Energy Inc | South Houston Central Complex | 4500 South Shaver | Houston | TX | 77034 | Harris | CN600254148 | RN102797164 | Waste Storage Containers: steel and plastic 55 gallon drums used for temporary storage of wastes. | A positive use determination of 100% for the waste storage containers. | 2000-02-23 | 2700 | 100
4389 | T1 | Reliant Energy Inc | Spring Branch Service Center | 10310 Old Katy Rd | Houston | TX | 77043 | Harris | CN601095797 | RN100666924 | Waste Storage Containers: steel and plastic 55 gallon drums used for temporary storage of wastes. | A positive use determination of 100% for the waste storage containers. | 2000-02-23 | 2700 | 100
4390 | T1 | Reliant Energy Inc | Underground Service Center | 2320 West Dallas | Houston | TX | 77002 | Harris | CN603881384 | RN100685288 | Waste Storage Containers: steel and plastic 55 gallon drums used for temporary storage of wastes. | A positive use determination of 100% for the waste storage containers. | 2000-02-23 | 2700 | 100
4391 | T1 | John Zink Company LLC | Koch Corpus Christi - West | 2825 Suntide Rd | Corpus Christi | TX | 78409 | Nueces | No Customer by this Name in Central Registry | RN100235266 | Hydrocarbon vapor recovery system. | A positive use determination of 50% for the gasoline vapor recovery unit. | 2000-02-24 | 569711 | 100
4392 | T1 | John Zink Company LLC | Koch Petroleum Terminal | 498 Pop Gunn Dr | San Antonio | TX | 78219 | Bexar | No Customer by this Name in Central Registry | RN105717631 | Hydrocarbon vapor recovery system. | A positive use determination of 50% for the gasoline vapor recovery unit. | 2000-02-24 | 451890 | 100
4393 | T1 | Rohm & Haas Texas Inc | Rohm & Haas Texas | 1900 Tidal Rd | Deer Park | TX | 77536 | Harris | CN600131395 | RN100223205 | Pollution control property related to expansion of the Acrylic Acid facility. 1. Flare system. 2. HAc (Acetic Acid) Stripper System. 3. Suction Vent Gas System. 4. Secondary Containment for the Tank Farm. | A positive use determination of 8% for the Separations Unit. | 2000-03-17 | 2316880 | 100
4394 | T1 | Rohm & Haas Texas Inc | Rohm & Haas Texas | 1900 Tidal Rd | Deer Park | TX | 77536 | Harris | CN600131395 | RN100223205 | Modified the number 3 boiler burners and controls to reduce NOx emissions. | A positive use determination of 100% for the burner and control modifications to the #3 boiler. | 2000-02-24 | 500000 | 100
4395 | T1 | Rohm & Haas Texas Inc | Rohm & Haas Texas | 1900 Tidal Rd | Deer Park | TX | 77536 | Harris | CN600131395 | RN100223205 | Installed continuous emission monitoring system on the #2 & #3 boilers. | A positive use determination of 100% for the continuous emission monitoring systems for the #2 & #3 boilers. | 2000-02-24 | 600000 | 100
4396 | T1 | Rohm & Haas Texas Inc | Rohm & Haas Texas | 1900 Tidal Rd | Deer Park | TX | 77536 | Harris | CN600131395 | RN100223205 | Replaced the existing aluminum chloride pumping system at the West Wastewater Treatment Plant. | A positive use determination of 100% for the replacement of the aluminum chloride pumping system. | 2000-03-05 | 272000 | 100
4397 | T1 | Rohm & Haas Texas Inc | Rohm & Haas Texas | 1900 Tidal Rd | Deer Park | TX | 77536 | Harris | CN600131395 | RN100223205 | Installed a concrete, primary containment pad for storage of roll-off bins containing HR-1, 2, & 3 class I and class II wastes. The pad area includes secondary containment. | A positive use determination of 100% for the concrete storage pad. | 2000-03-05 | 197000 | 100
4398 | T1 | Rohm & Haas Texas Inc | Rohm & Haas Texas | 1900 Tidal Rd | Deer Park | TX | 77536 | Harris | CN600131395 | RN100223205 | Replaced the primary API Oil/Water Separator sludge pump suction header piping. | A positive use determination of 100% for the project to replace the Primary API Oil/Water Separator sludge pump suction header piping. | 2000-03-05 | 50000 | 100
4399 | T1 | Rohm & Haas Texas Inc | Rohm & Haas Texas | 1900 Tidal Rd | Deer Park | TX | 77536 | Harris | CN600131395 | RN100223205 | Replaced the groundwater remediation ammonium sulfate (GRAS) pump discharge carbon steel pipeline header with HDPE pipe. Phase I of the project. | A positive use determination of 100% for the project to replace the groundwater remediation ammonium sulfate pump discharge pipeline header. | 2000-03-05 | 25000 | 100
4400 | T1 | Rohm & Haas Texas Inc | Rohm & Haas Texas | 1900 Tidal Rd | Deer Park | TX | 77536 | Harris | CN600131395 | RN100223205 | Replaced the groundwater remediation ammonium sulfate (GRAS) pump discharge carbon steel pipeline header with HDPE pipe. Phase 2 & 3 included additional piping from the wells at the golf course header to the wastewater storage tanks. | A positive use determination of 100% phase 2 & 3 of the project to replace the GRAS pump discharge pipeline header. | 2000-03-05 | 40000 | 100
4401 | T1 | Rohm & Haas Texas Inc | Rohm & Haas Texas | 13300 Bay Area Blvd | La Porte | TX | 77571 | Harris | CN600131395 | RN100223205 | This project installs 8 concrete mini-sumps, ten stainless liners, 8 steam eductors with carbon steel piping, and stainless steel piping so that the drains from the BDP Tank Farm pump pad curbed areas. | A positive use determination of 100% for the sewer upgrade project. | 2000-03-05 | 196773 | 100
4402 | T1 | Rohm & Haas Texas Inc | Rohm & Haas Texas | 1800 Tidal Rd | Deer Park | TX | 77536 | Harris | CN600131395 | RN100223205 | Project to upgrade the existing BA storage tank rupture discs from 1.75 psig to 5 psig. Added pressure transmitters to the BA and styrene storage tanks. | A positive use determination of 100% for the replacement of rupture discs for the BA storage tanks and the new pressure transmitters on the BA and styrene storage tanks. | 2000-02-24 | 18000 | 100
4403 | T1 | Rohm & Haas Texas Inc | Rohm & Haas Texas | 1800 Tidal Rd | Deer Park | TX | 77536 | Harris | CN600131395 | RN100223205 | Installed the necessary valving and containment to prevent emulsion from contaminating the soil and/or being discharged to the surface sewer. This project will hard pipe the storm sewer drains and connect them to an existing concrete pit. Valves will be installed to divert white water from the surface sewer to the API pit. | A positive use determination of 100% for the spill containment project. | 2000-03-05 | 44000 | 100
4404 | T1 | Rohm & Haas Texas Inc | Rohm & Haas Texas | 1800 Tidal Rd | Deer Park | TX | 77536 | Harris | CN600131395 | RN100223205 | Installed a dedicate 6" vent line from the reactor to the KO pot. | A positive use determination of 100% for the new 6-inch vent line between the reactor and the KO pot. | 2000-02-24 | 65000 | 100
4405 | T2 | Air Products And Chemicals Inc | Air Products Port Arthur | PO Box 909 | Port Arthur | TX | 77641 | Jefferson | CN602299257 | RN101941284 | Pollution control property associated with the Pressure Swing Adsorption Process: 1. Gas Turbine Low NOx Combustor. 2. Reformer Gas Fired Burners with SMR Purge-gas System. Tail-Gas Drum and Piping. 3. Flare System. 4. Natural Gas Desulfurizer. 5. Wastewater Storage Tanks, Pads, Pumps, Piping, Pipeline, etc. 6. Stormwater drainage, collection, treatment, and discharge systems. 7. Same as 6 for Sanitary Wastewater. 8. Water Conditioning System. 9. Process Instrumentation and Process Control System. 10. Signs for air emission points. 11. Continuous Emission Monitors. 12. Raw Material/Waste Storage. 13. Spill Kits/Spill Kit Storage. 14. Water Conservation Systems. 15. Air Stripper. 16. Portable Noncontinuous Emission Monitors. 17. Predictive Emission Monitors. 18 Noise Abatement. 19. SCR/NH2 System. 20 Spillgas H2 Recovery. | A positive use determination of 100% for the pollution control property associated with the Pressure Swing Adsorption Process. | 2000-03-24 | 8341000 | 100
4406 | T2 | Exxon Mobil Corporation | ExxonMobil Refinery - Baytown | 2800 Decker Dr | Baytown | TX | 77522 | Harris | CN600123939 | RN102579307 | This project provides the facilities needed for compliance with EPA Complex Model Phase 2. Major Facilities Include: 1. Naphtha splitter side-stream facilities for fractioning MHCN. 2. Naphtha pre-fractionator draw modifications and side-stream facilities fro ICN reforming and bottoms tie-in for providing additional MCHN type molecules. 3. Off site facilities to store more MHCN and to feed to the hydrofiner unit. 4. An O2 stripper for the HU feed stream to reduce pre-heat train fouling to improve unit service factor. | A positive use determination of 100% for the EPA Complex Model Phase 2 Compliance Project. | 2000-03-22 | 8400000 | 100
4407 | T1 | Exxon Mobil Corporation | ExxonMobil Refinery - Baytown | 2800 Decker Dr | Baytown | TX | 77522 | Harris | CN600123939 | RN102579307 | Flexsorb Vent Water Wash Facilities: project to provide a water wash system in the existing SCU-2 tower T-601. Property includes a tower stripper section, circulation pump, control valves, associated piping, electrical equipment, and instrumentation. | A positive use determination of 100% for the wash water system for the existing SCU-2 tower T-601. | 2000-02-28 | 1080000 | 100
4408 | T1 | BASF Corporation | Freeport | 602 Copper Rd | Freeport | TX | 77541 | Brazoria | CN600124895 | RN102535143 | Installed equipment on flare header to prevent releases of propylene from the vaporizer safety valve. | A positive use determination of 100% for the modifications to the propylene flare header. | 2000-02-28 | 177735 | 100
4409 | T1 | GATX Terminals Corporation | GATX Galena Park Terminal | 906 Clinton Dr | Galena Park | TX | 77547 | Harris | CN600131882 | RN100237452 | Installed carbon steel pontoon internal floating roofs in tanks 100-5 and 100-6. | A positive use determination of 100% for the internal floating roofs installed on tanks 100-5 and -6. | 2000-02-28 | 637000 | 100
4410 | T1 | GATX Terminals Corporation | GATX Galena Park Terminal | 906 Clinton Dr | Galena Park | TX | 77547 | Harris | CN600131882 | RN100237452 | Installed carbon steel pontoon internal floating roofs in tanks 100-7, 8, 9, & 10. | A positive use determination of 100% for the internal floating roofs installed on tanks 100-7, -8, -9 and -10. | 2000-02-28 | 1000000 | 100
4411 | T1 | GATX Terminals Corporation | GATX Galena Park Terminal | 906 Clinton Dr | Galena Park | TX | 77547 | Harris | CN600131882 | RN100237452 | Installed carbon steel pontoon internal floating roofs in tanks 144-1. | A positive use determination of 100% for the internal floating roof installed on tank 144-1. | 2000-02-28 | 250000 | 100
4412 | T3 | Air Products And Chemicals Inc | Air Products Baytown | 5503 Baker Rd | Baytown | TX | 77520 | Harris | CN602299257 | RN100222215 | Pollution control property associated with the Baytown II Texas Synthesis Gas Facility and the Baytown II Texas Air Separation Unit. | Withdrawn by applicant | 2000-02-06 | 32964025 | 100
4413 | T1 | Midlothian Energy Limited Partnership | Midlothian Energy | 5000 V V Jones Rd | Venus | TX | 76084 | Ellis | Insufficient Information | Insufficient Information | Pollution control property associated with the construction of a 1100-megawatt power station. 1. Baghouses. 2. Selective catalytic and noncatalytic reduction systems. 3. Continuous emission monitors. 4. Lean burn engines. 5. API separator. 6. Cooling towers. 7. Diversion structures for control of stormwater and process wastewater. 8. Liners installed to prevent downward or lateral movement of wastes. 9. Water storage used to collect and or store waste prior to treatment or disposal. 10. Environmental paving - concrete parking lots, roadways, and plant areas. | A positive use determination of 100% for the following items: baghouses; selective catalytic and noncatalytic reduction systems; continuous emission monitors; lean burn engines; API separator; cooling towers; diversion structures; liners; water storage; and environmental paving. | 2000-02-17 | 59299926 | 100
4414 | T1 | Anadarko Development Company | Stores 5 And 35 | Stores In Amarillo | Amarillo | TX | 79105 | Randall | Insufficient Information | Insufficient Information | Replaced two walk in coolers and an air conditioner at store #5. Replace air conditioner at store #35. | A positive use determination of 100% for the two air conditioners and the compressors for the two walk in coolers. | 2000-03-24 | 23561 | 100
4415 | T1 | Anadarko Development Company | Stores 64 And 42 |  | Amarillo | TX | 79114 | Randall | CN600808158 | Insufficient Information | Repavement post tank/pump upgrade and concrete patch at store #64. Concrete patch at store #42. | A positive use determination of 100% for the portion of the repavement/concrete patches which is located above the underground storage tanks or pipelines. | 2000-03-24 | 45695 | 100
4416 | T1 | Anadarko Development Company | Store #64 | 601 23Rd St | Canyon | TX | 79015 | Randall | CN601260144 | RN102365004 | Upgrade of cathodic protection system/ | A positive use determination of 100% for the cathodic protection equipment. | 2000-03-24 | 2613 | 100
4417 | T3 | Anadarko Development Company | Store #64 | 601 23Rd St | Canyon | TX | 79015 | Randall | CN601260144 | RN102365004 | Tank and pump upgrade - excavation, three blenders, 3 tanks, pump toppers, and pump/sir equipment. | A positive use determination of 100% for the excavation, blenders, pump toppers, and pump/sir equipment. A positive use determination of 50% for the three tanks. | 2000-03-24 | 79539 | 100
4418 | T1 | Crown Central Petroleum Corp | Crown Central - Pasadena Refinery | 111 Red Bluff Rd | Pasadena | TX | 77506 | Harris | CN600273999 | RN100716661 | Project to extend the sewer north of Treating Unit #2. | A positive use determination of 100% for the project to extend the sewer north of treating unit 2. | 2000-02-24 | 30000 | 100
4419 | T1 | Crown Central Petroleum Corp | Crown Central - Pasadena Refinery | 111 Red Bluff Rd | Pasadena | TX | 77506 | Harris | CN600273999 | RN100716661 | Project to replace actuated gate valves with Durco Vales in the Alky I. | A positive use determination of 100% for the project to replace the actuated gate valves at Alky I with durco plug valves. | 2000-02-24 | 130000 | 100
4420 | T1 | Crown Central Petroleum Corp | Crown Central - Pasadena Refinery | 111 Red Bluff Rd | Pasadena | TX | 77506 | Harris | CN600273999 | RN100716661 | Project to pave storage area for 55 gallon drums. | A positive use determination of 100% for the project to pave the 55 gallon oil storage area. | 2000-02-24 | 16500 | 100
4421 | T1 | Crown Central Petroleum Corp | Crown Central - Pasadena Refinery | 111 Red Bluff Rd | Pasadena | TX | 77506 | Harris | CN600273999 | RN100716661 | Installed an internal floating roof on tank 400. | A positive use determination of 100% for the internal floating roof for tank 400. | 2000-02-28 | 1590000 | 100
4422 | T1 | Crown Central Petroleum Corp | Crown Central - Pasadena Refinery | 111 Red Bluff Rd | Pasadena | TX | 77506 | Harris | CN600273999 | RN100716661 | Project to meet requirements of an agreed order. Property includes installation of a NaSH unit; an increase in sour water storage capacity, installation of hard pipe H2 trailer at the SRU, implementation of a corrosion control program, and a FCCU consultant. | A positive use determination of 100% for the NaSH unit; the increase in sour water storage capacity, installation of hard pipe H2 trailer, the corrosion control program, and the FCCU consultant. | 2000-02-28 | 1400000 | 100
4423 | T1 | The Lubrizol Corporation | Lubrizol Bayport | 12801 Bay Area Blvd | Pasadena | TX | 77507 | Harris | CN600269617 | RN101058410 | The following projects: process 3 low NOx incinerator installation, seal pot for B-205, process 1 vent filters, piping between scrubbers and tanks, fractionator vent seal pot for B-246, spare detonation arrestors, A-200 sump in tank farm, process 2 sewer sump, and process 2 sewer sump revisions. | A positive use determination of 100% for the process 3 low NOx incinerator installation, seal pot for B-205, process 1 vent filters, piping between scrubbers and tanks, fractionator vent seal pot for B-246, spare detonation arrestors, A-200 sump in tank farm, process 2 sewer sump, and process 2 sewer sump revisions. | 2000-02-24 | 682324 | 100
4424 | T1 | The Lubrizol Corporation | Lubrizol Deer Park | 41 Tidal Rd | Deer Park | TX | 77536 | Harris | CN600269617 | RN100221589 | The following projects: Flare (121 Unit) upgrade pilot ignition, upgrade C-24 and C-16 lime scrubbers, upgrade SC-15 scrubber nozzles, S-50 scrubber revisions, poly plant flare revisions, S-42 scrubber revisions, connect vent from P-29 to HPBU flare header, H2S gas monitor installation, installation of FI-04 incinerator duct, 156 Unit flare revisions, PF Deck combustible gas detectors, MUA #1 system revisions, Systems 1167 & 1168 filter and conveying systems, bulk POA handling system upgrades, S-44/45 scrubber revisions, MMB emergency vent revisions, flare strainers for MMB, IOB T/C gas leak monitoring system, vent line revisions for J-8, NA-8, J-56, and PF-33, ATX612 gas monitor, installation of scrubber S-53, H2S emissions monitor installation, HCL-10 scrubber tower revisions, revision of manway, conservation vents on BB-500 -504 -519 CC-515 - 517, seal joints and cracks east prop. treatment area, sewer for alcohol tank farm, drum oil skimmers, Unit 177 process drains, poly plant sump bottom, and trench drain fractionators. | A positive use determination of 100% for the Flare (121 Unit) upgrade pilot ignition, upgrade C-24 and C-16 lime scrubbers, upgrade SC-15 scrubber nozzles, S-50 scrubber revisions, poly plant flare revisions, S-42 scrubber revisions, connect vent from P-29 to HPBU flare header, H2S gas monitor installation, installation of FI-04 incinerator duct, 156 Unit flare revisions, PF Deck combustible gas detectors, MUA #1 system revisions, Systems 1167 & 1168 filter and conveying systems, bulk POA handling system upgrades, S-44/45 scrubber revisions, MMB emergency vent revisions, flare strainers for MMB, IOB T/C gas leak monitoring system, vent line revisions for J-8, NA-8, J-56, and PF-33, ATX612 gas monitor, installation of scrubber S-53, H2S emissions monitor installation, HCL-10 scrubber tower revisions, revision of manway, conservation vents on BB-500 -504 -519 CC-515 - 517, seal joints and cracks east prop. treatment area, sewer for alcohol tank farm, drum oil skimmers, Unit 177 process drains, poly plant sump bottom, and trench drain fractionators. | 2000-02-24 | 1850504 | 100
4425 | T1 | BASF Corporation | Freeport | 602 Copper Rd | Freeport | TX | 77541 | Brazoria | CN600124895 | RN102535143 | Installed an On-Line TOC Analyzer in the waste treatment plant. | A positive use determination of 100% for the on-line total organic carbon analyzer. | 2000-02-25 | 30191 | 100
4426 | T1 | BASF Corporation | Freeport | 602 Copper Rd | Freeport | TX | 77541 | Brazoria | CN600124895 | RN102535143 | Project to installed overfill control protection, tank leak detection and meet spill containment and emission requirements for an underground diesel storage tank. | A positive use determination of 100% for the project to upgrade the underground diesel storage tank. | 2000-02-25 | 32565 | 100
4427 | T1 | BASF Corporation | Freeport | 602 Copper Rd | Freeport | TX | 77541 | Brazoria | CN600124895 | RN102535143 | Project to route spills and rainwater to concrete ditches for separation and organic recovery. | A positive use determination of 100% for the OXO Plant Drainage Modification Project. | 2000-02-25 | 171079 | 100
4428 | T1 | Anadarko Development Company | Store #64 | 601 23Rd St | Canyon | TX | 79015 | Potter | CN601260144 | RN102365004 | Replaced a walking cooler in store #64. | A positive use determination of 100% for the compressors for the walk in cooler. | 2000-03-24 | 2165 | 100
4429 | T1 | Anadarko Development Company | Store #35 | Hwy 60 West | Pampa | TX | 79066 | Gray | CN601260144 | RN101811644 | Replaced 2 air conditioners at store #35. | A positive use determination of 100% for the two air conditioners. | 2000-03-24 | 10084 | 100
4430 | T1 | Anadarko Development Company | Store #5 | I-40 & Eastern | Amarillo | TX | 79105 | Potter | Insufficient Information | Insufficient Information | Repavement post tank/pump upgrade project and concrete patch. | A positive use determination of 100% for the portion of the repavement/concrete patches which is located above the underground storage tanks or pipelines. | 2000-03-24 | 87296 | 100
4431 | T1 | Anadarko Development Company | Store #35 | Hwy 60 West | Pampa | TX | 79066 | Gray | CN601260144 | RN101811644 | Repavement post tank/pump upgrade project. | A positive use determination of 100% for the portion of the repavement/concrete patches which is located above the underground storage tanks or pipelines. | 2000-03-24 | 146786 | 100
4432 | T1 | Anadarko Development Company | Store #5 | I-40 & Eastern | Amarillo | TX | 79105 | Potter | Insufficient Information | Insufficient Information | Upgrade of cathodic protection system/ | A positive use determination of 100% for the cathodic protection equipment. | 2000-03-24 | 33577 | 100
4433 | T1 | Anadarko Development Company | Stores #15 & #19 | 1807 Alcok, 2101 N Hobart | Pampa | TX | none | Gray | Insufficient Information | Insufficient Information | Upgrade of cathodic protection system/ | A positive use determination of 100% for the cathodic protection equipment. | 2000-03-24 | 8270 | 100
4434 | T1 | BASF Corporation | Freeport | 602 Copper Rd | Freeport | TX | 77541 | Brazoria | CN600124895 | RN102535143 | Installed high level switches on I61. | A positive use determination of 100% for the high level switches install on I61. | 2000-02-25 | 9096 | 100
4435 | T1 | Anadarko Development Company | Store #5 | I-40 & Eastern | Amarillo | TX | 79105 | Potter | Insufficient Information | Insufficient Information | Tank and pump upgrade - tank lines and detection equipment, manhole, excavation, rewire new system, complete installation of new system, new diesel pump, and new gas pumps. | A positive use determination of 100% for the tank lines, detection equipment, manholes, excavation, rewire system, installation of the system and the pump. | 2000-03-24 | 44282 | 100
4436 | T1 | Anadarko Development Company | Stores #15, 19, And 35 |  | Pampa | TX | 79066 | Gray | CN600808158 | Insufficient Information | Store #15: Gilbts-1000 system and pump controller installed; Incon tank monitor and risers installed. Store #19: installed Verifone. Store #35: UST tank excavation and replacement dirt work and installation of new UST system with associated pumps, monitors, and equipment. | A positive use determination of 100% for the Gilbts 1000 system and pump controller; tank monitor and riser; verifone; excavation and replacement dirt work; installation of new underground storage system except for the tanks. A positive use determination of 50% for the tanks. | 2000-03-24 | 118529 | 100
4437 | T1 | BASF Corporation | Freeport | 602 Copper Rd | Freeport | TX | 77541 | Brazoria | CN600124895 | RN102535143 | Installed carbon monoxide continuous emission monitors. | A positive use determination of 100% for the carbon monoxide continuous emission monitors. | 2000-02-29 | 31206 | 100
4438 | T1 | BASF Corporation | Freeport | 602 Copper Rd | Freeport | TX | 77541 | Brazoria | CN600124895 | RN102535143 | Installed a CCTV monitoring system for incinerator IN4702. | A positive use determination of 100% for the CCTV monitoring system for Incinerator IN4702. | 2000-02-25 | 38265 | 100
4439 | T1 | BASF Corporation | Freeport | 602 Copper Rd | Freeport | TX | 77541 | Brazoria | CN600124895 | RN102535143 | Replacement of the formaldehyde unloading pump with a new pump with double containment. | A positive use determination of 100% for the replacement Formaldehyde loading pump with a new pump with double containment. | 2000-02-25 | 76287 | 100
4440 | T1 | BASF Corporation | Freeport | 602 Copper Rd | Freeport | TX | 77541 | Brazoria | CN600124895 | RN102535143 | Installation of a wastewater mini-plant to perform tests on the WTP influent streams. | A positive use determination of 100% for the wastewater mini-plant. | 2000-02-25 | 27194 | 100
4441 | T1 | BASF Corporation | Freeport | 602 Copper Rd | Freeport | TX | 77541 | Brazoria | CN600124895 | RN102535143 | Installation of a pipe to transfer Acrylic Acid Ester-Grade washwater directly into the first WTP biological reactor (TK-3140). | A positive use determination of 100% for the pipe installed to transfer Acrylic Acid Ester-Grade wash water directly to the first WTP biological reactor. | 2000-02-25 | 36244 | 100
4442 | T1 | BASF Corporation | Freeport | 602 Copper Rd | Freeport | TX | 77541 | Brazoria | CN600124895 | RN102535143 | Installation of a reliable pump to maintain the oleum spill pit completely free of water. | A positive use determination of 100% for the waste and storm water pump. | 2000-02-29 | 27562 | 100
4443 | T1 | BASF Corporation | Freeport | 602 Copper Rd | Freeport | TX | 77541 | Brazoria | CN600124895 | RN102535143 | Installed a Shimadzu TOC-5050A Total Organic Carbon Analyzer. | A positive use determination of 100% for the Shimadzu TOC-5050A Total Organic Carbon Analyzer. | 2000-02-25 | 18490 | 100
4444 | T1 | BASF Corporation | Freeport | 602 Copper Rd | Freeport | TX | 77541 | Brazoria | CN600124895 | RN102535143 | Installation of stainless steel piping for the AAE2 wash drain system. | A positive use determination of 100% for the stainless steel piping installed for the AAE2 wash drain system. | 2000-02-25 | 21206 | 100
4445 | T1 | BASF Corporation | Freeport | 602 Copper Rd | Freeport | TX | 77541 | Brazoria | CN600124895 | RN102535143 | Installation of a steam boiler continuous emission monitoring system. | A positive use determination of 100% for the continuous emission monitoring system. | 2000-02-29 | 47094 | 100
4446 | T1 | BASF Corporation | Freeport | 602 Copper Rd | Freeport | TX | 77541 | Brazoria | CN600124895 | RN102535143 | Installation of a Neol boiler continuous emission monitoring system. | A positive use determination of 100% for the continuous emission monitoring system. | 2000-02-29 | 30227 | 100
4447 | T1 | BASF Corporation | Freeport | 602 Copper Rd | Freeport | TX | 77541 | Brazoria | CN600124895 | RN102535143 | Installation of a wedge meter at the waste treatment off-spec basin. | A positive use determination of 100% for the waste treatment plant off-spec basin wedge meter. | 2000-02-25 | 21575 | 100
4448 | T1 | BASF Corporation | Freeport | 602 Copper Rd | Freeport | TX | 77541 | Brazoria | CN600124895 | RN102535143 | Installation of a waste caustic water cooler. | A positive use determination of 100% for the waste caustic water cooler. | 2000-02-25 | 81221 | 100
4449 | T1 | BASF Corporation | Freeport | 602 Copper Rd | Freeport | TX | 77541 | Brazoria | CN600124895 | RN102535143 | Installation of upgraded relief devices on 14 drums. | A positive use determination of 100% for the project to upgrade the relief devices on 14 drums in the Caprolactam plant. | 2000-02-29 | 60000 | 100
4450 | T1 | BASF Corporation | Freeport | 602 Copper Rd | Freeport | TX | 77541 | Brazoria | CN600124895 | RN102535143 | Installation of secondary containment walls for containment of catastrophic tank failure, and additional 18 inch dike between existing butanol tanks. | A positive use determination of 100% for the secondary containment walls and the 18 inch dike. | 2000-02-25 | 220000 | 100
4451 | T1 | BASF Corporation | Freeport | 602 Copper Rd | Freeport | TX | 77541 | Brazoria | CN600124895 | RN102535143 | Project to reduce nitrate from the wastewater system. Property includes a stripper, separator, flash mist eliminator, feed evaporator, distillation column, distillation mist eliminator, distillation reboiler, vacuum condenser, distillate cooler, vacuum system, sump pump, condensate cooler, residue cooler, heat exchanger, scrubber and associated equipment. | A positive use determination of 100% for the nitric acid recovery system. | 2000-03-15 | 8900000 | 100
4452 | T1 | BASF Corporation | Freeport | 602 Copper Rd | Freeport | TX | 77541 | Brazoria | CN600124895 | RN102535143 | installation of an in-line neutralization system for wastewater treatment. | A positive use determination of 100% for the wastewater treatment in-line neutralization system. | 2000-02-25 | 470000 | 100
4453 | T1 | BASF Corporation | Freeport | 602 Copper Rd | Freeport | TX | 77541 | Brazoria | CN600124895 | RN102535143 | Modifications to the Anolon II acid water evaporator to reduce emissions from the acid water storage tank. | A positive use determination of 100% for the modifications to the Anolon II acid water evaporator. | 2000-02-29 | 272500 | 100
4454 | T1 | Huntsman LLC | Huntsman Jefferson County | 6001 Hwy 366 | Port Neches | TX | 77651 | Jefferson | CN603603093 | RN100219252 | Install concrete containment with a surrounding curb around T-E3-374 & 375 at the E3 Unit. | A positive use determination of 100% for the concrete containment. | 2000-03-05 | 32000 | 100
4455 | T1 | Huntsman LLC | Huntsman Jefferson County | 6001 Hwy 366 | Port Neches | TX | 77651 | Jefferson | CN603603093 | RN100219252 | Install concrete liner with a surrounding curb around the phenol and MNP unloading spot located at T-E2-74/63. | A positive use determination of 100% for the concrete slab with curb. | 2000-03-05 | 12000 | 100
4456 | T1 | Huntsman LLC | Huntsman Jefferson County | 6001 Hwy 366 | Port Neches | TX | 77651 | Jefferson | CN603603093 | RN100219252 | Project to extend existing slab and provide a curb at the DNP bottoms loading area. | A positive use determination of 100% for the foundation and curbing. | 2000-03-05 | 11000 | 100
4457 | T1 | Huntsman LLC | Huntsman Jefferson County | 6001 Hwy 366 | Port Neches | TX | 77651 | Jefferson | CN603603093 | RN100219252 | Repair the No. 1 pump slab. | A positive use determination of 100% for the concrete with rebar, the curbing and the structural steel. | 2000-03-05 | 3000 | 100
4458 | T1 | Huntsman LLC | Huntsman Jefferson County | 6001 Hwy 366 | Port Neches | TX | 77651 | Jefferson | CN603603093 | RN100219252 | Install a submersible pump in the stormwater surge pond. | A positive use determination of 100% for the submersible pump for the stormwater surge pond PV-26. | 2000-03-05 | 39000 | 100
4459 | T1 | Huntsman LLC | Huntsman Jefferson County | 6001 Hwy 366 | Port Neches | TX | 77651 | Jefferson | CN603603093 | RN100219252 | Install a SAAB gauge on phenol tank to prevent overflow. | A positive use determination of 100% for the SAAB tank gauge and related instrumentation. | 2000-03-05 | 16000 | 100
4460 | T1 | Huntsman LLC | Huntsman Jefferson County | 6001 Hwy 366 | Port Neches | TX | 77651 | Jefferson | CN603603093 | RN100219252 | Project to provide LDAR analyzer equipment. | A positive use determination of 100% for the analyzer equipment for the leak detection and repair program in the Oxides & Olefins Plant. | 2000-03-05 | 31000 | 100
4461 | T1 | Huntsman LLC | Huntsman Jefferson County | 6001 Hwy 366 | Port Neches | TX | 77651 | Jefferson | CN603603093 | RN100219252 | Install containment for F4 rundown pumps. | A positive use determination of 100% for the concrete containment with piping. | 2000-03-05 | 33000 | 100
4462 | T1 | Huntsman LLC | Huntsman Jefferson County | 6001 Hwy 366 | Port Neches | TX | 77651 | Jefferson | CN603603093 | RN100219252 | Install a closed hard pipe system for collecting wastewater from N4F6, N4F1, and N4F15. | A positive use determination of 100% for the C4 Plant - N4F6, N4F1 and N4F15 Water Draw Hard Piping. | 2000-03-05 | 161000 | 100
4463 | T1 | Huntsman LLC | Huntsman Jefferson County | 6001 Hwy 366 | Port Neches | TX | 77651 | Jefferson | CN603603093 | RN100219252 | Install low NOx burners, continuous emission monitors, individual totalizing fuel flow meters and a burner management system on the C4 Plant #7 Boiler. | A positive use determination of 100% for the low NOx burners, continuous emission monitoring systems, totalizing flow meters, and the burner management system. | 2000-03-05 | 585000 | 100
4464 | T1 | Huntsman LLC | Huntsman Jefferson County | 6001 Hwy 366 | Port Neches | TX | 77651 | Jefferson | CN603603093 | RN100219252 | Installed a vapor recovery system for the loading racks at the C4 Plant. | A positive use determination of 100% for the butadiene vapor recovery system for the C4 Plant loading racks. | 2000-03-05 | 444500 | 100
4465 | T1 | Huntsman LLC | Huntsman Jefferson County | 4241 Savannah Ave | Port Arthur | TX | 77640 | Jefferson | CN603603093 | RN103033189 | Project to reroute various drains on the PDU pump row to the API Separator. | A positive use determination of 100% for the project to reroute the drains on the PDU pump row to the API Separator. | 2000-03-05 | 101000 | 100
4466 | T1 | Huntsman LLC | Huntsman Jefferson County | 4241 Savannah Ave | Port Arthur | TX | 77640 | Jefferson | CN603603093 | RN103033189 | Project to provide concrete paving around the existing LOU flare skid. | A positive use determination of 100% for the three concrete catch basins at the perimeter of the LOU flare skid. | 2000-03-05 | 159000 | 100
4467 | T1 | Huntsman LLC | Huntsman Jefferson County | 4241 Savannah Ave | Port Arthur | TX | 77640 | Jefferson | CN603603093 | RN103033189 | Project to install two thermocouples in the A/O Plant - 10H501 Regeneration Heater Fire Box. | A positive use determination of 100% for the two thermocouples and related instrumentation. | 2000-03-05 | 12000 | 100
4468 | T1 | Huntsman LLC | Huntsman Jefferson County | 4241 Savannah Ave | Port Arthur | TX | 77640 | Jefferson | CN603603093 | RN103033189 | Project to install a jumpover from control valve stations FV2237 and FV2238 to emergency water line to Tank 33752. | A positive use determination of 100% for the project to modify the quench tower system for tank 33752. | 2000-03-05 | 55000 | 100
4469 | T1 | Huntsman LLC | Huntsman Jefferson County | 4241 Savannah Ave | Port Arthur | TX | 77640 | Jefferson | CN603603093 | RN103033189 | Installed foundations and paving to provide a sump for the A/O Plant - Tank 33759 Vacuum Truck Unloading Spot. | A positive use determination of 100% for the tank 33759 vacuum truck unloading spot. | 2000-03-05 | 63000 | 100
4470 | T1 | Huntsman LLC | Huntsman Jefferson County | 4241 Savannah Ave | Port Arthur | TX | 77640 | Jefferson | CN603603093 | RN103033189 | Project to reroute light slops to quench tower 10F1102. | A positive use determination of 100% for the project to reroute the slops from the oil/water separator to the quench tower. | 2000-03-05 | 45000 | 100
4471 | T1 | Huntsman LLC | Huntsman Jefferson County | 4241 Savannah Ave | Port Arthur | TX | 77640 | Jefferson | CN603603093 | RN103033189 | Install curbing at the GHU sump. | A positive use determination of 100% for the curb added at the GHU Sump. | 2000-03-05 | 26000 | 100
4472 | T1 | Huntsman LLC | Huntsman Jefferson County | 2401 Spur 136 | Port Neches | TX | 77651 | Jefferson | CN600130322 | RN104964267 | Install a conductivity meter on the wastewater stripper in the PO/MTBE Plant. | A positive use determination of 100% for the conductivity meter. | 2000-03-05 | 25000 | 100
4473 | T1 | Huntsman LLC | Huntsman Jefferson County | 2401 Spur 136 | Port Neches | TX | 77651 | Jefferson | CN600130322 | RN104964267 | Installation of replacement coalescer for F-F5-173 oil drain off sight glass. | A positive use determination of 100% for the new coalescer for F-F5-173. | 2000-03-05 | 234000 | 100
4474 | T1 | Huntsman LLC | Huntsman Jefferson County | 6001 Hwy 366 | Port Neches | TX | 77651 | Jefferson | CN603603093 | RN100219252 | Installed a continuous emission monitoring system for the HK7 & HK8 burners in the O&O Plant. | A positive use determination of 100% for the continuous emission monitors. | 2000-03-05 | 433000 | 100
4475 | T1 | Huntsman LLC | Huntsman Jefferson County | 6001 Hwy 366 | Port Neches | TX | 77651 | Jefferson | CN603603093 | RN100219252 | Installation of neutralization vessel with 4% caustic and associated piping and instrumentation for the neutralization of red oil in the O&O Plant. | A positive use determination of 100% for the Red Oil Neutralization Project. | 2000-03-05 | 1607000 | 100
4476 | T1 | Huntsman LLC | Huntsman Conroe Plant | Jefferson Chemical Rd | Conroe | TX | 77301 | Montgomery | CN600632848 | RN100219740 | Installation of equipment to provide leak-free connections on tankwagon unloading hoses. | A positive use determination of 100% for the dry disconnects for the tank wagon unloading hoses. | 2000-03-05 | 1050 | 100
4477 | T1 | Huntsman LLC | Huntsman Conroe Plant | Jefferson Chemical Rd | Conroe | TX | 77301 | Montgomery | CN600632848 | RN100219740 | Installation of property to hard-pipe the vent stream from kettle blowdowns to a recover system. | A positive use determination of 100% for the piping to connect the vent stream from D-kettle to the process sewer system and the RF-6 incinerator. | 2000-03-05 | 19992 | 100
4478 | T1 | Huntsman LLC | Huntsman Conroe Plant | Jefferson Chemical Rd | Conroe | TX | 77301 | Montgomery | CN600632848 | RN100219740 | Installed a permanent filtration system for loading PMDETA out of Tank T-E-54. | A positive use determination of 100% for the permanent solids removal filtration system for loading PMDETA product out of tank T-E-54. | 2000-03-05 | 2820 | 100
4479 | T1 | Huntsman LLC | Huntsman Conroe Plant | Jefferson Chemical Rd | Conroe | TX | 77301 | Montgomery | CN600632848 | RN100219740 | Installation of property to provide capabilities for in-line treatment of characteristically hazardous wastewater to render it non-hazardous. Also provided vent control of the receiving wastewater tank. | A positive use determination of 100% for the materials purchased and installed to provide capabilities for the in-line treatment of hazardous wastewater and to provide vent control for the receiving wastewater tank. | 2000-03-05 | 226403 | 100
4480 | T1 | Huntsman LLC | Huntsman Conroe Plant | Jefferson Chemical Rd | Conroe | TX | 77301 | Montgomery | CN600632848 | RN100219740 | Installed property to scrub the vapors from tank T-E-40. | A positive use determination of 100% for the piping, pumps, valves and related equipment installed to connect the Tank T-E-40 vent to the VOC scrubber. | 2000-03-05 | 32687 | 100
4481 | T1 | Rhodia Inc | Rhodia Inc | 8615 Manchester St | Houston | TX | 77012 | Harris | CN600125330 | RN100220581 | Replaced the continuous stack exit SO2 monitoring system for the regeneration sulfuric acid unit and the #8 sulfur burning unit. | A positive use determination of 100% for the replacement continuous SO2 monitoring systems. | 2000-02-29 | 250509 | 100
4482 | T1 | Rhodia Inc | Rhodia Inc | 8615 Manchester St | Houston | TX | 77012 | Harris | CN600125330 | RN100220581 | Replacement of 6" stainless steel vent piping from #77 oleum storage tank to SO3 scrubber system. | A positive use determination of 100% for the replacement of the 6-inch stainless steel vent pipe. | 2000-02-29 | 13663 | 100
4483 | T1 | Rhodia Inc | Rhodia Inc | 8615 Manchester St | Houston | TX | 77012 | Harris | CN600125330 | RN100220581 | Project to modify process control and DCS instrumentation to meet the new RCRA/BIF requirements. 1. Furnace Feed Distributive Controls. 2. Burner Safety/Environmental Systems Controls. 3. Hazardous Waste Vent System Controls. | A positive use determination of 100% for the Furnace Feed Distributive Controls, the Burner Safety/Environmental Systems Controls, and the Hazardous Waste Vent System Controls. | 2000-03-05 | 453000 | 100
4484 | T1 | Rhodia Inc | Rhodia Inc | 8615 Manchester St | Houston | TX | 77012 | Harris | CN600125330 | RN100220581 | Project to upgrade the Regen electrostatic precipitators 1 & 2. | A positive use determination of 100% for the regenerative electrostatic precipitator. | 2000-03-05 | 20000 | 100
4485 | T1 | Rhodia Inc | Rhodia Inc | 8615 Manchester St | Houston | TX | 77012 | Harris | CN600125330 | RN100220581 | Regen Acid Unit Gas Purification Equipment: 1. Scrubber/Quench Tower. 2. Direct Contact Gas Cooler. 3. Wet Electrostatic Precipitators. | A positive use determination of 100% for the Regen Acid Unit Gas Purification Equipment. regenerative electrostatic precipitator. | 2000-03-05 | 426430 | 100
4486 | T1 | Rhodia Inc | Rhodia Inc | 8615 Manchester St | Houston | TX | 77012 | Harris | CN600125330 | RN100220581 | Upgrade AWT Air Supply System: purchase and installation of a compressor to blow filter cake efficiently from the plates in the filter press. | A positive use determination of 100% for the upgrade to the AWT Air Supply System. | 2000-03-05 | 18500 | 100
4487 | T1 | Rhodia Inc | Rhodia Inc | 3439 Park St | Baytown | TX | 77520 | Harris | CN600125330 | RN100211317 | Replacement of caustic circulating pump in the caustic scrubbing system. | A positive use determination of 100% for the replacement circulating pump for the caustic scrubber system. | 2000-02-29 | 5095 | 100
4488 | T1 | Rhodia Inc | Rhodia Inc | 3439 Park St | Baytown | TX | 77520 | Harris | CN600125330 | RN100211317 | Installation of automatic emergency shut off valves on the ammonia tank. | A positive use determination of 100% for the installation of the automatic emergency shut off valves on the ammonia tank. | 2000-02-29 | 4903 | 100
4489 | T1 | Rhodia Inc | Rhodia Inc | 3439 Park St | Baytown | TX | 77520 | Harris | CN600125330 | RN100211317 | Installed a SO2 stripper system including pump, piping and controls. | A positive use determination of 50% for the SO2 stripper system with pump, piping, and controls. | 2000-02-29 | 298400 | 100
4490 | T1 | Exxon Mobil Corporation | ExxonMobil Chemical - Bayport | 5000 Bayway Dr | Baytown | TX | 77522 | Harris | CN600123939 | RN102574803 | Installation of an emissions control package and velocity and gas sampling ports on the LPU engine C-2D. Also installs natural gas fuel flow meters on 2 LPU compressor engines and on CT-70 engine. | A positive use determination of 100% for the emission control package, the velocity and gas sampling ports and the natural gas fuel flow meters. | 2000-02-29 | 218000 | 100
4491 | T1 | Exxon Mobil Corporation | ExxonMobil Chemical - Bayport | 5000 Bayway Dr | Baytown | TX | 77522 | Harris | CN600123939 | RN102574803 | Ashland Ditch Improvements: project to reconnect the main north/south ditch to the 9' sewer intake and improve drainage to maintain stormwater run-off to the 9' sewer and Goose Creek outfall systems. | A positive use determination of 100% for the Ashland Ditch Improvements project. | 2000-02-24 | 900000 | 100
4492 | T1 | Exxon Mobil Corporation | ExxonMobil Refinery - Baytown | 2800 Decker Dr | Baytown | TX | 77522 | Harris | CN600123939 | RN102579307 | Installed a continuous emission monitoring system, 4 CS 4-in gate valves and a platform for access to sampling ports on WHB-301. Installed 4 CS 4-in gate valves on the stacks of WHB-68 and -75. | A positive use determination of 100% for the NOx & O2 analyzer, the 4 CS 4" gate valves, and the sampling port platform for the WHB-310 unit; and the 4 CS 4" gate valves on the stack of the WHB-68 and -75 units. | 2000-02-29 | 415000 | 100
4493 | T1 | Exxon Mobil Corporation | ExxonMobil Refinery - Baytown | 2800 Decker Dr | Baytown | TX | 77522 | Harris | CN600123939 | RN102579307 | Installed infrared camera and associated support equipment to monitor Flare Stack 25/26 pilots. | A positive use determination of 100% for the infrared camera and associated equipment installed to monitor the flare stack 25/26 pilots. | 2000-02-29 | 220000 | 100
4494 | T1 | Exxon Mobil Corporation | ExxonMobil Refinery - Baytown | 2800 Decker Dr | Baytown | TX | 77522 | Harris | CN600123939 | RN102579307 | Installed 6 low NOx burners to replace existing burners. Other equipment includes 12 new flame scanners to replace existing ones, 6 piezometers, flue gas duct modifications, tie ins to existing burner management system and miscellaneous instrumentation. | A positive use determination of 100% for the 6 low NOx burners, 12 flame scanners, 6 piezometers, flue gas duct modifications, tie-ins to existing burner management system, and miscellaneous instrumentation for units BH-6 & -64. | 2000-02-29 | 863100 | 100
4495 | T3 | Exxon Mobil Corporation | ExxonMobil Refinery - Baytown | 2800 Decker Dr | Baytown | TX | 77522 | Harris | CN600123939 | RN102579307 | Installs a 17-kB/D grassroots Raffinate Hydroconversion Unit. Pollution control property includes Low NOx burners; stack sampling ladders, platforms and nozzles; oily water and stormwater sewer; portions of closed drain system-oil feed and stripped product only; paving; flare drum/flare system, and a percentage of the raffinate hydroconversion Unit, existing lube plant modifications and offsites. | A positive use determination of 100% for the Low NOx burners, stack sampling ladders, platforms and nozzles, oily water and stormwater sewer, portions of closed drain system-oil feed and stripped product only, paving, and the flare drum/flare system. A positive use determination of 42% for the Raffinate Hydroconversion Unit, existing lube plant modifications and offsites. | 2000-03-15 | 57056497 | 100
4496 | T1 | Exxon Mobil Corporation | ExxonMobil Chemical - Bayport | 5000 Bayway Dr | Baytown | TX | 77522 | Harris | CN600123939 | RN102574803 | Baytown Syngas Project: installs a 1169 tons per day grassroot Synthesis Unit to produce 112 MMscf/D of total syngas. Pollution control property includes: Demister pads; scrubber, circulation pumps, piping, etc. used to remove particulate; stack, burner, flare tip, blowers, etc used to destroy contaminants in vent gas stream; organic vapor analyzers; piping, headers, pumps, hoods, ducts, etc. - used to collect contaminants; piping, blowers, compressors, etc. used a purge gas system; mechanical dewatering devices; conveyances, pumps, sumps, tanks, basins used to segregate stormwater from process water; system that clean, recycle, or reuse wastewater; new wastewater treatment faculties; cooling towers, dikes around tanks TK-1011, -1014, and -1015; potable water system; area paving; Claus A, B, & C acid gas furnace burner additions, FXk Sour Water lines; and Tanks TK805, 812 and 818. | A positive use determination of 100% for the demister pads; scrubber, circulation pumps, piping, etc. used to remove particulate; stack, burner, flare tip, blowers, etc used to destroy contaminants in vent gas stream; organic vapor analyzers; piping, headers, pumps, hoods, ducts, etc. - used to collect contaminants; piping, blowers, compressors, etc. used a purge gas system; mechanical dewatering devices; conveyances, pumps, sumps, tanks, basins used to segregate stormwater from process water; systems that clean, recycle, or reuse wastewater; new wastewater treatment faculties; cooling towers, dikes around tanks TK-1011, -1014, and -1015; potable water system; area paving; Claus A, B, & C acid gas furnace burner additions, FXk Sour Water lines; and Tanks TK805, 812 and 818. | 2000-03-15 | 57604500 | 100
4497 | T1 | Specified: Fuels & Chemicals LLC | Specified: Chemicals & Fuels | 1201 S Sheldon Rd | Channelview | TX | 77530 | Harris | Insufficient Information | Insufficient Information | Upgrade heater burners. | A positive use determination of 100% for the project to upgrade the heaters burners to reduce NOx emissions. | 2000-03-22 | 48148 | 100
4498 | T1 | Specified: Fuels & Chemicals LLC | Specified: Chemicals & Fuels | 1201 S Sheldon Rd | Channelview | TX | 77530 | Harris | Insufficient Information | Insufficient Information | Installed wastewater sump pump, northwest dike and containment curb. | A positive use determination of 100% for the wastewater sump pump, the northwest dike, and the containment curbing. | 2000-03-05 | 175936 | 100
4499 | T1 | Specified: Fuels & Chemicals LLC | Specified: Chemicals & Fuels | 1201 S Sheldon Rd | Channelview | TX | 77530 | Harris | Insufficient Information | Insufficient Information | Project to upgrade VOC scrubber and stack. | A positive use determination of 100% for the project to upgrade the VOC scrubber and stack. | 2000-03-22 | 23861 | 100
4500 | T1 | Specified: Fuels & Chemicals LLC | Specified: Chemicals & Fuels | 1201 S Sheldon Rd | Channelview | TX | 77530 | Harris | Insufficient Information | Insufficient Information | Installed VOC piping and T-75 conservation vent. | A positive use determination of 100% for the VOC piping and T-75 conservation vent. | 2000-03-22 | 22918 | 100
4501 | T1 | Specified: Fuels & Chemicals LLC | Specified: Chemicals & Fuels | 1201 S Sheldon Rd | Channelview | TX | 77530 | Harris | Insufficient Information | Insufficient Information | Purchased a flash point tester. | A positive use determination of 100% for the flash point tester. | 2000-03-05 | 14546 | 100
4502 | T3 | TXI Operations LP | Midlothian Cement Plant | 245 Ward Rd | Midlothian | TX | 76065 | Ellis | CN600125157 | RN100217199 | Kiln Replacement Project: construction of a new dry kiln to replace to wet kilns. | A positive use determination of 100% for the absorber system, the regenerative thermal oxidizer system, the coal grinding system, and the dust collection system. A positive use determination of 16.61% for the remaining equipment listed on the application. | 2000-07-18 | 167600000 | 100
4503 | T1 | La Porte Methanol Co LP | La Porte Methanol Co LP | 11603 Strang Rd | La Porte | TX | 77571 | Harris | CN601436389 | RN102830866 | Installed a refrigerated condenser system to capture and recycle methanol emission emitted from marine barges during loading. | A positive use determination of 50% for the Methanol Vapor Recovery Unit. | 2000-04-03 | 2376000 | 100
4504 | T1 | Celanese Ltd | Celanese Pampa | 5 Mi SW Pampa - Hwy 60 | Pampa | TX | 79066 | Gray | CN600130850 | RN102980018 | Installed an internal floating roof in tank V-1642. Plugged and abandoned injection well #WDW-244. Installed vapor recovery equipment, piping, blowers, compressors, etc. to condense more of the vents off T-139 and V-32. Project to replace filter bags in Boiler #10 baghouse. Installed internal floating roofs for V-215 & V-216. | A positive use determination of 100% for the internal floating roof for tank V-1642; the plugging and abandonment of injection well #WDW-244; the vapor recovery equipment, piping, blowers, compressors, etc. to condense vents off of T-139 and V-32; the filter bags for the Boiler #10 baghouse; and the internal floating roofs for V-215 & V-216. | 2000-03-15 | 445261 | 100
4505 | T1 | Millennium Petrochemicals Inc | Millennium La Porte | 11603 Strang Rd | La Porte | TX | 77572 | Harris | CN602625402 | RN102490638 | Project to install additional equipment to increase the recovery and recycle of ethylene from purge gas by 250%. | A positive use determination of 100% for the Ethylene Recovery System. | 2000-03-05 | 1100000 | 100
4506 | T1 | Millennium Petrochemicals Inc | Millennium La Porte | 11603 Strang Rd | La Porte | TX | 77572 | Harris | CN602625402 | RN102490638 | Project to install a new hazardous waste storage tank. | A positive use determination of 100% for the hazardous waste storage tank. | 2000-03-05 | 948000 | 100
4507 | T1 | Millennium Petrochemicals Inc | Millennium La Porte | 11603 Strang Rd | La Porte | TX | 77572 | Harris | CN602625402 | RN102490638 | Project to install additional pumps and piping to increase the sewer systems capacity to handle wastewater. | A positive use determination of 100% for the process stormwater handling system. | 2000-03-05 | 1533000 | 100
4508 | T1 | Millennium Petrochemicals Inc | Millennium La Porte | 11603 Strang Rd | La Porte | TX | 77572 | Harris | CN602625402 | RN102490638 | Modified an existing vapor control system. | A positive use determination of 100% for the modifications made to the existing vapor control system. | 2000-04-03 | 743000 | 100
4509 | T1 | E I Du Pont De Nemours & Co Inc | DuPont Beaumont | Hwy 347 S | Beaumont | TX | 77705 | Jefferson | CN600128284 | RN100216035 | Nitrile Recovery Project: Converted an existing spare wastewater column to operate in series with the main column. Additional piping and reconfiguration of some existing piping was required. | A positive use determination of 100% for the Nitrile Recovery System. | 2000-03-05 | 386000 | 100
4510 | T1 | Capitol Aggregates Ltd | Capitol Aggregates Ltd | 11551 Nacogdoches Rd | San Antonio | TX | 78217 | Bexar | CN602272114 | RN103756656 | Installed/Purchased the following pollution control equipment: electrostatic precipitator; continuous emission monitors; low NOx burner replacement; water wagon; vacuum truck; street sweeper; baghouses; dumpmaster system (2); scrubbers; and paving. | A positive use determination of 100% for the following items: electrostatic precipitator; continuous emission monitors; low NOx burner replacement; water wagon; vacuum truck; street sweeper; baghouses; dumpmaster system (2); scrubbers; and paving. | 2000-04-03 | 3826374 | 100
4511 | T1 | Geon Company The | Geon Company - Pasadena | 4403 La Porte Frwy | Pasadena | TX | 77503 | Harris | CN600129126 | RN102518065 | Dust and Particulate Control Equipment: 2 box loading dust collectors, 12 transfer silo bag houses, 3 loading receiver particulate filters, 2 reject silo bag houses, 2 resin receiver bag houses, central dust collector, resin unloading vent filters & central vacuum system. Building and Dust Containment Structure: The compound manufacturing lines and enclosed in a 6 story steel structure covered in aluminum siding. | A positive use determination of 100% for the 2 box loading dust collectors, 12 transfer silo bag houses, 3 loading receiver particulate filters, 2 reject silo bag houses, 2 resin receiver bag houses, central dust collector, resin unloading vent filters, the central vacuum system and the Dust Containment Structure (building). | 2000-03-22 | 2498800 | 100
4512 | T1 | Geon Company The | Geon Company - Pasadena | 4403 La Porte Frwy | Pasadena | TX | 77503 | Harris | CN600129126 | RN102518065 | Resin Retention System/Stormwater Collection System: system includes concrete lining of the north and south ditches, paving in the railroad area and paving in the truck traffic area to contain and collect pollutants discharged by processing facility. | A positive use determination of 100% for the resin retention system/stormwater collection system. | 2000-03-05 | 390000 | 100
4513 | T1 | Huish Detergents Inc | Huish Detergents | 12400 Bay Area Blvd | Pasadena | TX | 77507 | Harris | CN603789371 | RN102318441 | The following projects: Stormwater Retention, Wastewater Treatment, Tank Foundations and Sumps, Cooling Tower, Water Treatment, Process Area Containment and Sump, Bag Houses, Scrubber, Effluent Piping, Methanol Recovery, SO3 Absorber, SO2 Absorber, Electrostatic Precipitator, Deluge System, and Potable Water System. | A positive use determination of 100% for the items: Stormwater Retention, Wastewater Treatment, Tank Foundations and Sumps, Cooling Tower, Water Treatment, Process Area Containment and Sump, Bag Houses, Scrubber, Effluent Piping, Methanol Recovery, SO3 Absorber, SO2 Absorber, Electrostatic Precipitator, Deluge System, and Potable Water System. | 2000-03-07 | 11435000 | 100
4514 | T3 | GPM Gas Company LLC | GPM Fullerton Plant | N Hwy 181 | Andrews | TX | 79714 | Andrews | CN601229917 | RN102672862 | Installed two new 4000hp gas turbines to replace approximately 12,240hp of older gas fired turbines. | A positive use determination of 81% for the Solar Centaur T-4700 Turbines and a positive use determination of 31.4% for the related major equipment and martials. | 2000-03-17 | 1744802 | 100
4515 | T1 | PPG Industries Inc | PPG La Porte Fine Chemicals | 1901 West H St | La Porte | TX | 77571 | Harris | CN600124614 | RN102540754 | Installed a fugitive emissions header, a wastewater system enclosure, and a thermal oxidizer ID fan. | A positive use determination of 100% for the fugitive emissions header, the wastewater system enclosure, and the thermal oxidizer ID fan. | 2000-03-07 | 515750 | 100
4516 | T1 | PPG Industries Inc | PPG La Porte Fine Chemicals | 1901 West H St | La Porte | TX | 77571 | Harris | CN600124614 | RN102540754 | Relined the tank truck loading area with acid brick to prevent spilled material from absorbing into the concrete. | A positive use determination of 100% for the Acid Brick Truck Loading Project. | 2000-03-07 | 405280 | 100
4517 | T1 | GPM Gas Company LLC | GPM Spraberry Plant | 13701 E County Road 230 | Midland | TX | 79706 | Midland | CN601587348 | RN102360740 | Installed four Caterpillar G3516TA, with JGK/4 Ariel compressors. Installed 2 catalytic converters for 2 8G825 White Superiors. Installed 2 air/fuel ratio controllers for 2 8G825 White Superiors. | A positive use determination of 100% for the 2 catalytic convertors and the two air/fuel ratio controllers; a positive use determination of 20% for the four Caterpillar G3516TA gas fired compressor engines. | 2000-03-07 | 2144126 | 100
4518 | T2 | Motiva Enterprises LLC | Motiva Port Arthur Refinery | 2100 Houston Ave | Port Arthur | TX | 77640 | Jefferson | Insufficient Information | Insufficient Information | Installation of the CD-HDS unit. | A positive use determination of 100% for the CD-HDS hydrodesulphurization unit. | 2000-05-12 | 16800000 | 100
4519 | T3 | Port Arthur Coker Company LP | Port Arthur Refinery | 1801 S Gulfway Dr | Port Arthur | TX | 77641 | Jefferson | CN600132005 | RN102584026 | Various pieces of equipment. See enclosed documents. | A positive use determination of 3.45% for the Distributed Control/Advanced Control Systems for the Delayed Coking Unit; 6.47% for the Sulfur Recovery Unit; and21% for the Hydrocracking Unit. A positive use determination of 35.43% for the Sulfur Recovery Claus Unit. A positive use determination of 62% for the amine treating unit. A positive use determination of 50% for the coker blowdown system. A positive use determination of 100% for the coke cutting water recovery system; the low NOx burners; the mercartan removal system; the continuous emission monitors; the process vent collection, pilot monitor and flare systems; the MOSC waste recycling system; the stormwater & process wastewater systems; the potable water system; the closed loop sampling systems; the condensate recovery systems; the SCOT unit; the SCOT Unit incinerator; the product sulfur degassing system; the sour water stripper; the piping needed to make the SRUs redundant; the area ambient H2S monitors; the process cooling water system; the maintenance pump out system; and the FCC charge desulfurization. | 2000-06-08 | 275765000 | 100
4520 | T1 | ECI | ECI Borger | Hwy 136 & FM 1559 | Borger | TX | 79007 | Hutchinson | CN600123988 | RN100209659 | K-1 Pond Liner: project consisted of draining an existing non-contact cooling tower pond and installing a poly liner on top of the existing clay liner. | A positive use determination of 100% for the K1 Pond Liner. | 2000-03-20 | 270046 | 100
4521 | T1 | ECI | ECI Orange | FM 3247 & FM 736 | Orange | TX | 77630 | Orange | CN600123988 | RN100209659 | Environmental paving: concrete paving projects were constructed throughout the facility to direct, contain, and control carbon black discharge. | A positive use determination of 100% for the concrete paving projects. | 2000-03-20 | 23214 | 100
4522 | T1 | ECI | ECI Baytown | 9300 Needlepoint Rd | Baytown | TX | 77521 | Harris | CN600123988 | RN102324704 | Dryer Particulate Monitor: installed continuous monitors to monitor particulate levels in process off-gas. | A positive use determination of 100% for the Dryer Particulate Monitors. | 2000-03-20 | 38963 | 100
4523 | T1 | ECI | ECI Borger | Hwy 136 & FM 1559 | Borger | TX | 79007 | Hutchinson | CN600123988 | RN100209659 | WHB Stack Gas Analyzer: installed an gas analyzer to the waste heat boiler. | A positive use determination of 100% for the WHB stack gas analyzer. | 2000-03-20 | 81056 | 100
4524 | T1 | ECI | ECI Orange | FM 3247 & FM 736 | Orange | TX | 77630 | Orange | CN600123988 | RN100209659 | Retube #2 Cogen Boiler: project to replace the tubes in the #2 Cogen Boiler. | A positive use determination of 100% for the project to retube the #2 Cogen Boiler. | 2000-03-20 | 1048604 | 100
4525 | T1 | ECI | ECI Baytown | 9300 Needlepoint Rd | Baytown | TX | 77521 | Harris | CN600123988 | RN102324704 | Waste Gas Flare: modifications to the waste gas flare to improve the efficiency and increase its capacity to control higher volumes of process off-gases. | A positive use determination of 100% for the modifications to the Waste Gas Flare. | 2000-03-20 | 157972 | 100
4526 | T1 | Ameripol Synpol Corporation | Ameripol Synpol Port Neches | 1215 Main | Port Neches | TX | 77651 | Jefferson | CN600131874 | RN105722987 | West Fence Line Monitor System: system which consists of three real time GC monitors. One located on Ameripol Synpol property and two on Huntsman property. | A positive use determination of 100% for the West Fence Line Monitoring System. | 2000-03-20 | 165338 | 100
4527 | T1 | ECI | ECI Baytown | 9300 Needlepoint Rd | Baytown | TX | 77521 | Harris | CN600123988 | RN102324704 | Vacuum System: a portable surface cleaning system used throughout the plant to vacuum spills of carbon black and fugitive emissions accumulations. | A positive use determination of 100% for the portable surface cleaning equipment. | 2000-03-20 | 27012 | 100
4528 | T1 | American National Can | American National Can | 1001 Fisher Rd | Longview | TX | 75604 | Gregg | CN603898503 | RN102383775 | Oil Mist Collection/Filtration System: installation of oil mist collection and filtration system for cupper #3, line #4, and 24 each bodymakers/trimmer sets. | A positive use determination of 100% for the oil mist collection and filtration systems. | 2000-03-20 | 1772200 | 100
4529 | T1 | Motorola | Motorola - Ed Bluestein | 3501 Ed Bluestein Bl | Austin | TX | 78721 | Travis | CN600271365 | RN100843747 | Water Conservation Projects: 1. Installed a nanofilter on the RO reject water from the BAT-1 area. 2. Replaced Central Plant #1 sample sump pumps. 3. installed additional equipment to support an increased capacity in the Central Plant #2 gravity water reclaim collection system. 4. Re-routed drains from 4 tools in MOS 13 to the reclaim/recycle system. 5. Purchased and installed smaller scaled flow meters, combined with more responsive actuators, in 3 MOS 13 tools. | A positive use determination of 100% for the Water Conservation Projects. | 2000-03-07 | 163300 | 100
4530 | T1 | Motorola | Motorola - Ed Bluestein | 3501 Ed Bluestein Bl | Austin | TX | 78721 | Travis | CN600271365 | RN100843747 | Upgrade to CP1 HCl Exhaust system - reroute to flow to main acid exhaust treatment. | A positive use determination of 100% for the project to reroute the Central Plant #1 HCl tank exhaust from the point-of-use scrubber to the main acid exhaust treatment. | 2000-03-07 | 24070 | 100
4531 | T1 | Motorola | Motorola - Ed Bluestein | 3501 Ed Bluestein Bl | Austin | TX | 78721 | Travis | CN600271365 | RN100843747 | The following projects: 1. Replaced two sulfuric acid tanks and associated equipment in B-building. 2. Removed and replaced coating in acid waste secondary containment areas at A, B, and U-buildings. 3. Installed a new industrial waste water line to replace existing one. | A positive use determination of 100% for the following projects: 1. Replacement of two sulfuric acid tanks and associated equipment in B-building. 2. Removal and replacement of coating in acid waste secondary containment areas at A, B, and U-buildings. 3. Installation of a new industrial waste water line to replace existing one. | 2000-03-07 | 537860 | 100
4532 | T1 | Rhodia Inc | Rhodia Inc | 6213 Hwy #332 E | Freeport | TX | 77541 | Brazoria | CN600125330 | RN103898052 | The following projects: Neodymium Versate - carbon bed to control emissions. S-202A Demister Tank - replacement of demister tank. C-601 Chiller - used to remove VOCs from a gas stream. Heat Balance Upgrade - added cold tracing to vent piping and installed a return line for Condenser E-2311. Drum Building Upgrade - installed VOC detector inside drumming room and put vent piping on drumming under vacuum. Unit Tank Swap - swapped vent piping from 2 tanks at T/T loading station. 98DCAC HSE - improved piping to provide fugitive emission containment. 98 TOL HSE - installed predictive emission monitor on vent header knockout pot and installed new in-line sample valves. TOL Product Pumps - installed 2 seal-less product pumps. Cerox LSA Recycle - installed twin screw feeder V-703. Replace Chillers - replace CFC machine and upgraded refrigeration in the unit. | A positive use determination of 50% for the two Heat Balance Upgrade projects. A positive use determination of 100% for the following projects: Neodymium Versate, S-202A Demister Tank, C-601 Chiller, Drum Building Upgrades, Unit Tank Swap, 98DCAC HSE, 98 TOL HSE, TOL Product Pumps, Cerox LSA Recycle, and Replace Chillers. | 2000-04-03 | 894548 | 100
4533 | T1 | Rhodia Inc | Rhodia Inc | 6213 Hwy #332 E | Freeport | TX | 77541 | Brazoria | CN600125330 | RN103898052 | Replaced pump P-7005 at the "A" pond. Replaced the CTW motors to eliminate use of once thru water. Installed a total organic carbon analyzer. | A positive use determination of 100% for the replacement of "A" Pond pump P-7005, replacement of CTW motors, and a total organic analyzer for the lab. | 2000-03-07 | 132646 | 100
4534 | T1 | Rhodia Inc | Rhodia Inc | 6213 Hwy #332 E | Freeport | TX | 77541 | Brazoria | CN600125330 | RN103898052 | Installed concrete pads at four locations: Maintenance East, West, South & North. Upgraded the 30 Day Pond. Drum Building Upgrade: enclosure to control fugitive emissions. | A positive use determination of 100% for the concrete slabs constructed at Maintenance East, West, South, and North; the upgrade of the 30 day pond; and the upgrade of the drum building. | 2000-03-07 | 260738 | 100
4535 | T1 | Rhodia Inc | Rhodia Inc | 6213 Hwy #332 E | Freeport | TX | 77541 | Brazoria | CN600125330 | RN103898052 | Purchased emergency response decontamination equipment. Removed asbestos containing siding. Installed a new pump and an in-line chlorine analyzer for the portable water system. Installed paving at the LV drumming area. | A positive use determination of 100% for the emergency response decontamination equipment, asbestos removal, pump for portable water system, portable in-line chlorine analyzer, and paving in the LV Drumming. | 2000-03-07 | 350467 | 100
4536 | T1 | Marathon Ashland Petroleum Lc | Marathon Ashland Petroleum | 1320 Loop 197 S | Texas City | TX | 77590 | Galveston | CN600244933 | RN102736550 | Constructed Tank 009 - an oil/water separator at the south tank farm. The system is being used to separate process wastewater from hydrocarbons and for accumulation of stormwater. | A positive use determination of 100% for the Oil/Water Separator Tank. | 2000-03-07 | 1844300 | 100
4537 | T3 | North American Coal Corporation | San Miguel Mine |  | Atascosa County | TX | 78065 | Atascosa | CN604458752 | RN104761978 | Lease of a Komatsu 475A-3 Crawler Dozer for use in land reclamation. | A positive use determination of 83% for the Komatsu 475A-3 Crawler Dozer. | 2000-03-17 | 958949 | 100
4538 | T1 | Ultramar Diamond Shamrock | McKee Refinery | 6701 FM 119 | Sunray | TX | 79086 | Moore | CN600135370 | RN101932606 | 5 projects. 1. Modification to Tank Emission (90010): project consists of installation of internal floating roofs, tying tanks to low pressure flare system, and installation of carbon canisters. 2. Vapor Recovery/Sulfur Pit & Loading Rack (90014): project consists of installing additional steam jacketed vapor recovery lines from the sulfur loading rack back to sulfur pits 1 & 2; and installing educators on both pits and running pipe from the pits to the incinerators with flame arresters. 3. Tank 100 Emission Compliance (90015): changing the service of tank 100 from 1 reformate to diesel; changing the service of tank 101 from southlake reformulated to 1 reformate, changing the service of tank 5506 from diesel to southlake reformulated. The rearrangement required: Tank 5506 - a new reblend line from the blend header to the tank and a MOV at the tank. Tank 101 - a salvage pump, electrical work for the pump, and a new line tie-in to the 1 reformate blend line. Tank 100 - several modifications in piping. 4. Tank 101 Cathodic Protection (90017): installation of cathodic protection for the tank bottom. 5. Non-CFC Refrigerant Air Dryer Replacements (90026): project consists of installing 3 non-cfc refrigerant air dryers with associated equipment. | A positive use determination of 100% for the five projects. | 2000-03-22 | 1123000 | 100
4539 | T1 | Phillips Petroleum Co | Phillips Petroleum Borger Refinery | State Spur 119 N | Borger | TX | 79007 | Hutchinson | CN603881871 | RN102495884 | Hexane-Col 132, 31: upgrade of tank and pump seals. Low Emission Seals for Col 44 Feed/Reflux Pumps - seal upgrade. Ut 40 Wet Gas Comp. Seal: seal upgrade on pump. ARDS Air Cond/Raw Water Elimination: revised ARDS air conditioning system to eliminate cooling water. Tank 3003 Air Fin - Unit 32: Installed cooling fan to eliminate use of cooling water. Installed an internal floating roof in tank 5520. Installed continuous emission monitors at CO boilers and at Unit 41. Benzene NESHAP: Upgraded existing water collection system. Tank Gauge Pole Pipe Sleeves: installed gauge pole sleeves. | A positive use determination of 100% for the level and pressure sensors; the floating roofs for 3 tanks; vent control for CPU Columns 1 & 2; the vapor combustor for truck rack loading; the SO2 analyzer; the activated carbon bed; the two scrubber systems; the hydrocarbon sensors; the 2 tanks, pumps, filters, coalescers and piping for reject hydrocarbon streams; and the vacuum system. | 2000-03-07 | 6426000 | 100
4540 | T1 | Phillips Petroleum Co | Phillips Petroleum Borger Refinery | State Spur 119 N | Borger | TX | 79007 | Hutchinson | CN603881871 | RN102495884 | 10 projects; 1. DCS Phase II Env Protection Project: project entailed putting new level and pressure sensors on the tanks and running the necessary cable to the central process computer. 2. Installed floating roofs on 3 tanks. Installed equipment and controls to route off-gases from 2 fractionation columns. 4. Installed a vapor combustor and made modifications to the truck rack. 5. Replaced the SO2 analyzer for the north flare. 6. Upgraded the air emission control system at the mercaptan drum loading dock by adding an activated carbon bed to an existing wet scrubber. 7. Installed 2 scrubber systems for Ryton powder curing. 8. Installed hydrocarbon sensors at various locations and tieing them to automatic shutdown systems. 9. Project to upgrade the Reject Sulfur Storage and Treatment Facility: upgraded 2 tanks, installed new pumps, filters, coalescers and piping. 10. CPU Column 11 Vacuum System: Installed a vacuum system and associated control equipment to route column off-gases to a flare. | A positive use determination of 100% for the 10 projects. | 2000-03-07 | 6088320 | 100
4541 | T1 | GPM Gas Company LLC | GPM Hudson Booster |  | Sherman County | TX | 79084 | Sherman | CN601229917 | RN100216720 | Installed waste/wastewater storage tanks and related piping. Installed steel walls/liners as secondary containment for a primary tank. Installed a selective catalytic converter/reduction device. Installed an air/fuel ratio controller. | A positive use determination of 100% for the waste and wastewater storage tanks, secondary containment for a primary tank, the selective catalytic convertor, and the air/fuel ratio controllers. | 2000-03-08 | 53000 | 100
4542 | T1 | GPM Gas Company LLC | Fransworth, W Perryton & Campbell | Various Addresses | Ochiltree County | TX | 79070 | Ochiltree | CN601229917 | RN101968055 | Installed waste/wastewater storage tanks and related piping. Installed steel walls/liners as secondary containment for a primary tank. | A positive use determination of 100% for the waste and wastewater storage tanks and the secondary containment for a primary tank. | 2000-03-08 | 76000 | 100
4543 | T1 | GPM Gas Company LLC | GPM Zell Booster |  | Moore County | TX | 79029 | Moore | CN601229917 | RN102165008 | Installed waste/wastewater storage tanks and related piping. Installed steel walls/liners as secondary containment for a primary tank. | A positive use determination of 100% for the waste and wastewater storage tanks and the secondary containment for a primary tank. | 2000-03-08 | 16000 | 100
4544 | T1 | GPM Gas Company LLC | GPM Feldman #3 Booster |  | Lipscomb County | TX | 79024 | Lipscomb | CN601229917 | RN102170487 | Installed a selective catalytic converter/reduction device. Installed an air/fuel ratio controller. | A positive use determination of 100% for the selective catalytic convertor and the air/fuel ratio controller. | 2000-03-08 | 15000 | 100
4545 | T1 | GPM Gas Company LLC | GPM Read Booster |  | Hutchinson County | TX | 79008 | Hutchinson | CN601229917 | RN100219799 | Installed waste/wastewater storage tanks and related piping. Installed steel walls/liners as secondary containment for a primary tank. | A positive use determination of 100% for the waste and wastewater storage tanks and the secondary containment for a primary tank. | 2000-03-08 | 12000 | 100
4546 | T1 | GPM Gas Company LLC | Urschel & Detrixhe Boosters |  | Hemphill County | TX | 76014 | Hemphill | CN601229917 | RN100213834 | Installed waste/wastewater storage tanks and related piping. Installed steel walls/liners as secondary containment for a primary tank. | A positive use determination of 100% for the waste and wastewater storage tanks and the secondary containment for a primary tank. | 2000-03-08 | 62000 | 100
4547 | T1 | GPM Gas Company LLC | GPM Racol Booster |  | Hansford County | TX | 79081 | Hansford | CN601229917 | RN100215540 | Installed waste/wastewater storage tanks and related piping. Installed steel walls/liners as secondary containment for a primary tank. | A positive use determination of 100% for the waste and wastewater storage tanks and the secondary containment for a primary tank. | 2000-03-08 | 15000 | 100
4548 | T1 | GPM Gas Company LLC | GPM Gray County |  | Gray County | TX | 79066 | Gray | CN601229917 | RN104203765 | Installed steel walls/liners as secondary containment for a primary tank. | A positive use determination of 100% for the secondary containment for a primary tank. | 2000-03-08 | 49000 | 100
4549 | T1 | GPM Gas Company LLC | GPM Carson Booster |  | Carson County | TX | 79068 | Carson | CN601229917 | RN100209725 | Installed waste/wastewater storage tanks and related piping. Installed steel walls/liners as secondary containment for a primary tank. | A positive use determination of 100% for the waste and wastewater storage tanks and the secondary containment for a primary tank. | 2000-03-08 | 24000 | 100
4550 | T1 | Accurate Inc | Accurate Inc | 207 Allison Dr | Taylor | TX | 76574 | Williamson | CN600292031 | RN104478185 | Installed four powder coating enclosures. | A positive use determination of 100% for the four powder coating systems and seven spray booths. | 2000-03-08 | 202000 | 100
4551 | T3 | Lamar Power Partners LP | Lamar Energy Center | Hwy 137 1 Mile S of 286 | Paris | TX | 75461 | Lamar | CN600129969 | RN100218882 | Pollution control property associated with construction of the facility. 1. Demisters located in the cooling towers. 2. Four continuous emission monitoring systems. 3. Insulation and outer shell of water tanks. 4. Modifications to exhaust stacks and stack dampers. 5. Oil/water separator skimmer. 6. Settling basin. 7. Dechlorination system for wastewater stream. 8. Wastewater process piping system - process drains & blowdown systems, wastewater piping systems, sanitary sewer systems, stormwater catchment area, & storm sewer systems. 9 Outfall diffuser. 10 Sumps, pumps, & separators in wastewater collection process. 11. Reverse osmosis unit used to recycle water back to cooling tower. 12. Cooling Towers - 8 cells, 2 each. 13. Monitoring and defoaming systems on wastewater streams. 14 Chlorine and pH analyzers on-line and in cooling towers. 15. Earthworks used to divert wastewater to collection areas. 16. Lavatory used to test wastewater. 17. Alarms for chlorine level exceedance and wastewater release level. 18. Secondary containment of all chemicals, chlorine & bleach. 19 RCRA Containment Buildings: hazardous waste containment building. 20. Fire/Safety equipment and oil containment areas. Potable water pipeline and testing equipment. 22. Overfill alarms attached to all water towers & tanks. 23. Vent restriction devices on 3 water tanks. 24. Double-walled tanks for chemical storage. 25. Tank top sumps for chemical storage tanks. Installation of low NOx burners on the 4 units. | A positive use determination of 80% for the low NOx burners. A positive use determination of 50% for the double walled tanks. A positive use determination of 100% for the cooling tower demisters, the continuous emission monitors, the insulation and outer shell on the water tanks, the exhaust stacks and dampers, the oil/water separator, the settling basin, the wastewater dechlorination, the wastewater process piping system, the outfall diffuser, the wastewater sumps, pumps, and separators, the reverse osmosis unit, the 2 cooling towers, the monitoring and defoaming systems, the Chlorine and pH analyzers, the wastewater diversion equipment, the wastewater test lab, the chlorine level alarms, the secondary containment, the RCRA containment building, the fire/safety equipment and oil containment areas, the potable water pipeline and testing equipment, the overfill alarms, the vent restriction, and the tank top sumps. | 2000-03-10 | 17412205 | 100
4552 | T1 | TXU Electric Company | Mountain Creek | 2600 Mt Creek Pkwy | Dallas | TX | 75233 | Dallas | CN603313842 | Insufficient Information | Installed Appendix D Continuous Emission Monitoring Systems on Units 2 & 3. | A positive use determination of 100% for the continuous emission monitors for Units 2 & 3. | 2000-03-06 | 796900 | 100
4553 | T1 | TXU Electric Company | Big Brown Steam Electric Station | #2 FM Road 2570 | Fairfield | TX | 75840 | Freestone | CN600135511 | RN105100275 | Replaced the stack flow monitors on Units 1 & 2. | A positive use determination of 100% for the replacement stack flow monitors. | 2000-03-06 | 71000 | 100
4554 | T1 | TXU Electric Company | Big Brown Steam Electric Station | #2 FM Road 2570 | Fairfield | TX | 75840 | Freestone | CN600135511 | RN105100275 | Installed NOx Compliance Management System on Unit 1 & 2. System includes upgrade of the boiler controls, installation of CO monitors, AGA meter runs, a BTU analyzer and Advanced Emission Controls. | A positive use determination of 100% for the NOx Compliance Management System for Units 1 & 2. | 2000-03-06 | 753940 | 100
4555 | T1 | TXU Electric Company | Monticello Ses | 9 M SW of Mt Pleasant | Mount Pleasant | TX | 75455 | Titus | CN601537566 | RN102285921 | Replaced the CEM stack flow monitors on Units 1, 2, & 3. | A positive use determination of 100% for the continuous emission stack flow monitors replaced on Units 1, 2, & 3. | 2000-03-06 | 128900 | 100
4556 | T1 | TXU Electric Company | Martin Lake Ses | 8850 FM 2658 N | Henderson | TX | 75653 | Rusk | CN600135511 | RN105127682 | Installed NOx Compliance Management System on Unit 1, 2, and 3. System includes upgrade of the boiler controls, installation of CO monitors, AGA meter runs, a BTU analyzer and Advanced Emission Controls. | A positive use determination of 100% for the NOx compliance management systems for Units 1, 2, & 3. | 2000-03-10 | 631845 | 100
4557 | T1 | TXU Electric Company | Martin Lake Ses | 8850 FM 2658 N | Henderson | TX | 75653 | Rusk | CN600135511 | RN105127682 | Replace sump pumps (6) and (1) sump pump motor. | A positive use determination of 100% for the 6 sump pumps and 1 sump pump motor. | 2000-03-10 | 171880 | 100
4558 | T1 | TXU Electric Company | Martin Lake Ses | 8850 FM 2658 N | Henderson | TX | 75653 | Rusk | CN600135511 | RN105127682 | Installed pressure control valves for the demisters on Units, 1, 2, & 3. | A positive use determination of 100% for the pressure control valves installed on the demisters for Units 1, 2, & 3. | 2000-03-10 | 23550 | 100
4559 | T1 | TXU Electric Company | Martin Lake Ses | 8850 FM 2658 N | Henderson | TX | 75653 | Rusk | CN600135511 | RN105127682 | Replaced the lube oil vapor extractors for Units 1, 2, & 3. | A positive use determination of 100% for the lube oil vapor extractors for Units 1, 2, & 3. | 2000-03-10 | 120380 | 100
4560 | T1 | TXU Electric Company | Martin Lake Ses | 8850 FM 2658 N | Henderson | TX | 75653 | Rusk | CN600135511 | RN105127682 | Replaced the SO2 monitor on Unit 3. Replaced the stack flow monitors on Unit 2 and 3. | A positive use determination of 100% for the SO2 monitor for Unit 3 and the flow monitors for Units 2 & 3. | 2000-03-10 | 143275 | 100
4561 | T1 | TXU Electric Company | Eagle Mountain | 10029 Morris Dido Newark | Fort Worth | TX | 76179 | Tarrant | CN600135511 | RN100693308 | Installed NOx Compliance Management System on Unit 1, 2, and 3. System includes upgrade of the boiler controls, installation of CO monitors, AGA meter runs, a BTU analyzer and Advanced Emission Controls. | A positive use determination of 100% for the NOx compliance management systems for Units 1, 2, & 3. | 2000-03-10 | 694115 | 100
4562 | T1 | TXU Electric Company | Eagle Mountain | 10029 Morris Dido Newark | Fort Worth | TX | 76179 | Tarrant | CN600135511 | RN100693308 | Installed Appendix D Continuous Emission Monitoring Systems on Units 1 & 3. | A positive use determination of 100% for the continuous emission monitoring systems. | 2000-03-10 | 890970 | 100
4563 | T1 | TXU Electric Company | Graham | PO Box 248 | Graham | TX | 76450 | Young | CN600135511 | RN102563426 | Installed NOx Compliance Management System on Units 1 and 2. System includes upgrade of the boiler controls, installation of CO monitors, AGA meter runs, a BTU analyzer and Advanced Emission Controls. Installed Appendix D Continuous Emission Monitoring Systems on Units 2 & 1. | A positive use determination of 100% for the NOx compliance management systems. | 2000-03-10 | 2050640 | 100
4564 | T1 | TXU Electric Company | Morgan Creek | 3177 Hwy 163 | Colorado City | TX | 79512 | Mitchell | CN600135511 | RN102285848 | Installed NOx Compliance Management System on Units 4, 5, 6, and Combustion Turbines. System includes upgrade of the boiler controls, installation of CO monitors, AGA meter runs, a BTU analyzer and Advanced Emission Controls. | A positive use determination of 100% for the NOx compliance management systems. | 2000-03-10 | 991210 | 100
4565 | T1 | TXU Electric Company | Permian Basin | 600 N Yucca Dr | Monahans | TX | 79756 | Ward | CN603256413 | RN102183969 | Installed NOx Compliance Management System on Units 5 and 6. System includes upgrade of the boiler controls, installation of CO monitors, AGA meter runs, a BTU analyzer and Advanced Emission Controls. | A positive use determination of 100% for the NOx compliance management systems. | 2000-03-10 | 1070870 | 100
4566 | T1 | TXU Electric Company | Parkdale | 5770 Parkdale Dr | Dallas | TX | 75247 | Dallas | CN600128490 | RN100804301 | Installed Appendix D Continuous Emission Monitoring Systems on Units 1, 2, & 3. | A positive use determination of 100% for the continuous emission monitoring systems. | 2000-03-10 | 947345 | 100
4567 | T1 | TXU Electric Company | North Lake | 14901 North Lake Rd | Coppell | TX | 75019 | Dallas | CN600135511 | RN101559854 | Installed NOx Compliance Management System on Units 1, 2, & 3. System includes upgrade of the boiler controls, installation of CO monitors, AGA meter runs, a BTU analyzer and Advanced Emission Controls. | A positive use determination of 100% for the NOx compliance management systems. | 2000-03-10 | 1548920 | 100
4568 | T1 | TXU Electric Company | Lake Hubbard | 555 Barnes Bridge Rd | Mesquite | TX | 75182 | Dallas | CN600135511 | RN100673490 | Installed NOx Compliance Management System on Units 1 & 2. System includes upgrade of the boiler controls, installation of CO monitors, AGA meter runs, a BTU analyzer and Advanced Emission Controls. | A positive use determination of 100% for the NOx compliance management systems. | 2000-03-10 | 1705200 | 100
4569 | T1 | TXU Electric Company | Lake Hubbard | 555 Barnes Bridge Rd | Mesquite | TX | 75182 | Dallas | CN600135511 | RN100673490 | Project to design and install an internal flue gas recirculation system. Project consists of boiler/burner modeling and installation of additional equipment needed to reduce NOx from furnace, as well as, design and implementation of NOx controls. | A positive use determination of 100% for the NOx reduction Burners Out Of Service system including flue gas recirculation. | 2000-03-10 | 591935 | 100
4570 | T1 | TXU Electric Company | Collin | 12771 Preston Rd | Frisco | TX | 75034 | Collin | CN603313842 | Insufficient Information | Installed a cathodic protection system in the gas yard to protect underground piping. | A positive use determination of 100% for the cathodic protection for underground piping in the gas yard. | 2000-03-10 | 15100 | 100
4571 | T1 | TXU Electric Company | Collin | 12771 Preston Rd | Frisco | TX | 75034 | Collin | CN603313842 | Insufficient Information | Installed NOx Compliance Management System on Unit 1. System includes upgrade of the boiler controls, installation of CO monitors, AGA meter runs, a BTU analyzer and Advanced Emission Controls. | A positive use determination of 100% for the NOx compliance management systems. | 2000-03-10 | 75950 | 100
4572 | T1 | TXU Electric Company | Decordova | 4950 Power Plant Ct | Granbury | TX | 76048 | Hood | CN600135511 | RN100664812 | Installed NOx Compliance Management System on Unit 1 and Combustion Turbines. System includes upgrade of the boiler controls, installation of CO monitors, AGA meter runs, a BTU analyzer and Advanced Emission Controls. | A positive use determination of 100% for the NOx compliance management systems. | 2000-03-10 | 1679680 | 100
4573 | T1 | TXU Electric Company | Stryker Creek | Rt 5 Box 219-1 | Jacksonville | TX | 75766 | Cherokee | CN602482861 | RN101621449 | Installed NOx Compliance Management System on Unit 1 and 2. System includes upgrade of the boiler controls, installation of CO monitors, AGA meter runs, a BTU analyzer and Advanced Emission Controls. | A positive use determination of 100% for the NOx compliance management systems. | 2000-03-10 | 596500 | 100
4574 | T1 | TXU Electric Company | Trinidad Electric | PO Box 346 | Trinidad | TX | 75163 | Henderson | CN604347161 | RN106837263 | Installed NOx Compliance Management System on Unit 6. System includes upgrade of the boiler controls, installation of CO monitors, AGA meter runs, a BTU analyzer and Advanced Emission Controls. | A positive use determination of 100% for the NOx compliance management systems. | 2000-03-10 | 311815 | 100
4575 | T1 | TXU Electric Company | Valley | PO Box 178 | Savoy | TX | 75479 | Fannin | CN600135511 | RN102285855 | Installed a rectifier and anode bed as an upgrade to the cathodic protection system in the fuel oil storage area. | A positive use determination of 100% for the cathodic protection equipment. | 2000-03-10 | 32800 | 100
4576 | T1 | TXU Electric Company | Valley | PO Box 178 | Savoy | TX | 75479 | Fannin | CN600135511 | RN102285855 | Installed NOx Compliance Management System on Units 1, 2 and 3. System includes upgrade of the boiler controls, installation of CO monitors, AGA meter runs, a BTU analyzer and Advanced Emission Controls. | A positive use determination of 100% for the NOx compliance management systems. | 2000-03-10 | 503145 | 100
4577 | T1 | TXU Electric Company | Sandow SES | PO Box 1111 | Rockdale | TX | 76567 | Milam | CN600128490 | RN102147881 | Installed NOx Compliance Management System on Unit 4. System includes upgrade of the boiler controls, installation of CO monitors, AGA meter runs, a BTU analyzer and Advanced Emission Controls. | A positive use determination of 100% for the NOx compliance management systems. | 2000-03-10 | 13785 | 100
4578 | T1 | TXU Electric Company | Sandow SES | PO Box 1111 | Rockdale | TX | 76567 | Milam | CN600128490 | RN102147881 | Installed water lances on Unit 4. | A positive use determination of 100% for the water lances. | 2000-03-10 | 758180 | 100
4579 | T1 | TXU Electric Company | Sandow SES | PO Box 1111 | Rockdale | TX | 76567 | Milam | CN600128490 | RN102147881 | Replaced the stack flow monitor on Unit 4. | A positive use determination of 100% for the stack flow monitor. | 2000-03-10 | 27380 | 100
4580 | T1 | TXU Electric Company | Sandow SES | PO Box 1111 | Rockdale | TX | 76567 | Milam | CN600128490 | RN102147881 | Modify Scrubber System for SO2 Control: Project consists of modification of the limestone area and handling controls, installation of reaction tank vent fans, and upgrade of the scrubber control system. | A positive use determination of 100% for the scrubber system modifications. | 2000-03-10 | 4461325 | 100
4581 | T1 | TXU Electric Company | Sandow SES | PO Box 1111 | Rockdale | TX | 76567 | Milam | CN600128490 | RN102147881 | Lube Oil Building Upgrade: Upgraded the lube oil building with a concrete slab with perimeter curbing and drainage sump. | A positive use determination of 100% for the concrete slab with curbing and the drainage sump constructed in the lube oil building. | 2000-03-10 | 65620 | 100
4582 | T1 | TXU Electric Company | Handley | 6604 E Rosedale | Fort Worth | TX | 76124 | Tarrant | CN600128490 | RN102336906 | Installed NOx Compliance Management System on Units 1, 2, 3, 4, and 5. System includes upgrade of the boiler controls, installation of CO monitors, AGA meter runs, a BTU analyzer and Advanced Emission Controls. | A positive use determination of 100% for the NOx compliance management system. | 2000-03-10 | 2635775 | 100
4583 | T1 | TXU Electric Company | Handley | 6604 E Rosedale | Fort Worth | TX | 76124 | Tarrant | CN600128490 | RN102336906 | Purchased a portable oil skimmer. | A positive use determination of 100% for the portable oil skimmer. | 2000-03-10 | 8530 | 100
4584 | T1 | TXU Electric Company | Parkdale | 5770 Parkdale Dr | Dallas | TX | 75247 | Dallas | CN600128490 | RN100804301 | Design and install NOx RACT Burner Out-of-Service on Unit 1 & low NOx burners on Units 2 & 3. | A positive use determination of 100% for the Burners Out Of Service system for Unit 1 and the low NOx burners for Units 2 & 3. | 2000-03-10 | 1026270 | 100
4585 | T1 | TXU Electric Company | Handley | 6604 E Rosedale | Fort Worth | TX | 76124 | Tarrant | CN600128490 | RN102336906 | Design and install low NOx burners on Units 4 & 5. Design and install flue gas recirculation or a selective flue gas recirculation system on Units 4, 5, & 3. | A positive use determination of 100% for the project to design and install low NOx burners and either flue gas recirculation or selective flue gas recirculation on Units 3, 4, and 5. | 2000-03-10 | 22887180 | 100
4586 | T1 | TXU Electric Company | North Lake | 14901 North Lake Rd | Coppell | TX | 75019 | Dallas | CN600135511 | RN101559854 | Design and install a flue gas recirculation or a selective flue gas recirculation system on Units 1 & 2. Design and install an induced flue gas recirculation system and an overfire air system on Unit 3. | A positive use determination of 100% for the project to design and install flue gas recirculation, selective flue gas recirculation or an induced flue gas recirculation system on Units 1, 2, and 3. Installed an overfire air system on Unit 3. | 2000-03-10 | 7158380 | 100
4587 | T1 | TXU Electric Company | Eagle Mountain | 10029 Morris Dido Newark | Fort Worth | TX | 76179 | Tarrant | CN600135511 | RN100693308 | Installed low NOx burners on Units 2 & 3. Designed and installed a burners out-of-service system for Unit 2. | A positive use determination of 100% for the project to install low NOx burners on Units 2 & 3 and to make modifications to the Unit 2 in order to implement burners-out-of-service. | 2000-03-10 | 1207250 | 100
4588 | T1 | TXU Electric Company | Mountain Creek | 2600 Mt Creek Pkwy | Dallas | TX | 75233 | Dallas | CN603313842 | Insufficient Information | Installed low NOx burners on Units 6 & 7. Installed an overfire unit and a concentric firing system for Unit 8. | A positive use determination of 100% for the project to install low NOx burners on Units 6 & 7 and to install an overfire air and concentric firing system on Unit 8. | 2000-03-10 | 1916505 | 100
4589 | T1 | TXU Lonestar Pipeline | Gb Rr-13 | Shankle Rd & FM 879 | Ennis | TX | 75119 | Ellis | CN604265710 | Not Regulated by TCEQ | Installed a cathodic protection ground bed station to protect a natural gas transmission pipeline. | A positive use determination of 100% for the cathodic protection ground bed station. | 2000-03-10 | 16100 | 100
4590 | T1 | TXU Lonestar Pipeline | Gb Rf-32 | 3 M E On CR 975 | Mexia | TX | 76667 | Freestone | CN604265710 | Not Regulated by TCEQ | Installed a cathodic protection ground bed station to protect a natural gas transmission pipeline. | A positive use determination of 100% for the cathodic protection ground bed station. | 2000-03-10 | 10000 | 100
4591 | T1 | TXU Lonestar Pipeline | Gb Rj-11 | 7.5 M SE On CR 1119 | Malakoff | TX | 75148 | Henderson | CN604265710 | Not Regulated by TCEQ | Installed a cathodic protection ground bed station to protect a natural gas transmission pipeline. | A positive use determination of 100% for the cathodic protection ground bed station. | 2000-03-10 | 17200 | 100
4592 | T1 | TXU Lonestar Pipeline | Gb Ra-55 | Hwy 79 1.5 M SW | Buffalo | TX | 75831 | Leon | CN604265710 | Not Regulated by TCEQ | Installed a cathodic protection ground bed station to protect a natural gas transmission pipeline. | A positive use determination of 100% for the cathodic protection ground bed station. | 2000-03-10 | 17200 | 100
4593 | T1 | TXU Lonestar Pipeline | Gb Ra-2 | FM 937 .5 M N FM 3371 | Thornton | TX | 76687 | Limestone | CN604265710 | Not Regulated by TCEQ | Installed a cathodic protection ground bed station to protect a natural gas transmission pipeline. | A positive use determination of 100% for the cathodic protection ground bed station. | 2000-03-10 | 10000 | 100
4594 | T1 | TXU Lonestar Pipeline | Gb R0-272 | Hwy 180 Near Handley Dr | Fort Worth | TX | 76112 | Tarrant | CN604265710 | Not Regulated by TCEQ | Installed a cathodic protection ground bed station to protect a natural gas transmission pipeline. | A positive use determination of 100% for the cathodic protection ground bed station. | 2000-03-10 | 10700 | 100
4595 | T1 | TXU Processing Company | Pueblo Gas Plant | Rte 3 Box 59 | Cisco | TX | 76437 | Eastland | CN603042623 | RN100218262 | Installed a metal containment dike. | A positive use determination of 100% for the metal containment dike. | 2000-03-10 | 12300 | 100
4596 | T1 | TXU Processing Company | South Decatur Compressor Station | S of Decatur Off Sh51 | Decatur | TX | 76234 | Wise | CN603391699 | RN100229715 | Modified drain piping, installed a collection tank and removed an earthen pit. | A positive use determination of 100% for the project to modify drain piping, install a collection tank , and remove an earthen pit. | 2000-03-10 | 28900 | 100
4597 | T1 | TXU Processing Company | Gordon Gas Processing Plant | 1 M NW of I-20 Off Sh193 | Gordon | TX | 76453 | Palo Pinto | CN603391699 | RN100209469 | Secondary Containment Area: an earthen dike was constructed around the 210 barrel slop tank. | A positive use determination of 100% for the secondary containment dike. | 2000-03-10 | 1000 | 100
4598 | T1 | TXU Processing Company | North Byrd Drip Station | 9 M SE of Crosscut | May | TX | 76857 | Brown | CN603391699 | Insufficient Information | Installed a metal containment dike. | A positive use determination of 100% for the secondary containment dike. | 2000-03-10 | 4500 | 100
4599 | T1 | TXU Electric Company | Two Substations | Various Addresses | Grayson County | TX | 75495 | Grayson | CN603313842 | Insufficient Information | An earthen berm was built completely around the oil-filled equipment at the substations. Drains were installed to allow for the removal of water. Polymer beads were installed in the drains. | A positive use determination of 100% for the secondary containment systems. | 2000-03-10 | 94500 | 100
4600 | T1 | TXU Electric Company | Two Substations | Located In Cooke County | Gainesville | TX | 76240 | Cooke | CN603313842 | Insufficient Information | An earthen berm was built completely around the oil-filled equipment at the substations. Drains were installed to allow for the removal of water. Polymer beads were installed in the drains. | A positive use determination of 100% for the secondary containment systems. | 2000-03-10 | 58700 | 100
4601 | T1 | TXU Electric Company | Henrietta West Substation | .5 M N of Hwy 287 | Henrietta | TX | 76365 | Clay | CN603313842 | Insufficient Information | An earthen berm was built completely around the oil-filled equipment at the substations. Drains were installed to allow for the removal of water. Polymer beads were installed in the drains. | A positive use determination of 100% for the secondary containment systems. | 2000-03-10 | 21500 | 100
4602 | T1 | TXU Electric Company | Two Substations | Various Addresses | Tarrant County | TX | 76092 | Tarrant | CN603313842 | Insufficient Information | An earthen berm was built completely around the oil-filled equipment at the substations. Drains were installed to allow for the removal of water. Polymer beads were installed in the drains. | A positive use determination of 100% for the secondary containment systems. | 2000-03-10 | 30750 | 100
4603 | T1 | TXU Electric Company | Valley Ranch Substation | 820 Van Zandt Dr | Dallas | TX | 75019 | Dallas | CN603313842 | Insufficient Information | An earthen berm was built completely around the oil-filled equipment at the substations. Drains were installed to allow for the removal of water. Polymer beads were installed in the drains. | A positive use determination of 100% for the secondary containment systems. | 2000-03-10 | 3150 | 100
4604 | T1 | TXU Electric Company | Cedar Creek Substation | 7 M S of Seven Points | Seven Points | TX | 75143 | Henderson | CN603313842 | RN109628776 | An earthen berm was built completely around the oil-filled equipment at the substations. Drains were installed to allow for the removal of water. Polymer beads were installed in the drains. | A positive use determination of 100% for the secondary containment systems. | 2000-03-10 | 29500 | 100
4605 | T1 | TXU Electric Company | McDermott Rd Substation | 8600 Rasor Rd | Plano | TX | 75024 | Collin | CN603313842 | Insufficient Information | An earthen berm was built completely around the oil-filled equipment at the substations. Drains were installed to allow for the removal of water. Polymer beads were installed in the drains. | A positive use determination of 100% for the secondary containment systems. | 2000-03-10 | 19600 | 100
4606 | T1 | TXU Lonestar Pipeline | Gb P(2Nd)-10 | Near 14250 Reeds Lake LP | Rogers | TX | 76569 | Bell | CN604265710 | Not Regulated by TCEQ | Installed a cathodic protection ground bed station to protect a natural gas transmission pipeline. | A positive use determination of 100% for the cathodic protection ground bed station. | 2000-03-10 | 9400 | 100
4607 | T1 | TXU Lonestar Pipeline | L8-9-15 | Near Sh 21 @ W Osr | Bryan | TX | 77807 | Brazos | CN604265710 | Not Regulated by TCEQ | Installed a cathodic protection ground bed station to protect a natural gas transmission pipeline. | A positive use determination of 100% for the cathodic protection ground bed station. | 2000-03-10 | 12600 | 100
4608 | T1 | TXU Lonestar Pipeline | Gb I-10 | 1 M NE On Hwy 79 | Petrolia | TX | 76377 | Clay | CN604265710 | Not Regulated by TCEQ | Installed a cathodic protection ground bed station to protect a natural gas transmission pipeline. | A positive use determination of 100% for the cathodic protection ground bed station. | 2000-03-10 | 9200 | 100
4609 | T1 | TXU Lonestar Pipeline | Gb W-22 & Gb W22-20 |  | Denton County | TX | 76202 | Denton | CN604265710 | Insufficient Information | Installed a cathodic protection ground bed station to protect a natural gas transmission pipeline. | A positive use determination of 100% for the cathodic protection ground bed station. | 2000-03-10 | 25800 | 100
4610 | T1 | TXU Lonestar Pipeline | Gb 25-10 | 1100 CR 154 | Cisco | TX | 76437 | Eastland | CN604265710 | Not Regulated by TCEQ | Installed a cathodic protection ground bed station to protect a natural gas transmission pipeline. | A positive use determination of 100% for the cathodic protection ground bed station. | 2000-03-10 | 10700 | 100
4611 | T1 | TXU Lonestar Pipeline | Gb M-12 & Gb X22-08 | Ellis County | Maypearl & Venus | TX | 76064 | Ellis | CN604265710 | Not Regulated by TCEQ | Installed a cathodic protection ground bed station to protect a natural gas transmission pipeline. | A positive use determination of 100% for the cathodic protection ground bed station. | 2000-03-10 | 20000 | 100
4612 | T1 | TXU Lonestar Pipeline | Gb L8A-11 | FM 2603 - CR 166 & 165 | Otto | TX | 76675 | Falls | CN604265710 | Not Regulated by TCEQ | Installed a cathodic protection ground bed station to protect a natural gas transmission pipeline. | A positive use determination of 100% for the cathodic protection ground bed station. | 2000-03-10 | 14400 | 100
4613 | T1 | TXU Lonestar Pipeline | Gb V-70 | 2.5 M SE of Waller | Waller | TX | 77484 | Harris | CN604265710 | Not Regulated by TCEQ | Installed a cathodic protection ground bed station to protect a natural gas transmission pipeline. | A positive use determination of 100% for the cathodic protection ground bed station. | 2000-03-10 | 14100 | 100
4614 | T1 | TXU Lonestar Pipeline | Gb Tricity 3R, 13R, & 13B | Henderson County | Athens | TX | 75751 | Henderson | CN604265710 | Not Regulated by TCEQ | Installed a cathodic protection ground bed station to protect a natural gas transmission pipeline. | A positive use determination of 100% for the cathodic protection ground bed station. | 2000-03-10 | 20400 | 100
4615 | T1 | TXU Lonestar Pipeline | Gb Su-34 | FM 1280 Near Sh 21 | Crockett | TX | 75835 | Houston | CN604265710 | Not Regulated by TCEQ | Installed a cathodic protection ground bed station to protect a natural gas transmission pipeline. | A positive use determination of 100% for the cathodic protection ground bed station. | 2000-03-10 | 16100 | 100
4616 | T1 | TXU Lonestar Pipeline | Gb X22-01 | Off CR 622 | Venus | TX | 76084 | Johnson | CN604265710 | Not Regulated by TCEQ | Installed a cathodic protection ground bed station to protect a natural gas transmission pipeline. | A positive use determination of 100% for the cathodic protection ground bed station. | 2000-03-10 | 16000 | 100
4617 | T1 | TXU Lonestar Pipeline | Gb L8Aecb1 | Division St By Red Oak Lak | Buffalo | TX | 75831 | Leon | CN604265710 | Not Regulated by TCEQ | Installed a cathodic protection ground bed station to protect a natural gas transmission pipeline. | A positive use determination of 100% for the cathodic protection ground bed station. | 2000-03-10 | 10300 | 100
4618 | T1 | TXU Lonestar Pipeline | Gb V-40 | M Ranch Rd | Thornton | TX | 76687 | Limestone | CN604265710 | Not Regulated by TCEQ | Installed a cathodic protection ground bed station to protect a natural gas transmission pipeline. | A positive use determination of 100% for the cathodic protection ground bed station. | 2000-03-10 | 9600 | 100
4619 | T1 | TXU Lonestar Pipeline | Gb L8Ba-05, Lbaa-10 & L8B(2Nd)-25 | Madison County | North Zulch | TX | 77872 | Madison | CN604265710 | Not Regulated by TCEQ | Installed a cathodic protection ground bed station to protect a natural gas transmission pipeline. | A positive use determination of 100% for the cathodic protection ground bed station. | 2000-03-10 | 28700 | 100
4620 | T1 | TXU Lonestar Pipeline | Gb L8-20 | Busby Rd @ Mt Moriah Rd | Waco | TX | 76705 | McLennan | CN604265710 | Not Regulated by TCEQ | Installed a cathodic protection ground bed station to protect a natural gas transmission pipeline. | A positive use determination of 100% for the cathodic protection ground bed station. | 2000-03-10 | 13300 | 100
4621 | T1 | TXU Lonestar Pipeline | Gb M-24 | FM 709 S | Corsicana | TX | 75110 | Navarro | CN604265710 | Not Regulated by TCEQ | Installed a cathodic protection ground bed station to protect a natural gas transmission pipeline. | A positive use determination of 100% for the cathodic protection ground bed station. | 2000-03-10 | 10400 | 100
4622 | T1 | TXU Lonestar Pipeline | Gb L8-11-10, L8-13-07 | Robertson | Franklin | TX | 77856 | Robertson | CN604265710 | Not Regulated by TCEQ | Installed a cathodic protection ground bed station to protect a natural gas transmission pipeline. | A positive use determination of 100% for the cathodic protection ground bed station. | 2000-03-10 | 23900 | 100
4623 | T1 | GB Biosciences Corporation | GB Biosciences Greens Bayou | 2239 Haden Rd | Houston | TX | 77015 | Harris | CN600132831 | RN100238492 | Five Projects. 1. Tanks, pumps, pipes, filters, and piperacks needed to switch from well water to surface water. 2. Replaced 4 groundwater monitoring pumps (262-265) and associated piping. 3. Installed a curbed containment slab for an elevated diesel storage tank. 4. Installed a weather station. 5. Purchased and installed a new total organic carbon analyzer. | A positive use determination of 100% for the five projects. | 2000-03-15 | 792350 | 100
4624 | T1 | Georgia Gulf Corporation | Georgia Gulf Corporation | 3503 Pasadena Frwy | Pasadena | TX | 77503 | Harris | CN604301937 | RN100213958 | Installed a regenerative thermal oxidizer as a replacement for an existing control device. Covers and associated piping were installed as an upgrade to two sumps at the Phenol Plant. | A positive use determination of 100% for the regenerative thermal oxidizer and the upgrades to the two sumps. | 2000-03-15 | 1300059 | 100
4625 | T1 | Alcoa Inc | Alcoa Point Comfort | State Highway 35 | Point Comfort | TX | 77978 | Calhoun | CN601452329 | RN102705381 | The following items: Mechanical pumps seals for storage tanks. Installed a viscosity meter on Washer 6B underflow. Installed a concrete pad in the paint area. Installed a process sump - Pre-Sump Solids Trap. Installed a stormwater overflow system. Installed equipment to reduce soda loss. Projects to facilitate the collection, handling, transportation and disposal of waste bauxite. Installed concrete paving east of R-50 Kiln. Constructed used oil storage station. Installed an ESP dust agglomeration system. Viscosity Meter - 6B Washer. Installed a potable water system. Installed a lift station for the effluent of R-115 WWTP. Constructed stormsewer south trunk cleaning basin. Upgraded outfall 003. Upgraded potable water piping (R30-34). Installed computer controls and sprinklers. Installed switchgear 160-1 to manage disposal of waste. Installed piping, pumping, and facility modifications/upgrades for collecting and/or storing waste prior to treatment or disposal. Zimpro Feed Pump Discharge - installed pumps. R82 Replace Dense Phase Pot - installed equipment used to remove particulate matter. Resized the cyclones. Installed dust collectors at Unit 1 and Unit 6 spar feeder. | A positive use determination of 100% for the mechanical pumps seals; the viscosity meter; the concrete pad; the process sump pre-sump solids trap; the stormwater overflow system; the equipment to reduce soda loss; the projects to facilitate the collection, handling, transportation and disposal of waste bauxite; concrete paving east of R-50 Kiln; the used oil storage station; the ESP dust agglomeration system; the Viscosity Meter - 6B Washee; the potable water system; the lift station; the stormsewer south trunk cleaning basin; the upgrade for outfall 003; the upgraded potable water piping; the computer controls and sprinklers; switchgear 160-1; the piping, pumping, and facility modifications/upgrades; the Zimpro Feed Pump Discharge; the equipment used to remove particulate matter, the resized cyclones; and the dust collectors. | 2000-03-16 | 4886631 | 100
4626 | T2 | Phillips Petroleum Co | Phillips Houston Chemical Complex | 1400 Jefferson Rd | Pasadena | TX | 77501 | Harris | Insufficent Information | Insufficent Information | Three tower acid pumps. | A positive use determination of 100% for the three cooling tower acid pumps. | 2000-03-15 | 122700 | 100
4627 | T1 | Phillips Petroleum Co | Phillips Houston Chemical Complex | 1400 Jefferson Rd | Pasadena | TX | 77501 | Harris | Insufficent Information | Insufficent Information | Replaced Styrene supply line/unloading system. Converted BD Spheres to Cyclohexane service. Installed a closed loop nitrogen system. Completed vent modifications. Installed steam flare control system. Installed level instrumentation on tanks. Installed SJWT/Trans Center Sanitary Sewers & Treatment for water treatment. Installed dual seals on reflux pump. Installed double seals on Block & Finish pumps. Installed HAC blowback lines. | A positive use determination of 100% for the replacement Styrene supply line/unloading system; the conversion of the BD Spheres to Cyclohexane service; the closed loop nitrogen system; the vent modifications; the steam flare control system; the level instrumentation; the SJWT/Trans Center Sanitary Sewers & treatment for water treatment; the dual seals on reflux pump; the double seals on Block & Finish pumps; and the HAC blowback lines. | 2000-03-16 | 4950800 | 100
4628 | T2 | GB Biosciences Corporation | GB Biosciences Greens Bayou | 2239 Haden Rd | Houston | TX | 77015 | Harris | CN600132831 | RN100238492 | Chlorine unloading controls, valves, shutdowns, and interlocks for the reduction of fugitive emissions and reduction in potential for catastrophic chlorine releases. | A positive use determination of 100% for the Chlorine unloading controls, valves, shutdowns, and interlocks. | 2000-03-16 | 138704 | 100
4629 | T1 | GB Biosciences Corporation | GB Biosciences Greens Bayou | 2239 Haden Rd | Houston | TX | 77015 | Harris | CN600132831 | RN100238492 | Upgrade to IPN Incinerator: new blower, new start-up blower, new combustion air controls, new technology oxygen analyzers, new UPS, and a new sequence of event monitoring system. Provided alternative vents, routed to 2 new carbon absorbers, for the vent lines of the 6 IPN organic storage tanks. Installed new concrete pads and curbs around the Sullair compressor, Dowtherm vaporizers, and IPN incinerator. Modified the IPN cooling towers to evenly distribute hot return water and the fan stacks. | A positive use determination of 100% for the IPN incinerator blower, start-up blower, burner/blower controls, UPS and sequence-of-event monitors; the 2 carbon absorbers; the curbs, dikes, and slabs; and the IPN cooling tower modifications. | 2000-03-16 | 627125 | 100
4630 | T1 | GB Biosciences Corporation | GB Biosciences Greens Bayou | 2239 Haden Rd | Houston | TX | 77015 | Harris | CN600132831 | RN100238492 | The following items/projects: Installed an industrial water deaerator make-up and incinerator blower/burner controls. Purchased and installed a computer system to be used to collect and report environmental monitoring data. Installed CTL Packaging Room vacuum/filter systems. | A positive use determination of 100% for the industrial water deaerator make-up and incinerator blower/burner controls; the emissions inventory computerized information management system; and the CTL Packing Rooms vacuum/filter systems. | 2000-03-16 | 132618 | 100
4631 | T1 | GB Biosciences Corporation | GB Biosciences Greens Bayou | 2239 Haden Rd | Houston | TX | 77015 | Harris | CN600132831 | RN100238492 | Several Projects: Upgrades to the incinerator system - replaced the blower and fuel gas/combustion air controls; installed a replacement combustion section, transition cone, and downcomer with new refractory lining; purchased a spare Hastalloy C transition cone and downcomer; replaced the quench tank. Replaced the two scrubbers used by the CTL acid unit tail towers. Installed a second spent caustic tank. Installed several mechanical seal pumps in the CTL unit. Installed chlorine ambient air monitors and alarms around the chlorine tank car unloading area and the east fence line. Purchased a spare EVS cooler for the CTL I EVS system. Refurbished the West Cooling Tower. | A positive use determination of 100% for the upgrades to the incinerator system; the two replacement scrubbers; the second spent caustic tank; the mechanical seal pumps; the chlorine ambient air monitors and alarms; the spare EVS cooler; and the refurbishment of the West Cooling Tower. | 2000-03-16 | 926196 | 100
4632 | T1 | KMCO LP | KMCO LP | 16503 Ramsey Rd | Crosby | TX | 77532 | Harris | CN604105221 | RN101613511 | Installed concrete pad and diking in the new tank farm. | A positive use determination of 100% for the concrete pad and curbing for the new tank farm. | 2000-03-16 | 70876 | 100
4633 | T1 | KMCO LP | KMCO LP | 16503 Ramsey Rd | Crosby | TX | 77532 | Harris | CN604105221 | RN101613511 | A combustion air compressor was installed on the process vent flare system. | A positive use determination of 100% for the combustion air compressor. | 2000-03-16 | 10198 | 100
4634 | T1 | KMCO LP | KMCO LP | 16503 Ramsey Rd | Crosby | TX | 77532 | Harris | CN604105221 | RN101613511 | Installed a liquid ring vacuum pump as a replacement for a Beach-Russ. | A positive use determination of 100% for the liquid ring pump. | 2000-03-16 | 32956 | 100
4635 | T1 | KMTEX Inc | KMTEX Inc | 2450 S Gulfway Dr | Port Arthur | TX | 77641 | Jefferson | CN604105007 | RN100640283 | Installed concrete pad and diking in the new tank farm. | A positive use determination of 100% for the concrete pad and curbing for the new tank farm. | 2000-03-16 | 104961 | 100
4636 | T1 | Alcoa Inc | Alcoa Rockdale | 5 M S On FM 1786 | Rockdale | TX | 76567 | Milam | CN605253749 | RN103785846 | Purchasing a vehicle with an attached 60,000-lb capacity roll-off carridge and winch assembly for use in loading, unloading and moving trash. | A positive use determination of 100% for the replacement trash truck. | 2000-03-16 | 115000 | 100
4637 | T1 | Alcoa Inc | Alcoa Rockdale | 5 M S On FM 1786 | Rockdale | TX | 76567 | Milam | CN605253749 | RN103785846 | Four diesel pumps and five diesel barges for use in moving water from mine pits to retention structures. | A positive use determination of 100% for the four diesel pumps and five diesel barges. | 2000-03-16 | 242000 | 100
4638 | T1 | Alcoa Inc | Alcoa Rockdale | 5 M S On FM 1786 | Rockdale | TX | 76567 | Milam | CN605253749 | RN103785846 | Purchase and installation of equipment to modify the lignite dryer furnace fuel feed system. | A positive use determination of 100% for the purchase and installation of equipment to modify the lignite dryer furnace fuel feed system. | 2000-03-16 | 300000 | 100
4639 | T1 | Alcoa Inc | Alcoa Rockdale | 5 M S On FM 1786 | Rockdale | TX | 76567 | Milam | CN605253749 | RN103785846 | Installing pump station and discharge piping to mechanically remove impounded water from Pond 026. Equipment includes 3 8"pumps, electrical hardware, and approximately 3,500' of discharge pipe. | A positive use determination of 100% for the three 8 inch pumps, electrical hardware, and approximately 3,500 feet of discharge pipe. | 2000-03-16 | 230000 | 100
4640 | T1 | Alcoa Inc | Alcoa Rockdale | 5 M S On FM 1786 | Rockdale | TX | 76567 | Milam | CN605253749 | RN103785846 | Installed separated overfire air equipment to reduce nitrogen oxide emissions. | A positive use determination of 100% for the separated overfire air equipment. | 2000-03-16 | 1700000 | 100
4641 | T1 | Alcoa Inc | Alcoa Rockdale | 5 M S On FM 1786 | Rockdale | TX | 76567 | Milam | CN605253749 | RN103785846 | Purchased and installed an additional transformer/rectifier in the electrostatic precipitator at Unit 1. | A positive use determination of 100% for the additional transformer/rectifier. | 2000-03-16 | 130000 | 100
4642 | T1 | Alcoa Inc | Alcoa Rockdale | 5 M S On FM 1786 | Rockdale | TX | 76567 | Milam | CN605253749 | RN103785846 | Purchased and installed an additional transformer/rectifier in the electrostatic precipitator at Unit 2. | A positive use determination of 100% for the additional transformer/rectifier. | 2000-03-16 | 130000 | 100
4643 | T1 | Alcoa Inc | Alcoa Rockdale | 5 M S On FM 1786 | Rockdale | TX | 76567 | Milam | CN605253749 | RN103785846 | Project to purchase, design and install upgrade equipment to Line 4 wet scrubbing systems (10, 11, &12). Specifically the 10 & 11 electrostatic precipitators were replaced with pulse jet baghouses. Additionally 3 new fans and towers were installed in system #12, 2 new fans were installed for system #11 and 3 new fans and 2 towers were installed for system #10. Scrubber water handling systems were provided were necessary. | A positive use determination of 100% for the project to upgrade the Line 4 wet scrubbing systems. | 2000-03-16 | 8870000 | 100
4644 | T1 | Alcoa Inc | Alcoa Rockdale | 5 M S On FM 1786 | Rockdale | TX | 76567 | Milam | CN605253749 | RN103785846 | Installed 24 electrically actuated fan dampers for lines 7 and 8 A-398 dry scrubbers. | A positive use determination of 100% for the 24 electrically actuated fan dampers. | 2000-03-16 | 150000 | 100
4645 | T1 | Alcoa Inc | Alcoa Rockdale | 5 M S On FM 1786 | Rockdale | TX | 76567 | Milam | CN605253749 | RN103785846 | Project to upgrade the Butt Crusher Dust Collector. Rotary vane feeders were installed. Platforms, handrails, access lights and an upgrade to the control system were installed. | A positive use determination of 100% for the Butt Crusher Dust Collector upgrades. | 2000-03-16 | 120000 | 100
4646 | T1 | Alcoa Inc | Alcoa Rockdale | 5 M S On FM 1786 | Rockdale | TX | 76567 | Milam | CN605253749 | RN103785846 | Purchase of 24 sulfur dioxide sensors for stack installation on each A-398 in Lines 7 & 8. | A positive use determination of 100% for the 24 sulfur dioxide sensors. | 2000-03-16 | 110000 | 100
4647 | T1 | Alcoa Inc | Alcoa Rockdale | 5 M S On FM 1786 | Rockdale | TX | 76567 | Milam | CN605253749 | RN103785846 | Project to purchase and install upgrades to Lines 3 & 6 ESPs. | A positive use determination of 100% for the project to upgrade Lines 3 and 6 electrostatic precipitators. | 2000-03-16 | 1300000 | 100
4648 | T1 | Alcoa Inc | Alcoa Rockdale | 5 M S On FM 1786 | Rockdale | TX | 76567 | Milam | CN605253749 | RN103785846 | Project to purchase and install lower water spray nozzles in the scrubber towers in Lines 3 & 6. Also installed ultrasonic flow meters. | A positive use determination of 100% for the lower spray nozzles. | 2000-03-16 | 750000 | 100
4649 | T1 | Aristech Chemical Corporation | Aristech Pasadena Plant | 4403 Laporte Hwy 225 | Pasadena | TX | 77501 | Harris | CN601179914 | RN100225689 | Project to recoat the concrete diking area around the Spent Caustic Unit. | A positive use determination of 100% for the coating applied to the concrete diking. | 2000-03-16 | 37000 | 100
4650 | T1 | Minute Maid Company The | Minute Maid Waco Facility | 8400 Imperial Dr | Waco | TX | 76712 | McLennan | CN601738693 | RN102305562 | Installed a scrubber used to reduce peroxide emissions from a new filling machine. | A positive use determination of 100% for the peroxide scrubber. | 2000-03-16 | 70690 | 100
4651 | T1 | GPM Gas Company LLC | GPM Lost Peak Compressor | 5 M SE of Coahoama | Coahoma | TX | 79511 | Howard | CN601229917 | RN102549771 | Installed three catalytic converters and three air/fuel ratio controllers on three 8G825 White Superiors. | A positive use determination of 100% for the three catalytic convertors and the three air/fuel ratio controllers. | 2000-03-16 | 52500 | 100
4652 | T1 | GPM Gas Company LLC | GPM Encontrado Compressor | 20 M SW Off CR 208 | Big Lake | TX | 76932 | Crockett | CN601229917 | RN100219278 | Installed two catalytic converters and two air/fuel ratio controllers on two 8G825 White Superiors. | A positive use determination of 100% for the two catalytic convertors and the two air/fuel ratio controllers. | 2000-03-16 | 35000 | 100
4653 | T1 | Unocal | Unocal Beaumont Terminal | Hwy 366 | Nederland | TX | 77627 | Jefferson | CN601072812 | RN102596210 | Purchased and installed of side mounted remote reading above ground storage tank gauges. | A positive use determination of 100% for the side mounted remote reading above ground storage tank gauges. | 2000-03-16 | 93700 | 100
4654 | T1 | Unocal | Unocal Beaumont Terminal | Hwy 366 | Nederland | TX | 77627 | Jefferson | CN601072812 | RN102596210 | Installed double bottoms with leak detectors on storage tanks 234, 228, 233, 236, 45, 214, 215, and 239. | A positive use determination of 100% for the double bottoms installed in tanks 234, 228, 233, 236, 45, 214, 215, & 239. | 2000-03-16 | 2063300 | 100
4655 | T1 | Unocal | Unocal Beaumont Terminal | Hwy 366 | Nederland | TX | 77627 | Jefferson | CN601072812 | RN102596210 | Purchased hydrocarbon detector. | A positive use determination of 100% for the hydrocarbon detector. | 2000-03-16 | 7200 | 100
4656 | T1 | Unocal | Unocal Beaumont Terminal | Hwy 366 | Nederland | TX | 77627 | Jefferson | CN601072812 | RN102596210 | Constructed boat ramp for the boom deployment boat. Purchased boom deployment boat and permanent boom. | A positive use determination of 100% for the boom deployment boat, the boat ramp, and the boom. | 2000-03-16 | 87600 | 100
4657 | T1 | Unocal | Unocal Beaumont Terminal | Hwy 366 | Nederland | TX | 77627 | Jefferson | CN601072812 | RN102596210 | Installed internal floating roofs on tanks 221, 396, and 397. Installed geodesic domes on tanks 234 and 236. | A positive use determination of 100% for the internal floating roofs for tanks 221, 396, & 397; and the geodesic domes for tanks 234 & 236. | 2000-03-16 | 858500 | 100
4658 | T1 | Unocal | Unocal Beaumont Terminal | Hwy 366 | Nederland | TX | 77627 | Jefferson | CN601072812 | RN102596210 | Installed cathodic protection for tanks 127 and 110. | A positive use determination of 100% for the cathodic protection for tanks 127 and 110. | 2000-03-16 | 19300 | 100
4659 | T1 | Unocal | Unocal Beaumont Terminal | Hwy 366 | Nederland | TX | 77627 | Jefferson | CN601072812 | RN102596210 | Installed safety skids, piping and controls for vapor recovery at the main dock. | A positive use determination of 100% for the marine vapor recovery equipment. | 2000-03-16 | 732500 | 100
4660 | T2 | Inland Paperboard & Packaging Inc | Inland-Orange | Old Hwy 87 North | Orange | TX | 77630 | Orange | CN600127484 | RN103054466 | Installed a new electrostatic precipitator and all necessary electrical and mechanical support equipment such as dampers, fans, blowers, and the electric motive power for these items. Also installed a new visible emissions/opacity monitor. | A positive use determination of 100% for the electrostatic precipitator and all necessary support equipment. | 2000-03-16 | 4973174 | 100
4661 | T1 | Mobil Oil Corporation | Mobil Waskom Terminal | Farm Road 9 South | Waskom | TX | 75692 | Harrison | Insufficient Information | Insufficient Information | Installed a vapor combustion unit to handle the vapors from a two bay terminal loading rack. | A positive use determination of 100% for the vapor combustor unit. | 2000-03-16 | 462544 | 100
4662 | T1 | Noltex LLC | Noltex LLC | 12220 Strang Rd | La Porte | TX | 77571 | Harris | CN604039271 | RN101049518 | The following property: Stand Forming Scrubber System, Hopper Dryer Small Cyclones, Plant Area Paving, Sewer Lining W/O Tank Lining, Neutralization Tank, Concrete Curbing, Wastewater Treatment Plant, and Wastewater Tank and Analyzer System. | A positive use determination of 100% for the Stand Foaming Scrubber System, the Cyclones; Plant Area Paving; Sewer Lining W/O Tank Lining; Neutralization Tank; Concrete Curbing; Wastewater Treatment Plant; and Wastewater Tank and Analyzer System. | 2000-03-16 | 5093545 | 100
4663 | T1 | Nalco Energy Services LP | Nalco Energy Services | 7701 Hwy 90-A | Sugar Land | TX | 77487 | Fort Bend | CN602898751 | RN102895745 | Purchased an explosion proof vacuum for use in cleaning up spills of powdered chemicals. | A positive use determination of 100% for the explosion proff vacuum. | 2000-03-16 | 5144 | 100
4664 | T1 | Nalco Energy Services LP | Nalco Energy Services | 7701 Hwy 90-A | Sugar Land | TX | 77487 | Fort Bend | CN602898751 | RN102895745 | Installed piggable transfer lines. | A positive use determination of 100% for the piggable transfer lines. | 2000-03-16 | 319182 | 100
4665 | T1 | Nalco Energy Services LP | Nalco Energy Services | 7701 Hwy 90-A | Sugar Land | TX | 77487 | Fort Bend | CN602898751 | RN102895745 | Installed a funnel and fixed piping to allow waste condensate to be pumped directly to the RCRA Hazardous Waste Tanks. | A positive use determination of 100% for the funnel and fixed piping. | 2000-03-16 | 1455 | 100
4666 | T1 | Nalco Energy Services LP | Nalco Energy Services | 7701 Hwy 90-A | Sugar Land | TX | 77487 | Fort Bend | CN602898751 | RN102895745 | Purchased and installed stainless steel DOT approved totes for use in meeting level container standards for hazardous waste storage. | A positive use determination of 100% for the stainless steel totes. | 2000-03-16 | 23397 | 100
4667 | T1 | Nalco Energy Services LP | Nalco Energy Services | 7701 Hwy 90-A | Sugar Land | TX | 77487 | Fort Bend | CN602898751 | RN102895745 | Installed a zero waste sampler circulation loop and pump. | A positive use determination of 100% for the zero water sampler circulation loop and pump. | 2000-03-16 | 28700 | 100
4668 | T1 | Nalco Energy Services LP | Nalco Energy Services | 7701 Hwy 90-A | Sugar Land | TX | 77487 | Fort Bend | CN602898751 | RN102895745 | Purchased a new transfer pump for use in conveying wastewater sludge to the filter press. | A positive use determination of 100% for the new transfer pump. | 2000-03-16 | 6048 | 100
4669 | T1 | Nalco Energy Services LP | Nalco Energy Services | 7701 Hwy 90-A | Sugar Land | TX | 77487 | Fort Bend | CN602898751 | RN102895745 | Installed a water conservation teflon spray ball to increase vessel cleaning efficiency by reducing water USAge and waste generation. | A positive use determination of 100% for the teflon spray ball. | 2000-03-16 | 939 | 100
4670 | T1 | Nalco Energy Services LP | Nalco Energy Services | 7701 Hwy 90-A | Sugar Land | TX | 77487 | Fort Bend | CN602898751 | RN102895745 | Upgraded the thermal oxidizer system foam sensors. | A positive use determination of 100% for the thermal oxidizer foam sensor installed in the vent line. | 2000-03-16 | 3135 | 100
4671 | T1 | Nalco Energy Services LP | Nalco Energy Services | 7701 Hwy 90-A | Sugar Land | TX | 77487 | Fort Bend | CN602898751 | RN102895745 | Installed a high level alarm on the wastewater discharge line. | A positive use determination of 100% for the high water level alarm. | 2000-03-16 | 5934 | 100
4672 | T1 | Nalco Energy Services LP | Nalco Energy Services | 7701 Hwy 90-A | Sugar Land | TX | 77487 | Fort Bend | CN602898751 | RN102895745 | Installed containment ramps and diking. | A positive use determination of 100% for the concrete ramps and diking. | 2000-03-16 | 105449 | 100
4673 | T1 | Nalco Energy Services LP | Nalco Energy Services | 7701 Hwy 90-A | Sugar Land | TX | 77487 | Fort Bend | CN602898751 | RN102895745 | Installed a wastewater foam guard. | A positive use determination of 100% for the wastewater foam guard. | 2000-03-16 | 6034 | 100
4674 | T1 | Nalco Energy Services LP | Nalco Energy Services | 7701 Hwy 90-A | Sugar Land | TX | 77487 | Fort Bend | CN602898751 | RN102895745 | Installed a vapor recovery line for use in collecting vapors from packaging. | A positive use determination of 100% for the vapor recovery line. | 2000-03-16 | 5069 | 100
4675 | T1 | Nalco Energy Services LP | Nalco Energy Services | 7701 Hwy 90-A | Sugar Land | TX | 77487 | Fort Bend | CN602898751 | RN102895745 | Installed a potable water backflow preventer. | A positive use determination of 100% for the potable watermain backflow preventer. | 2000-03-16 | 9979 | 100
4676 | T1 | Nalco Energy Services LP | Nalco Energy Services | 7701 Hwy 90-A | Sugar Land | TX | 77487 | Fort Bend | CN602898751 | RN102895745 | Installed replacement dry disconnect couplings. | A positive use determination of 100% for the replacement dry disconnect couplings. | 2000-03-16 | 9961 | 100
4677 | T1 | Nalco Energy Services LP | Nalco Energy Services | 7701 Hwy 90-A | Sugar Land | TX | 77487 | Fort Bend | CN602898751 | RN102895745 | Installed PVC piping as a connection between the waste tote area and the thermal oxidizer vent header. | A positive use determination of 100% for the waste tote connection to the thermal oxidizer vent header. | 2000-03-16 | 6049 | 100
4678 | T1 | Nalco Energy Services LP | Nalco Energy Services | 7701 Hwy 90-A | Sugar Land | TX | 77487 | Fort Bend | CN602898751 | RN102895745 | Project to remove and dispose of miscellaneous asbestos. | A positive use determination of 100% for the asbestos removal and disposal projects. | 2000-03-16 | 8142 | 100
4679 | T1 | Wesco Valve & Manufacturing Co | Wesco Valve & Manufacturing Co | 400 Airport Rd | Marshall | TX | 75670 | Harrison | CN600256655 | RN100545490 | Corrective Action Management Unit designed to remove heavy metal chrome. Property includes waste recovery wells; Kaselco Electrocoagulation System and associated equipment; and a 18' x 40' building used to house the unit. | A positive use determination of 100% for the Corrective Action Management Unit. | 2000-03-16 | 186081 | 100
4680 | T1 | Aristech Chemical Corporation | Aristech La Porte Plant | 8811 Strang Rd | La Porte | TX | 77571 | Harris | CN600132096 | RN102888328 | A new self-sufficient polypropylene production line was constructed. In order to handle the increased amount of wastewater the following equipment has been installed: four sump skimmers. | A positive use determination of 100% for the four sump skimmers. | 2000-03-16 | 66990 | 100
4681 | T1 | Aristech Chemical Corporation | Aristech La Porte Plant | 8811 Strang Rd | La Porte | TX | 77571 | Harris | CN600132096 | RN102888328 | A new self-sufficient polypropylene production line was constructed. In order to handle the increased amount of wastewater the following equipment has been installed: wastewater pumps, process drain pump, storm water pump, induced flotation unit, and water fines separators. | A positive use determination of 100% for the five pumps, the induced gas flotation unit, and the eight water fines separators. | 2000-03-16 | 342787 | 100
4682 | T1 | Aristech Chemical Corporation | Aristech La Porte Plant | 8811 Strang Rd | La Porte | TX | 77571 | Harris | CN600132096 | RN102888328 | A new self-sufficient polypropylene production line was constructed. In order to handle polypropylene dust the following equipment has installed: 12 vent and bag filters and pneumatic conveying systems. | A positive use determination of 100% for the filters and conveying systems. | 2000-03-16 | 5505911 | 100
4683 | T1 | Aristech Chemical Corporation | Aristech La Porte Plant | 8811 Strang Rd | La Porte | TX | 77571 | Harris | CN600132096 | RN102888328 | A new self-sufficient polypropylene production line was constructed. Installed an air compressor to handle excess vapors and air. | A positive use determination of 100% for the air compressor package. | 2000-03-16 | 275039 | 100
4684 | T1 | Aristech Chemical Corporation | Aristech La Porte Plant | 8811 Strang Rd | La Porte | TX | 77571 | Harris | CN600132096 | RN102888328 | A new self-sufficient polypropylene production line was constructed. A new boiler was installed. Pollution control property associated with the boiler is as follows: tanks fro softened water, soft water, brine storage, and decarbonated water; a boiler blowdown drum; a deaerator; pumps for decarbonated water, soft water, and brine; static mixers for caustic and acid; and water softeners, boiler, chelant supply, sulfate supply, decarbonator, sodium hydroxide, and sulfuric acid packages. | A positive use determination of 100% for the tanks, pumps, mixers, and chemical packages. | 2000-03-16 | 1826001 | 100
4685 | T1 | Aristech Chemical Corporation | Aristech La Porte Plant | 8811 Strang Rd | La Porte | TX | 77571 | Harris | CN600132096 | RN102888328 | A new self-sufficient polypropylene production line was constructed. As a part of the process chilled fluids and gases are utilized. A new refrigeration unit and a low pressure propylene scrubber have been installed. | A positive use determination of 100% for the refrigeration unit package and the low pressure propylene scrubber. | 2000-03-16 | 716435 | 100
4686 | T1 | Aristech Chemical Corporation | Aristech La Porte Plant | 8811 Strang Rd | La Porte | TX | 77571 | Harris | CN600132096 | RN102888328 | A new self-sufficient polypropylene production line was constructed. As a part of the process mineral oil is flushed through pipelines to keep the lines clean and decontaminated. Installed an oil treating drum and an oil storage drum. | A positive use determination of 100% for the Oil Treating and Storage Drums. | 2000-03-16 | 93950 | 100
4687 | T1 | Aristech Chemical Corporation | Aristech La Porte Plant | 8811 Strang Rd | La Porte | TX | 77571 | Harris | CN600132096 | RN102888328 | A new self-sufficient polypropylene production line was constructed. A cooling tower was installed. Property includes chilled water and chilled water surge drums; cooling tower, coagulant mixer; pumps for filtered water, clarifier circulation, backwash effluent, clarifier sludge, corrosion inhibitor, and cooling water; a gravity filter; and rec oil coagulant, coagulant, corrosion inhibitor, sulfuric acid, bleach bromide, muriatic acid and dispersant packages. | A positive use determination of 100% for the drums, cooling tower, mixer, pumps, and chemical packages. | 2000-03-16 | 2269092 | 100
4688 | T1 | Aristech Chemical Corporation | Aristech La Porte Plant | 8811 Strang Rd | La Porte | TX | 77571 | Harris | CN600132096 | RN102888328 | Installed an arsine guard bed. | A positive use determination of 100% for the arsine guard bed. | 2000-03-16 | 518997 | 100
4689 | T1 | Phillips Petroleum Co | Phillips Ws Farley 1 Gill Meadow 1 | Ws Farley 1 Gill Meadow 1 | Carson County | TX | 79068 | Carson | CN603900127 | Insufficent Information | Installed steel walls/liners as secondary containment to collect liquids released from a primary tank. | A positive use determination of 100% for the steel walls and liners. | 2000-03-16 | 936 | 100
4690 | T1 | Phillips Petroleum Co | 23 Locations In Gray County |  | Gray County | TX | 79066 | Gray | CN603900127 | Various | Installed steel walls/liners as secondary containment to collect liquids released from a primary tank. | A positive use determination of 100% for the steel walls and liners. | 2000-03-16 | 40889 | 100
4691 | T1 | Phillips Petroleum Co | 27 Facilities In Hansford County |  | Hansford County | TX | 79081 | Hansford | CN603900127 | Various | Installed steel walls/liners as secondary containment to collect liquids released from a primary tank. | A positive use determination of 100% for the steel walls and liners. | 2000-03-16 | 39518 | 100
4692 | T1 | Phillips Petroleum Co | 15 Facilities In Hemphill County |  | Hemphill County | TX | 79014 | Hemphill | CN603900127 | Various | Installed steel walls/liners as secondary containment to collect liquids released from a primary tank. | A positive use determination of 100% for the steel walls and liners. | 2000-03-16 | 24500 | 100
4693 | T1 | Phillips Petroleum Co | 11 Facilities In Hutchenson County |  | Hutchinson County | TX | 79008 | Hutchinson | CN603900127 | Various | Installed steel walls/liners as secondary containment to collect liquids released from a primary tank. | A positive use determination of 100% for the steel walls and liners. | 2000-03-16 | 31868 | 100
4694 | T1 | Phillips Petroleum Co | 4 Facilities In Lipscomb County |  | Lipscomb County | TX | 79024 | Lipscomb | CN603900127 | Various | Installed steel walls/liners as secondary containment to collect liquids released from a primary tank. | A positive use determination of 100% for the steel walls and liners. | 2000-03-16 | 6500 | 100
4695 | T1 | Phillips Petroleum Co | 18 Facilities In Moore County |  | Moore County | TX | 79029 | Moore | CN603900127 | Insufficent Information | Installed steel walls/liners as secondary containment to collect liquids released from a primary tank. | A positive use determination of 100% for the steel walls and liners. | 2000-03-16 | 91535 | 100
4696 | T1 | Phillips Petroleum Co | 12 Facilities In Ochiltree County |  | Ochiltree County | TX | 79070 | Ochiltree | CN603900127 | Various | Installed steel walls/liners as secondary containment to collect liquids released from a primary tank. | A positive use determination of 100% for the steel walls and liners. | 2000-03-16 | 27350 | 100
4697 | T1 | Phillips Petroleum Co | 7 Facilities In Roberts County |  | Roberts County | TX | 79059 | Roberts | CN603900127 | Various | Installed steel walls/liners as secondary containment to collect liquids released from a primary tank. | A positive use determination of 100% for the steel walls and liners. | 2000-03-16 | 21403 | 100
4698 | T1 | Phillips Petroleum Co | 28 Facilities In Sherman County |  | Sherman County | TX | 79084 | Sherman | CN603900127 | Various | Installed steel walls/liners as secondary containment to collect liquids released from a primary tank. | A positive use determination of 100% for the steel walls and liners. | 2000-03-16 | 31880 | 100
4699 | T1 | Phillips Petroleum Co | 9 Facilities In Wheeler County |  | Wheeler County | TX | 79096 | Wheeler | CN603900127 | Various | Installed steel walls/liners as secondary containment to collect liquids released from a primary tank. | A positive use determination of 100% for the steel walls and liners. | 2000-03-16 | 21612 | 100
4700 | T1 | Shell Chemical Llp | Shell Chemical - Deer Park | 5900 Hwy 225 | Deer Park | TX | 77536 | Harris | CN602641664 | RN104660915 | Installed low NOx burners as replacement burners in furnaces at Olefins Plant #3. Installed continuous emission monitors at Olefins Plants #2 & #3. | A positive use determination of 100% for the low NOx burners and the continuous emission monitoring systems. | 2000-03-16 | 3900000 | 100
4701 | T1 | Shell Deer Park Refining Limited Prtshp | Shell Deer Park - Refinery | 5900 Hwy 225 | Deer Park | TX | 77536 | Harris | CN602641664 | RN104660915 | Installed NOx RACT Continuous Emission Monitors for boiler/furnace stacks for Utilities South, Central Power Stations and Cat Reforming Units. Installed continuous emission monitor analyzers for 5 process unit stacks; Hydrogen Plant, Sats Gas Plant, Coker, Distilling Unit 2, & Selective Hydrocracker. | A positive use determination of 100% for the continuous emission monitoring systems and analyzers. | 2000-03-16 | 2245000 | 100
4702 | T1 | E I Du Pont De Nemours & Co Inc | DuPont Sabine River Works | FM 1006 | Orange | TX | 77630 | Orange | CN600128284 | RN106987852 | This project provided capacity for unloading up to 3 trucks of liquid product in a facility designed to provide proper protection from spills or discharges. Facilities include: full truck spill containment and interconnection to pollution treatment faculties and covered loading bays to provide rainwater exclusion. | A positive use determination of 100% for the spill containment and stormwater segregation project. | 2000-03-16 | 1689000 | 100
4703 | T1 | E I Du Pont De Nemours & Co Inc | DuPont Sabine River Works | FM 1006 | Orange | TX | 77630 | Orange | CN600128284 | RN106987852 | Project to destroy organics from an ammonia stream. Property includes electrolysis cells and associated equipment for the conversion of organics into CO2 and water with associated support and feed equipment including filters, vessels, pumps, and piping. | A positive use determination of 100% for the electrolysis cells and associated equipment; and the associated support and feed equipment. | 2000-03-16 | 2900000 | 100
4704 | T1 | E I Du Pont De Nemours & Co Inc | DuPont Sabine River Works | FM 1006 | Orange | TX | 77630 | Orange | CN600128284 | RN106987852 | This project included the installation of a larger waste collection tank with secondary containment and associated pumps and piping. | A positive use determination of 100% for the large wastewater collection tank with secondary containment and the associated pumps and piping. | 2000-03-16 | 3370000 | 100
4705 | T2 | GB Biosciences Corporation | GB Biosciences Greens Bayou | 2239 Haden Rd | Houston | TX | 77015 | Harris | CN600132831 | RN100238492 | Replaced the heat transfer fluid tubing with welded pipe. Installed a drain pot and additional drain piping. | A positive use determination of 100% for the project to replace HTF tubing with welded pipes and the added drain piping and drain pot. | 2000-03-17 | 215000 | 100
4706 | T1 | GB Biosciences Corporation | GB Biosciences Greens Bayou | 2239 Haden Rd | Houston | TX | 77015 | Harris | CN600132831 | RN100238492 | Installed dual parallel external filters as replacements for internal strainers. | A positive use determination of 92.6% for the project to replace chlorine nozzle strainers with external filters. | 2000-03-17 | 225944 | 100
4707 | T1 | Bridgestone/Firestone Inc | Bridgestone/Firestone Inc | 5713 FM 1006 | Orange | TX | 77630 | Orange | CN601590789 | RN100224468 | The following items: flare modifications, moisture analyzers, hydrocarbon analyzer at the cooling tower, installed curb, concrete pad, and pump; repaired dikes on the SW aeration lagoon; replaced asbestos insulation; replaced the upper seal door on DG-505; counter current crumb stripper; secondary seals for DF-137 & -138; and a regenerative thermal oxidizer. | A positive use determination of 100% for the flare modifications; moisture analyzers; hydrocarbon analyzer at the cooling tower; curb, concrete pad, and pump; repaired dikes; replaced asbestos insulation; replaced the upper seal door on DG-505; counter current crumb stripper; secondary seals for DF-137 & -138; and a regenerative thermal oxidizer. | 2000-03-17 | 3686707 | 100
4708 | T1 | H E Butt Grocery Company | HEB - Austin 23 | 6900 Brodie Lane | Austin | TX | 78745 | Travis | CN603807306 | RN102732088 | Rainwater Harvesting System: four tank system designed to capture the first .5 inch of rainfall which falls on the buildings roof. A pump is used to dispose of the water through the drip irrigation system. Retention pond/re-irrigation system: system designed to collect rainwater (up to 2.2 inches), and then dispose of it through the irrigation system. | A positive use determination of 100% for the water harvesting system and the re-irrigation pond/system. | 2000-03-21 | 1060000 | 100
4709 | T1 | Celanese Ltd | Celanese Bayport Terminal | 11807 Port Rd | Seabrook | TX | 77586 | Harris | CN600130850 | RN101041598 | A stainless steel liner was installed on top of an existing concrete surface in the 400 Area Pump Shed containment area. | A positive use determination of 100% for the stain-less steel liner. | 2000-03-21 | 58808 | 100
4710 | T1 | Celanese Ltd | Celanese Bayport Terminal | 11807 Port Rd | Seabrook | TX | 77586 | Harris | CN600130850 | RN101041598 | Waste Segregation Project: 1) segregating existing facility waste collection and storage equipment; and 2) purchasing and installing additional collection and storage components. New equipment includes hazardous waste storage tank V-1516, 4 new hazardous waste collection sumps, and associated new piping, transfer equipment, and instrumentation. | A positive use determination of 100% for the waste segregation project. | 2000-03-21 | 579000 | 100
4711 | T1 | Celanese Ltd | Celanese Bayport Terminal | 11807 Port Rd | Seabrook | TX | 77586 | Harris | CN600130850 | RN101041598 | Installed a rim-mounted secondary seal system for tank V-9227. | A positive use determination of 100% for the Rim-Mounted Secondary Seal for V-9227. | 2000-03-21 | 6980 | 100
4712 | T3 | GB Biosciences Corporation | GB Biosciences Greens Bayou | 2239 Haden Rd | Houston | TX | 77015 | Harris | CN600132831 | RN100238492 | Project to replace the Oberlin filter press with a continuously operated solid bowl centrifuge so that solids in the scrubber circulating water can be continuously removed. | A positive use determination of 13% for the project to replace the Oberlin filter press with a continuously operated solid bowl centrifuge. | 2000-03-21 | 97227 | 100
4713 | T1 | Morningstar Foods Inc | Morningstar Foods Inc | 300 Industrial Dr E | Sulphur Springs | TX | 75483 | Hopkins | CN603387630 | RN104999222 | Installed a dissolved air flotation system. Property includes the building, chemical feed equipment, pumps, valves, controls, lift station, hydroscreen, equalization tank, and aeration upgrade. | A positive use determination of 100% for the Dissolved Air Flotation System. | 2000-03-21 | 434330 | 100
4714 | T1 | Nan Ya Plastics Corp USA | Nan Ya Plastics Corporation | 201 Formosa Dr | Point Comfort | TX | 77978 | Calhoun | CN600130017 | RN100218973 | Installed storm sewers, drains, dikes, drainage ditches, piping and pumps for use in controlling stormwater and waste water. Installed waste gas incinerators for use in controlling contaminants in waste gas streams. Installed cooling towers to eliminate the use of once through water. Installed fugitive and continuous emission monitors. | A positive use determination of 100% for the storm sewers, drains, dikes, drainage ditches, piping, and pumps; the waste gas incinerators; the cooling towers; and the fugitive and continuous emission monitors. | 2000-03-23 | 4022852 | 100
4715 | T1 | Formosa Utility Venture Ltd | Formosa Plastics Corporation | 201 Formosa Dr | Point Comfort | TX | 77978 | Calhoun | CN600130017 | RN100218973 | Waste Water Treatment Plant: Stage-I - water is cooled, cleaned, recycled, and reusable materials captured and returned to the system. Water is reused 64 times on average. When concentrations build up the water is sent to the Stage-II plant. Stage-II - 23 acre water treatment dual train system. Used for treating process water, sanitary water and stormwater. | A positive use determination of 100% for the portion of the water treatment plant which became taxable after 1/01/94. | 2000-03-23 | 9409198 | 100
4716 | T1 | Formosa Plastics Corporation Texas | Formosa Plastics Corporation | 201 Formosa Dr | Point Comfort | TX | 77978 | Calhoun | CN600130017 | RN100218973 | Stormwater/Wastewater Systems: storm sewers, drains, dikes, drainage ditches, piping and pumps for use in controlling stormwater and waste water (chlorine/caustic & ethylene dichloride plants). Flares/ Incinerators: Installed waste gas incinerators for use in controlling contaminants in waste gas streams( Ethylene Dichloride Plant). Cooling Towers: Installed cooling towers to eliminate the use of once through water (chloride/caustic & ethylene dichoride). Solid Waste Equipment: waste storage and treatment equipment. | A positive use determination of 100% for the stormwater/wastewater systems, the cooling towers, the flares/incinerators, and the solid waste storage and treatment equipment. | 2000-03-23 | 12101038 | 100
4717 | T1 | Formosa Plastics Corporation Texas | Formosa Plastics Corporation | 201 Formosa Dr | Point Comfort | TX | 77978 | Calhoun | CN600130017 | RN100218973 | Stormwater/Wastewater Systems: storm sewers, drains, dikes, drainage ditches, piping and pumps for use in controlling stormwater and waste water (GP, HDPE, LLDPE, OL, PP, & PVC/VCM). Flares, vapor combustors, monitors, vapor recovery equipment, continuous emission monitors, collection systems for final control devices, baghouses, filters, fugitive emission monitors, and (GP, HDPE, LLDPE, OL, PP, PVC/VCM). Cooling Towers: Installed cooling towers to eliminate the use of once through water (HDPE, LLDPE, OL, PP, PVC/VCM). Solid Waste Equipment: organic waste drums (PP) and bottom waste disposal (PVC/VCM). Waste oil storage (GP). RCRA facility investigation (PVC/VCM). | A positive use determination of 100% for the pollution control property installed at the General Plant, High Density Polyethylene, Linear Low Density Polyethylene, Olefins Cracking, Polypropylene, and PVC/VCM. | 2000-03-23 | 46983517 | 100
4718 | T1 | Texas Eastern Transmission Co LP | Vidor Compressor Station |  | Vidor | TX | 77662 | Orange | CN600126221 | RN100825264 | Catalytic Reduction Equipment: common cooling water system for turbochargers and precombustion chambers; fuel gas system modifications to increase fuel gas header pressure; engine drive lube oil pumps upgrade to accommodate turbocharger lube oil requirements; exhaust silencer and piping replacements; air piping for control panels and pneumatic lube pumps; concrete foundation for turbocharger towers and exhaust silencers; and examination, testing and site restoration. | A positive use determination of 100% for the Catalytic Reduction Equipment. | 2000-03-23 | 3673710 | 100
4719 | T1 | G & K Services Co | G & K Services Co | 410 Probant | San Antonio | TX | 78204 | Bexar | CN600299739 | RN101046449 | Installed a wastewater treatment system consisting of a clarifier, ultrafiltration system, centrifuge, building, and decontamination equipment. | A positive use determination of 100% for the wastewater treatment machinery. | 2000-03-23 | 398000 | 100
4720 | T1 | Texas Recreation Corporation | Tx Recreation Corp - Graham Div | 316 Cliff Dr | Graham | TX | 76450 | Young | CN602811341 | RN100220748 | Added a regenerative thermal oxidizer. | A positive use determination of 100% for the regenerative thermal oxidizer. | 2000-03-23 | 650000 | 100
4721 | T1 | Imperial Woodworks Inc | Imperial Woodworks Inc | 7201 Mars Dr | Waco | TX | 76712 | McLennan | CN600266712 | RN100555804 | Installed three paint booths and a waste solvent recovery system. | A positive use determination of 100% for the three paint booths and the waste solvent recovery system. | 2000-03-23 | 48218 | 100
4722 | T1 | G & K Services Co | G & K Services Co | 8404 Lawndale Ave | Houston | TX | 77012 | Harris | CN600294078 | RN100583897 | Installed a wastewater treatment system consisting of a building, dissolved air filtration system, rotary vacuum dewater system, settling basin, chemical injection, waste water screens, drainage line, and air compressor. | A positive use determination of 100% for the wastewater treatment machinery. | 2000-03-23 | 184056 | 100
4723 | T1 | Temple-Inland Forest Products Corp | Temple-Inland Pineland Complex | FM Rd 2426 & Yellow Pine | Pineland | TX | 75968 | Sabine | CN600372684 | RN101276343 | Pollution Control Property installed as part of modernization project. Boiler electrostatic precipitator including engineering, electrical, foundation, and opacity monitor. Opacity monitor for the veneer dryer in the plywood plant. Six dumpsters for use in recycling solid waste. Hazardous and solid waste storage building. Waste water pump used to reduce discharge events from outfall 002. Strap chopper used to recycle plastic straps. | A positive use determination of 100% for the electrostatic precipitator, the opacity meters, the solid waste dumpsters, the hazardous waste storage building, the wastewater pumps, and the strap chopper. | 2000-04-05 | 857561 | 100
4724 | T1 | Temple-Inland Forest Products Corp | Temple-Inland Northern Chip Mill | Hwy 103 6 Mi W of Lufkin | Pollok | TX | 75969 | Angelina | CN602829970 | RN108721804 | Hammer Hog: used to grind bark and wood debris into boiler fuel. Log Splitter: used to resize logs of over 24 inches in diameter, by splitting into quarters. This allows for use in Chip Mill. Previously logs of this size which would not high grade to saw logs would be left in the woods to rot. | Withdrawn by applicant | 2000-05-18 | 387580 | 100
4725 | T1 | Sabine Mining Company The | Sabine Mining Company | 6501 FM 968 W | Hallsville | TX | 75650 | Harrison | CN600835797 | RN103968707 | Constructed sediment ponds for use in controlling, monitoring, and treating discharge of water from the mine area. Provided pumps and a dewatering system to transport water. | A positive use determination of 100% for the sedimentation ponds, pumps, and dewatering system. | 2000-03-31 | 3853227 | 100
4726 | T3 | GB Biosciences Corporation | GB Biosciences Greens Bayou | 2239 Haden Rd | Houston | TX | 77015 | Harris | CN600132831 | RN100238492 | A new pad, dikes, and protective liners were provided as secondary containment for the new drying tower system. | A positive use determination of 1.75% for the new chlorine drying tower project. | 2000-03-31 | 103335 | 100
4727 | T1 | ICI Paints | ICI Paints | 1900 N Josey Ln | Carrollton | TX | 75006 | Dallas | CN600884985 | RN101645307 | The following pollution control property: cooling tower equipment - installed to reduce discharge; H2O Run-Off Paving - paving installed to provide an early relief system for spills; Washwater Treatment System - cleans washwater for reuse; Dust Collector - control the release of dust pigments; Level Indicators - indicate high level in tanks in order to prevent spills. | A positive use determination of 100% for the cooling tower equipment, the run-off paving, the washwater treatment system, the dust collector, and the level indicators. | 2000-03-31 | 228579 | 100
4728 | T1 | CI | The Glidden Company | 3410 Lucius McCelvey Dr | Temple | TX | 76503 | Bell | CN600128698 | RN100611524 | Exhaust System: project to extend the exhaust system to the correct distance above the roof line. Tankfarm Foundation: elevated the foundation for the solvent tanks with dike system for spill control. Concrete Containment: foundations for mixers with lips for spill containment. Cooling Tower & Upgrades: cools water for closed loop system reducing water discharge. Dust Collection Equipment: vacuums clay dust powder into reclamation system. Knock-Down Condensers: turns solvent vapors into a liquid to reduce VOC releases to atmosphere. | A positive use determination of 100% for the cooling tower upgrades, the exhaust system, the tankfarm foundation, the concrete containment, the dust collector equipment, and the knockdown conversers. | 2000-03-31 | 773060 | 100
4729 | T1 | Hadco Corporation | Hadco Corp Austin Tech Center | 15508 Bratton Ln | Austin | TX | 78728 | Travis | Company Name not in Central Registry | RN106602717 | Installation of a wastewater treatment facility and associated equipment such as plumbing, electrical, engineering, pipes, meters and backflow preventers. Also constructed a stormwater detention structure and other water quality controls. | A positive use determination of 100% for the wastewater/stormwater control system. | 2000-03-31 | 1174997 | 100
4730 | T1 | North Texas Cement Company | North Texas Cement - Midlothian | 900 Gifco Rd | Midlothian | TX | 76065 | Ellis | CN605048529 | RN104881826 | The following pollution control projects. Rebuilt the No. 2 & 1 precipitators. Installed No 1 & 3 precipitator outlet nozzles. Installed opacity monitors. Installed outside clinker handling system. Landfill improvements to final cover - placed on exposed CKD, provided drainage, erosion prevention and infiltration minimization. Improvements to the North & South ponds. Installed dust flow meters in kilns 2 & 3. Purchased sweeper for use in controlling particulate matter on plant roads. Constructed used oil storage roof. | A positive use determination of 100% for the project to rebuilt the No. 2 & 1 precipitators, the No 1 & 3 precipitator outlet nozzles, the opacity monitors, the outside clinker handling system, the CKD landfill improvements, the improvements to the North & South ponds, the dust flow meters in kilns 2 & 3, the sweeper, and the used oil storage roof. | 2000-03-31 | 2677104 | 100
4731 | T1 | Texas Industries Inc | Bridgeport Stone Plant | Hwy 101 | Bridgeport | TX | 76426 | Wise | CN600125157 | RN102412178 | Purchased a ROSCO RB38 street sweeper and a water truck for use in controlling particulate matter on plant roads. Installed water sprays and enclosures for particulate suppression at the primary crusher. | A positive use determination of 100% for the sweeper, the water truck, and the water sprays and enclosures. | 2000-03-31 | 130484 | 100
4732 | T1 | Trinity Industries Inc | Trinity Industries - #192 | 104 E Bailey-Boswell | Saginaw | TX | 76179 | Tarrant | CN603795055 | RN102286176 | Pollution Control Property: wheel blast dust collectors. | A positive use determination of 100% for the wheel blast dust collectors. | 2000-03-31 | 892973 | 100
4733 | T2 | Phillips Petroleum Co | Sweeny Chemical & NGL Fractionation | Hwy 35 & FM 524 | Old Ocean | TX | 77463 | Brazoria | CN603881871 | RN101619179 | Installed electrically driven pumps to replace internal combustion engines. | A positive use determination of 100% for the eclectic driven pump motors. | 2000-04-05 | 365000 | 100
4734 | T1 | Phillips Petroleum Co | Sweeny Chemical & NGL Fractionation | Hwy 35 & FM 524 | Old Ocean | TX | 77463 | Brazoria | CN603881871 | RN101619179 | Building used for 90 day storage area for drummed RCRA waste. | A positive use determination of 100% for the RCRA 90 day storage building. | 2000-03-31 | 40000 | 100
4735 | T1 | Phillips Petroleum Co | Sweeny Chemical & NGL Fractionation | Hwy 35 & FM 524 | Old Ocean | TX | 77463 | Brazoria | CN603881871 | RN101619179 | Upgraded the H2S monitoring system which serves Units 3, 4, 5, 6, 8, 26, 27, 28, 56, & 68. | A positive use determination of 100% for the upgrade to the H2S monitoring system. | 2000-03-31 | 310000 | 100
4736 | T1 | Phillips Petroleum Co | Sweeny Chemical & NGL Fractionation | Hwy 35 & FM 524 | Old Ocean | TX | 77463 | Brazoria | CN603881871 | RN101619179 | Installed low NOx burners on Unit 11, Furnace F-5, and Unit 14, Furnace F-4. | A positive use determination of 100% for the low NOx burners. | 2000-03-31 | 770000 | 100
4737 | T1 | Phillips Petroleum Co | Sweeny Chemical & NGL Fractionation | Hwy 35 & FM 524 | Old Ocean | TX | 77463 | Brazoria | CN603881871 | RN101619179 | Installed a continuous emission monitoring system on Boiler #10 in Ethylene unit 22. | A positive use determination of 100% for the continuous emission monitoring systems. | 2000-03-31 | 140000 | 100
4738 | T1 | Phillips Petroleum Co | Sweeny Chemical & NGL Fractionation | Hwy 35 & FM 524 | Old Ocean | TX | 77463 | Brazoria | CN603881871 | RN101619179 | Installed a continuous emission monitoring system on Unit 25. | A positive use determination of 100% for the continuous emission monitoring system. | 2000-04-05 | 500000 | 100
4739 | T3 | Phillips Petroleum Co | Sweeny Chemical & NGL Fractionation | Hwy 35 & FM 524 | Old Ocean | TX | 77463 | Brazoria | CN603881871 | RN101619179 | Unit 28.2 Sulfur Expansion Project: Equipment includes a natural draft incinerator, sulfur recovery unit equipment, and tail gas treating unit. | A positive use determination of 100% for the tail gas incinerator and stack and a positive use determination of 89% for the sulfur recovery unit with tail gas treatment unit. | 2000-04-12 | 28500000 | 100
4740 | T2 | Phillips Petroleum Co | Sweeny Chemical & NGL Fractionation | Hwy 35 & FM 524 | Old Ocean | TX | 77463 | Brazoria | CN603881871 | RN101619179 | The following pollution control property/projects: Closed Sewer System; Caustic Wash System; Gas Chlorine Treaters; Low NOx Burners; Cooling Tower; and Flare System. | A positive use determination of 100% for the Closed Sewer System; Caustic Wash System; Gas Chlorine Treaters; Low NOx Burners; Cooling Tower; and Flare System. | 2000-05-02 | 7235700 | 100
4741 | T1 | Phillips Petroleum Co | Sweeny Chemical & NGL Fractionation | Hwy 35 & FM 524 | Old Ocean | TX | 77463 | Brazoria | CN603881871 | RN101619179 | Installed a continuous emission monitoring system on Unit 51 for Boilers 5, 6, & 7. | A positive use determination of 100% for the continuous emission monitoring system. | 2000-04-05 | 880000 | 100
4742 | T1 | Phillips Petroleum Co | Sweeny Chemical & NGL Fractionation | Hwy 35 & FM 524 | Old Ocean | TX | 77463 | Brazoria | CN603881871 | RN101619179 | Installed a vapor recovery system to vent VOC gas from a storage vessel to a regenerative thermal oxidizer control device. | A positive use determination of 100% for the vapor recovery system. | 2000-04-05 | 53000 | 100
4743 | T1 | Phillips Petroleum Co | Sweeny Chemical & NGL Fractionation | Hwy 35 & FM 524 | Old Ocean | TX | 77463 | Brazoria | CN603881871 | RN101619179 | Installed catalytic converters and air/fuel ratio controllers on three compressor engines. | A positive use determination of 100% for the catalytic converters and air/fuel ratio controllers. | 2000-04-05 | 322000 | 100
4744 | T1 | Phillips Petroleum Co | Sweeny Chemical & NGL Fractionation | Hwy 35 & FM 524 | Old Ocean | TX | 77463 | Brazoria | CN603881871 | RN101619179 | Upgrade to the vapor control system for tanks 1, 2, and 35A. | A positive use determination of 100% for the upgrade to the vapor control system. | 2000-04-05 | 1100000 | 100
4745 | T2 | Phillips Petroleum Co | Sweeny Chemical & NGL Fractionation | Hwy 35 & FM 524 | Old Ocean | TX | 77463 | Brazoria | CN603881871 | RN101619179 | Installed electric driven pumps to replace internal combustion engines. | A positive use determination of 100% for the electric driven pumps. | 2000-04-05 | 814000 | 100
4746 | T1 | Phillips Petroleum Co | Sweeny Chemical & NGL Fractionation | Hwy 35 & FM 524 | Old Ocean | TX | 77463 | Brazoria | CN603881871 | RN101619179 | Installation of the following equipment associated with the construction of the new coker unit: 1. Flare System 2. Low NOx burners for furnaces. | A positive use determination of 100% for the flare system and the low NOx burners. | 2000-04-05 | 4500000 | 100
4747 | T1 | G & K Services Co | G & K Services Co | 428 Hemphill St | Fort Worth | TX | 76104 | Tarrant | CN600294078 | RN102847654 | Installed Wastewater Treatment machinery and equipment: 6V Oilskimmer/Cart Mount, Portable Mixer, Pump for Lime Slurry, Sludge Filter Frame Press, Slurry Tank, Sludge Tank, Ferric Chlor Handling System, Tank Mounted Mixer, Air Manifold/Pump for Pit, Waste Hopper for Pit, pH Controller, Oil Skimmer, Wastewater Treatment System, Stranco Polymer Mixing System, Knife Gate Valves w/Air Solenoid, Sludge Tank, Pit Pump Control Panel, Wastewater Piping & Heat Tracing, Sludge Mixer, Wastewater/Mezzanine, and other wastewater equipment. | A positive use determination of 100% for the wastewater treatment machinery and equipment which was constructed or installed on or after January 1, 1994. | 2000-04-13 | 158164 | 100
4748 | T1 | G & K Services Co | G & K Services Co | 603 Airline Dr | Coppell | TX | 75019 | Dallas | CN600294078 | RN100857457 | Installed Wastewater Treatment machinery and equipment: Pumps & Mixer, Filter Press, wash tank, rinse tank, equalization tank, sludge tank, pH meter, test equipment, DAF system, Wastewater Room, and trench screens. | A positive use determination of 100% for the wastewater treatment machinery and equipment. | 2000-03-31 | 252797 | 100
4749 | T1 | Formosa Plastics Corporation Texas | Formosa Plastics Corporation | 201 Formosa Dr | Point Comfort | TX | 77978 | Calhoun | CN600130017 | RN100218973 | Olefins & Polypropylene Plants: Installed storm/waste water control equipment: sewers, drains, dikes, drainage ditches, piping, and pumps. Installed cooling towers and related equipment. Installed air pollution control equipment: flare, vapor combustors, fugitive emission monitors, vapor recovery equipment, continuous emission monitors, and collection systems for final control devices. | A positive use determination of 100% for the storm water/waste water equipment, the cooling towers and related equipment, and the air pollution control equipment installed at the Olefins and Polypropylene plants; and the flares/incinerators installed at the Olefins plant. | 2000-04-03 | 26500000 | 100
4750 | T1 | Ultramar Diamond Shamrock | Three Rivers Refinery | 301 Leroy St | Three Rivers | TX | 78071 | Live Oak | CN600135370 | RN100542802 | 1. HFU Trim Condenser: Installed 2 exchangers on the hydrocracker, tying tanks into the low pressure flare system, and installation of carbon canisters and all associated piping and valves. 2. New 300 Tank Farm Sump: installed a double walled steel sump. Project includes piping and pumps to connect all drainage points to the sump and the cost to close the existing 300 Tank Farm Sump and South Merox Unit Sump. 3. 60 Acres of Additional Irrigation Land: an additional 60 acres of land will be used for irrigation of treated wastewater. | A positive use determination of 50% for the HFU Trim Condenser, and a positive use determination of 100% for the New 300 Tank Farm Sump, and the 60 Acres of Additional Irrigation Land. | 2000-04-03 | 544250 | 100
4751 | T1 | Celanese Ltd | Celanese Clear Lake | 9502 Bayport Blvd | Pasadena | TX | 77507 | Harris | CN600130850 | RN100227016 | This project consisted of restarting and updating the Methanol Unit. The 7 pollution control items are: 1. Low NOx Burners - replaced existing burners with low NOx burners. 2. Wax Recovery - installed an ESKLA exchanger and filters to remove wax from the effluent water stream prior to the cooling tower. 3. Fuseal Oil Recovery - installed fusel oil atomizer and associated piping. 4. Desulfurizers - replaced activated carbon with zinc oxide in vessels V-326&7. 5. CEMS - installed continuous emission monitoring systems on the reformer. 6. Flare Thermocouples - installed an array of thermocouples on the flare. 7. High Level Alarms - installed tank gauge and control equipment to detect high levels in storage tanks. | A positive use determination of 100% for the following projects: low NOx burners, wax recovery, continuous emission monitoring systems, flare thermocouples and high level alarms; and a positive use determination of 50% for the fusel oil recovery and the desulfurizers projects. | 2000-04-04 | 2224000 | 100
4752 | T1 | Celanese Ltd | Celanese Clear Lake | 9502 Bayport Blvd | Pasadena | TX | 77507 | Harris | CN600130850 | RN100227016 | Two projects within the CO unit. 1. Installed a waste byproduct recycle CO2 compressor, piping, and associated equipment. 2. Replace an existing CFC refrigeration system with a propylene refrigeration system. | A positive use determination of 50% for the CO2 Recycle Project and a positive use determination of 100% for the CFC Replacement Project. | 2000-04-04 | 10693000 | 100
4753 | T1 | Celanese Ltd | Celanese Clear Lake | 9502 Bayport Blvd | Pasadena | TX | 77507 | Harris | CN600130850 | RN100227016 | Within the acetic acid and acrylates expansion projects there were various additions and replacements for pollution control. 1. An existing chemical aldehyde treatment system was removed and replaced with a distillation treatment system. 2. Installed new analyzer building and analyzers to measure CO and O2 within the two HACA incinerators. Also upgraded the existing shutdown system for the incinerators. 3. Modified T-61 Quench Tower - equipment consisted of tower packing, vapor distributors, and associated piping. 4. T-71 Purge Recovery Project - equipment consists of a purge recovery tower, reboiler, condenser and all associated vessels, chillers, heat exchangers, pumps, piping, and controls. 5. Installed improvements to the wastewater treatment system for sump streams. Made modifications to 11 sumps, the loading rack wash water sumps, waste minimization vessel level interface controls, and all associated pumps, pipes, and controls. | A positive use determination of 100% for the following projects: Aldehyde Removal System; Incineration Analyzer and S/D System; T-61 Modification, T-71 Purge Recovery; and Acrylates Complex Wastewater Treatment System. | 2000-04-04 | 8531000 | 100
4754 | T1 | Celanese Ltd | Celanese Clear Lake | 9502 Bayport Blvd | Pasadena | TX | 77507 | Harris | CN600130850 | RN100227016 | The following projects: 1. Modify Potable Water System - equipment included a storage tank with air gap, pumps, and pressure equipment system. 2. Hazardous Waste Storage Slab Installed 2 concrete slabs. Eliminate Underground Effluent Disposal - labor expense for previously approved project. 4. Emergency Response Preparedness - remodeled and expanded the plant emergency operations center and relocated plant fire alarm panel. 5. Laboratory Fume Hoods - installed fume hoods and HVAC system in plant laboratory. 6,7&8. Environmental Paving - concrete liner main storm water ditches, lowered elevation of effluent piping, construction of paved parking lot; drainage control for utilities unit; repaired and upgraded ditches in Acetic Acid Unit and installed spill containment at acetic acid storage tank. 9. Tank Gauge Alarms - installed high level alarms. 10. Rail Loading Drip Pans - installed drip pans under rail loading spots. | A positive use determination of 100% for the following projects: Modify Potable Water System; Hazardous Waste Storage Slab; Eliminate Underground Effluent Disposal; Emergency Response Preparedness; Laboratory Fume Hoods; Environmental Paving; Tank Gauge Alarms; and Rail Loading Drip Pans. | 2000-04-04 | 3452000 | 100
4755 | T1 | Seadrift Coke LP | Seadrift Coke | 8618 Hwy 185 N | Port Lavaca | TX | 77979 | Calhoun | CN600129340 | RN102147055 | Naphtha Barge Loading Vapor Destruction Project: Installed a system to destroy naphtha vapors generated during barge loading. Equipment consists of: 1. One dock safety unit. 2. One vapor blower/staging unit. 3. One open flame vapor combustion unit. 4. One Allen Bradley PLC based control system. The project also included site preparation, interconnecting piping, electrical work, structural steel, foundations and supply utilities. | A positive use determination of 100% for the Naphtha Barge Loading Vapor Destruction Project. | 2000-04-04 | 683400 | 100
4756 | T1 | Ball Semiconductor Inc | Ball Semiconductor | 415 Century Parkway | Allen | TX | 75014 | Collin | CN600363212 | RN101101566 | Installed Dual GRC D150 Scrubbers, Chemical Treatment Exhaust System, Single GRC M150 Scrubbers, and M500 Chemical Dispense Module to provide chemical treatments for the exhaust system. | A positive use determination of 100% for the Dual GRC D150 Scrubbers, the Chemical Treatment Exhaust System, the Single CRC M150 Scrubber, and the M500 Chemical Dispense Module. | 2000-04-04 | 291635 | 100
4757 | T1 | Mobil Oil Corporation | Mobil Center Terminal | Us Hwy 87 S | Center | TX | 75935 | Shelby | Insufficient Information | Insufficient Information | Installed a vapor combustion unit designed to handle vapors from the two bay terminal loading rack. | A positive use determination of 100% for the vapor combustion unit. | 2000-04-04 | 245691 | 100
4758 | T1 | Texas Ultra Pure Inc | Texas Ultra Pure Inc - Houston | 8615 Manchester | Houston | TX | 77262 | Harris | Insuffucient Information | Insuffucient Information | DI Water System and Water System Filter: used within the wastewater treatment system to handle wastewater output and stormwater. Scrubber Vent System: take contaminates from gaseous form to a liquid solution. | A positive use determination of 100% for the DI Water System and Water System Filter and the Scrubber Vent System. | 2000-04-04 | 200849 | 100
4759 | T1 | Texas Ultra Pure Inc | Texas Ultra Pure Inc - Mansfield | 100 Us Hwy 287 N | Mansfield | TX | 76063 | Tarrant | CN604858035 | RN100785641 | DSI Waste Water System: used within the wastewater treatment system to handle wastewater output and stormwater. Scrubber Vent System: take contaminates from gaseous form to a liquid solution. DSI Waste Pit Reconfigure: reconfigure waste pit to further collect liquids released from the equipment. | A positive use determination of 100% for the DSI Waste Water System, Scrubber Vent System, and the DSI Waste Pit Reconfigure. | 2000-04-04 | 302529 | 100
4760 | T1 | Celanese Ltd | Celanese Clear Lake | 9502 Bayport Blvd | Pasadena | TX | 77507 | Harris | CN600130850 | RN100227016 | Cooling Towers: Process cooling is provided by 2 three cell cooling towers. Circulation is maintained by 2 sets of 3 cooling water pump systems. An extensive supply and return pipe system is part of the facility. A 36" diameter header system runs from the cooling towers and the total length of the 2 units. Smaller branch pipe connections are then made to specific equipment. Corrosion inhibiting chemicals are added through chemical addition facility. Control systems to monitor water level and temperature are provided. | A positive use determination of 100% for the Cooling Tower Project. | 2000-04-04 | 9496000 | 100
4761 | T1 | Celanese Ltd | Celanese Clear Lake | 9502 Bayport Blvd | Pasadena | TX | 77507 | Harris | CN600130850 | RN100227016 | Pollution control facilities associated with Acrylate Monomers Expansion Project. Vapor Collection and Thermal Oxidization Facilities. Storm/Waste Water Management System. Inhibitor Dust Filter System. Upgrade Liquid Organic Waste Recovery, Storage and Thermal Oxidizer Facility. | A positive use determination of 100% for the Thermal Oxidizer/Vapor Recovery Facilities; the Storm/Waste Water Management System; the Inhibitor Dust Filter System; and the Upgrade Liquid Organic Waste Recovery, Storage and Thermal Oxidizer Facility. | 2000-04-04 | 22725000 | 100
4762 | T1 | United States Lime & Minerals Inc | Texas Lime Cleburne Plant | 15865 FM 1434 | Cleburne | TX | 76033 | Johnson | CN600125090 | RN100210889 | Kiln #6 Dust Collection System: new kiln baghouse, cooler discharge dust collector, dust holding system ID fan, stack, and dust collection silo. Hydrator Dust Collection System: new dust collectors on hydrating system. Containment Dikes for Oil Tanks: concrete barriers around tanks. Dust Chute 1-BC-6: dust chute for dust collection system. Cages/Bags E Dust Collector: cages and bags for the east dust collector. Kiln #6 Preheater System: system designed to recirculate hot exhaust gases and preheat entering process material. | A positive use determination of 100% for the Kiln #6 Dust Collection System, the Hydrator Dust Collection System, the Containment Dikes, Dust Chute 1-BC-6, Cages/Bags for the East Dust Collector, and the Kiln #6 Preheater System. | 2000-04-07 | 8008231 | 100
4763 | T1 | Baker Hughes Inteq | Hughes Christensen | 4435 W 12 St | Houston | TX | 77055 | Harris | Insufficient Information | No Regulated Entity at this Location | Installed a flare system used to collect and destroy air contaminants. Installed a new dust collector. | A positive use determination of 100% for the flare system and the dust collector. | 2000-04-07 | 82959 | 100
4764 | T1 | South Coast Terminals LP | South Coast Terminals | 10900 Strang Rd | La Porte | TX | 77571 | Harris | CN602743825 | RN102337581 | TD Deluge System: foam based deluge system. Area Paving: paving of plant roadway and process use areas to control dust and stormwater runoff. Spill Containment: concrete barriers designed to collect and contain lateral migration of pollutants. Thermal Oxidizer: used to destroy VOCs during packaging. Railroad & Truck Structures: structures erected over loading and unloading facilities to prevent accidental contact between water and Toluene Diisocyanate. Vapor Recovery Equipment: enclosure designed to contain fugitive emissions from TDI automated drum filling equipment. Monitoring Equipment: cameras mounted on the loading and unloading equipment associated with the handling of TDI. | A positive use determination of 100% for the TD Deluge System, the Area Paving, the Spill Containment Barriers, the Thermal Oxidizer, the Railroad & Truck Structures, the Vapor Recovery Equipment, and the Monitoring Equipment. | 2000-04-07 | 857611 | 100
4765 | T1 | Fina Oil & Chemical Company | Fina Nafta Region Olefins Complex | Hwy 366 & 32 St | Port Arthur | TX | 77641 | Jefferson | CN603899675 | RN104691639 | Process Water Clarifier: clarification system designed for the treatment of recycled and make-up water. Cooling Tower: used to reduce heat content of recyclable process water. Deluge System: installation of a water based system in the steam cracker unit. Flare System: flare system including knockout pots, vent pots, and all piping. Waste Storage Facilities: system used to segregate waste oil from the process. Stormwater & Wastewater Collection System: pumps, draw-off pots and piping used to collect and convey storm/waste water to WWTP. Steam Condensate Collection System: condensate drums, pumps, and piping. | A positive use determination of 100% for the Process Water Clarifier; Cooling Tower; Deluge System; Flare System; Waste Storage Facilities; Stormwater & Wastewater Collection System; and the Steam Condensate Collection System. | 2000-04-05 | 30703873 | 100
4766 | T1 | Fina Oil & Chemical Company | Fina - Port Arthur | Hwy 366 & 32 St | Port Arthur | TX | 77642 | Jefferson | CN603899675 | RN104691639 | Tail Gas Unit: oxygen converter, amine contractor, caustic scrubber, molecular sieve dryers, nitrogen, arsenic, and mercury scrubbers. Aeration Tank: designed to treat process waste water. Spoils Area Clarifier Blowdown Line: blowdown line for raw water clarifier. Cooling Tower Rebuild: project to rebuild cooling tower. Area Paving: paving installed to control dust and storm water run-off. Continuous Seal Monitoring: monitoring equipment used to detect leaking VOCs from pump seals. Low NOx Burners: replacement burners for reformer and boiler. Tank Seal Project: secondary seals for tanks 800 - 802; internal floating roofs for tanks 807 - 813. Storm/Waste Water Collection System: pumps, draw-off pots, and piping used to collect storm/waste water and convey it to the WWTP. Steam Condensate Collection System: condensate drums, pumps, and piping. Flare System: knockout pots, vent pots, and piping. Welded Pipe Joints: welded pipe joints for piping used in transporting VOCs. | A positive use determination of 100% for the Tail Gas Unit, Aeration Tank, Spoils Area Clarifier Blowdown Line, Cooling Tower Rebuild, Area Paving, Continuous Seal Monitoring, Low NOx Burners, Tank Seal Project, Storm/Waste Water Collection System, Steam Condensate Collection System, Flare System, and Welded Pipe Joints. | 2000-04-05 | 19799486 | 100
4767 | T1 | Fina Oil & Chemical Company | Fina - La Porte | Hwy 134 & Miller Cut-Off | La Porte | TX | 77571 | Harris | CN603899675 | RN100667633 | Trains 8 & 9 Monomer Recycle & Purification: compressors, strippers, KO drums, reboilers, condensers, pumps, controls and filter to remove contaminants from the offgas. Trains 8 & 9 Cooling Tower: used to reduce heat content. Trains 8 & 9 Elutriator System: filter system. Extruder & Bag Column & Vent Filters: filter system. Trains 8 & 9 Off Gas Flare System: flare KO pots and vent pots. Hopper Car Wash System: filters and cyclones used to wash hopper cars and collect errant materials. Trains 8 & 9 Storm Water System: containment system and sumps. Steamer Scrubber System: equipment used to remove hydrocarbon contaminants from the product. Waste Oil Treatment System: system used to segregate waste oil from the process. Filters: used to remove particulate matter and fines from the process. Waste Water Treatment: unit designed for the treatment and conditioning of recycled process water. | A positive use determination of 50% for the Trains 8 & 9 Monomer Recycle & Purification. A positive use determination of 100% for the Trains 8 & 9 Cooling Towers; Trains 8 & 9 Elutriator Systems; Extruder & Bag Column & Vent Filters; Trains 8 & 9 Off Gas Flare Systems; Hopper Car Wash System; Trains 8 & 9 Storm Water Systems; Steamer Scrubber System; Waste Oil Treatment System; Filters; and Waste Water Treatment. | 2000-04-05 | 43428089 | 100
4768 | T1 | Goodyear Tire & Rubber Company | Goodyear Chemical Plant | Ih 10 @ Smith Rd | Beaumont | TX | 77720 | Jefferson | CN600616049 | RN102561925 | Condensers 9E301E, 9E302E, 9E203, 9E206, 9E208, 9E515, & 9E520. Additional condenser costs including retubing. Flare vent for Budene. Expander and associated cost for D Finishing Line. Drainage modifications for the Budene Area. Waste water reduction project for the Budne Area. | A positive use determination of 100% for the Condensers and additional condenser costs including retubing, the flare vent for Budene, the Expander and associated cost for D Finishing Line, the drainage modifications, and the waste water reduction project. | 2000-04-07 | 1860254 | 100
4769 | T1 | Riviana Foods Inc | Riviana Foods Houston Plant | 1702 Taylor St | Houston | TX | 77007 | Harris | CN600283055 | RN102189073 | Process Water Filtration System: centrific, ultra filtration, on-line analyzer, pH meter, and neutralization unit. | A positive use determination of 100% for the process water filtration system. | 2000-04-11 | 492819 | 100
4770 | T1 | Temple-Inland Forest Products Corp | Temple-Inland Standard Gypsum | 3401 FM 78 | McQueeney | TX | 78123 | Guadalupe | CN602787053 | RN102799780 | Installed a 40,000 cfm baghouse - #6. | A positive use determination of 100% for the #6 baghouse. | 2000-04-14 | 257786 | 100
4771 | T1 | Temple-Inland Forest Products Corp | Temple-Inland Standard Gypsum | 3401 FM 78 | McQueeney | TX | 78123 | Guadalupe | CN602787053 | RN102799780 | Installed a baghouse in the Ball Mill. | A positive use determination of 100% for the ball mill baghouse. | 2000-04-14 | 4914 | 100
4772 | T1 | Temple-Inland Forest Products Corp | Temple-Inland Standard Gypsum | 3401 FM 78 | McQueeney | TX | 78123 | Guadalupe | CN602787053 | RN102799780 | Installed a baghouse in the Stucco Cooler. | A positive use determination of 100% for the stucco cooler baghouse. | 2000-04-14 | 90500 | 100
4773 | T1 | Temple-Inland Forest Products Corp | Temple-Inland Standard Gypsum | 3401 FM 78 | McQueeney | TX | 78123 | Guadalupe | CN602787053 | RN102799780 | Installed the #5 Raymond Mill baghouse. | A positive use determination of 100% for the #5 Raymond Mill baghouse. | 2000-04-14 | 104500 | 100
4774 | T1 | Owens Brockway Glass Container Inc | Owens-Brockway Waco Texas Plant | 5200 Beverly Dr | Waco | TX | 76711 | McLennan | CN600128904 | RN100216969 | Tower Water Return System: replaced existing piece to the tower water return system. Project consisted of return pumps, hot well pumps, jockey pumps, and all associated piping, valves and controls. | A positive use determination of 100% for the tower water return system. | 2000-04-14 | 112443 | 100
4775 | T1 | McNeil Consumer Products | McNeil Round Rock | 4001 N Ih 35 | Round Rock | TX | 78664 | Williamson | CN603646258 | RN101696441 | Thermal Oxidizer Exhaust Monitor: installed exhaust temperature and airflow sensors on the Rotogranulator Thermal Oxidizer. | A positive use determination of 100% for the exhaust temperature and airflow sensors installed on the rotogranulator thermal oxidizer. | 2000-04-14 | 68100 | 100
4776 | T1 | Southwestern Public Service Company | SPS Moore County Plant | 5 M SW of Sunray On FM119 | Sunray | TX | 79086 | Moore | CN601481336 | RN100224955 | Installed a One Western Research/Bovar Continuous Emission Monitor for Unit 1. Project includes design, analyzers, sample interface, pumps, sample conditioning, equipment shelter, and data acquisition. | A positive use determination of 100% for the continuous emission monitors. | 2000-04-14 | 361683 | 100
4777 | T1 | Celanese Ltd | Celanese Clear Lake | 9502 Bayport Blvd | Pasadena | TX | 77507 | Harris | CN600130850 | RN100227016 | The 12 following projects: 1. Replaced existing burners in utility steam boiler MB-1 with low NOx burners. 2. Installed predictive emission monitoring system for plant utility steam boilers. 3. Converted and replaced 37 pumps with dual gas barrier seals. 4. Installed a system to monitor and detect leaks and emissions between the R-37 reactor vessel and outer containment. Sample lines were consolidated into a common collection vessel. Monitoring instrumentation and analyzers were included. 5. upgraded the ventilation system for the Acetic Acid Unit Catalyst Preparation Building. 6. Replaced the BuAcA horizontal wiped film evaporator with a vertical thin film evaporator. 7. Installed a replacement propylene vaporizer for the HAcA Unit. 8. Installed a new MSA recovery facility within the Acrylate Monomers Unit. 9. Installed a pre-purge header (4500' of 6" Diameter Pipe) from the EA, BA, MS, and VA loading stations to the Acrylates incinerator. 10. Installed a closed loop sampling system within the Acetic Acid Unit and tank farm. 11. Installed double bottom esters-grade HAcA storage tank surrounded by a containment basin. 12. Wastewater System Modifications - installed plugs in the HAcll scavenger system funnels and installing a pressure safety valve to protect the underground scavenger tank. | A positive use determination of 100% for the low NOx burners, the predictive emission monitoring system, the project to convert and replace 37 pumps with dual barrier gas seals, the R-37 reactor leak detector and containment system, the ventilation upgrade, the MSA recovery project, the header between the loading stations and the acrylates incinerator, the closed loop sampling system, and the wastewater system modifications. A positive use determination of 90% for the thin film evaporator. A positive use determination of 50% for the propylene vaporizer HAcA Unit and the double bottom HAcA storage tank with containment basin. | 2000-04-14 | 7497000 | 100
4778 | T1 | Frito-Lay Inc | Frito-Lay Inc | 3310 Hwy 36 | Rosenberg | TX | 77471 | Fort Bend | CN603940792 | RN104912811 | Wastewater Treatment Equipment: Pumps, rotary drum screens, clarifiers, belt filter presses, starch recovery systems, and permits. P. C. Oil Mist Eliminator. | A positive use determination of 100% for the wastewater treatment equipment and the PC Oil Mist Eliminator. | 2000-04-28 | 2155103 | 100
4779 | T2 | Letourneau Inc | Letourneau Inc | 2400 S MacArthur Blvd | Longview | TX | 75601 | Gregg | CN600360465 | RN10650779 | Installed low NOx burners including combustion control equipment for Dept. 845 heat treat furnace #13. Installed a baghouse, including associated piping, for Dept. 846 automated parts cleaner. Installed an endothermic gas generator for Dept. 847. | A positive use determination of 100% for the low NOx burners including combustion control equipment and the baghouse and associated piping. | 2000-05-04 | 285661 | 100
4780 | T1 | The Dow Chemical Company | The Dow Chemical Company | 2301 Brazosport Blvd | Freeport | TX | 77541 | Brazoria | CN600356976 | RN102692258 | Project consisted of replacing 63 standard valves with specialized Bellow valves and piping. | A positive use determination of 50% for the 63 "Bellows" valves. | 2001-03-05 | 160000 | 100
4781 | T1 | The Dow Chemical Company | The Dow Chemical Company | 2301 Brazosport Blvd | Freeport | TX | 77541 | Brazoria | CN600356976 | RN102692258 | Installed new secondary pH transmitters on the chlorohydrin biox reactors - R-140, -150,, 160 and -170. | A positive use determination of 100% for the secondary pH transmitter. | 2001-03-05 | 60000 | 100
4782 | T1 | The Dow Chemical Company | The Dow Chemical Company | 2301 Brazosport Blvd | Freeport | TX | 77541 | Brazoria | CN600356976 | RN102692258 | Purchased an installed a flare a final control device for maintenance of piping systems. | A positive use determination of 100% for the flare. | 2001-03-05 | 77934 | 100
4783 | T1 | The Dow Chemical Company | The Dow Chemical Company | 2301 Brazosport Blvd | Freeport | TX | 77541 | Brazoria | CN600356976 | RN102692258 | Installed new process controls and instrumentation on the F-11 thermal oxidizer. | A positive use determination of 100% for the new process controls and instrumentation for the F-11 thermal oxidizer. | 2001-03-05 | 280000 | 100
4784 | T1 | The Dow Chemical Company | The Dow Chemical Company | 2301 Brazosport Blvd | Freeport | TX | 77541 | Brazoria | CN600356976 | RN102692258 | Freeport PGA Waste Water Reduction Phase I: installed numerous steam traps, two large consolidating pumping traps, a condensate receiver vessel, and numerous pipe lines to capture and reroute water from the wastewater treatment plant. | A positive use determination of 100% for the PGA Waste Water Reduction Phase I. | 2001-03-05 | 200000 | 100
4785 | T1 | The Dow Chemical Company | The Dow Chemical Company | 2301 Brazosport Blvd | Freeport | TX | 77541 | Brazoria | CN600356976 | RN102692258 | Project to reroute trench flows in B-3803. Process water flows were directed to a new process sump. Stormwater flows were modified so that the water could be sent to B-401 outfall after the first half inch. A new process sump was created in an existing trench and other sumps were rerouted. | A positive use determination of 100% for the project to reroute trench flows in B-3803 and a new process sump was created in an existing trench. | 2001-03-05 | 57000 | 100
4786 | T1 | The Dow Chemical Company | The Dow Chemical Company | 2301 Brazosport Blvd | Freeport | TX | 77541 | Brazoria | CN600356976 | RN102692258 | Secondary containment was installed underneath an alkaline additive that is stored in a bin. | A positive use determination of 100% for the secondary containment. | 2001-03-05 | 35000 | 100
4787 | T1 | The Dow Chemical Company | The Dow Chemical Company | 2301 Brazosport Blvd | Freeport | TX | 77541 | Brazoria | CN600356976 | RN102692258 | Installed new process controls and instrumentation on the F-210 thermal oxidizer. | A positive use determination of 100% for the new process controls and instrumentation for the F-210 thermal oxidizer. | 2001-03-05 | 330000 | 100
4788 | T1 | Griffin LLC | Griffin - Houston Site | 12701 Almeda Rd | Houston | TX | 77045 | Harris | CN600388656 | RN100681527 | Replaced the deaerator controller to reduce the amount of treated boiler water overflow. Installed a wastewater sampling device. Repaired the secondary containment system for the tank farm. Repaired and modified the filter cake wash system. | A positive use determination of 100% for the deaerator controller replacement, the wastewater sampling device, repairs to the secondary containment in the tank farm, and repairs and modification to the filter-cake wash system. | 2000-04-14 | 158155 | 100
4789 | T1 | Southwest Molding Creative Wood Product | Southwest Molding Co-Ponder | 100 East Highway | Ponder | TX | 76259 | Denton | Insufficient Information | Insufficient Information | Installed a fully enclosed paint/printing booth. | A positive use determination of 100% for the vacuum paint spray booth. | 2000-04-14 | 226845 | 100
4790 | T1 | Southwest Molding Creative Wood Product | Southwest Molding Co-Ponder | 100 East Highway | Ponder | TX | 76259 | Denton | Insufficient Information | Insufficient Information | Installed a dust collection system consisting of ducting, motors and filters. | A positive use determination of 100% for the dust collection system. | 2000-04-14 | 712941 | 100
4791 | T1 | Reichhold Chemicals Inc | Reichhold Chemicals Inc | 1503 Haden Rd | Houston | TX | 77015 | Harris | CN600380885 | RN100673136 | Pollution control projects associated with restarting and updating the Methanol Unit. 1. Railroad Containment - constructed a new containment area for the railcar unloading station adjacent to the existing warehouse. 2. Wastewater Filtration System Upgrade - installation of new roof, lights, and doors on filter building to protect equipment form the weather; a new sand filter; and a water storage tank. Installed a new liquids separation tank. Rupture Disc Catch Basin - installed a catch basin to contain the contents of two ester reactors; project also included the redesign of the existing relief devices and new vent piping. | A positive use determination of 100% for the pollution control projects in the Methanol Unit. | 2000-04-14 | 1720000 | 100
4792 | T1 | Poco Graphite Inc | Poco Graphite Plant | 1000 Miles Rd | Decatur | TX | 76234 | Wise | CN601096266 | RN100807783 | Bulk Machine Shop Dust Collection: replacement of existing equipment with more efficient collection system. S-11 Afterburner: afterburner installed to burn off VOCs. | A positive use determination of 100% for the bulk machine shop dust collector and the S-11 afterburner for the carbon baking process. | 2000-04-14 | 133350 | 100
4793 | T1 | Frito-Lay Inc | Frito-Lay Inc | 3302 Ave A | Lubbock | TX | 79404 | Lubbock | Insufficient Information | Insufficient Information | Installed the following wastewater treatment equipment: screen, belt press filter, incline screw, screw discharge, controls and control panel, pumps, press belt filter, lamella gravity separator, and filter piping for the lammella. | A positive use determination of 100% for the wastewater treatment equipment | 2000-04-14 | 372653 | 100
4794 | T1 | 3M Company | 3M Company Brownwood | Hwy 377 S | Brownwood | TX | 76804 | Brown | CN600291397 | RN100219005 | Installed an electrostatic precipitator for Furnace 3. | A positive use determination of 100% for the electrostatic precipitator for Furnace 3. | 2000-04-14 | 2000000 | 100
4795 | T1 | 3M Company | 3M Company Brownwood | Hwy 377 S | Brownwood | TX | 76804 | Brown | CN600291397 | RN100219005 | The fines from the classifier operation go to 2 baghouses (CCE Mill Baghouse) before venting to the atmosphere. | A positive use determination of 100% for the CCE Mill Baghouse. | 2000-04-14 | 85000 | 100
4796 | T1 | 3M Company | 3M Company Brownwood | Hwy 377 S | Brownwood | TX | 76804 | Brown | CN600291397 | RN100219005 | The cyclone separator exhaust is directed through the Agglomerator Baghouse before venting to the atmosphere. | A positive use determination of 100% for the Agglomerator Baghouse. | 2000-04-14 | 30000 | 100
4797 | T1 | 3M Company | 3M Company Brownwood | Hwy 377 S | Brownwood | TX | 76804 | Brown | CN600291397 | RN100219005 | Once beads are classified, they are washed and dried in a fluidized bed dryer. Emissions flow through a cyclone to the Bead Wash Dryer Baghouse. | A positive use determination of 100% for the Bead Wash Dryer Baghouse. | 2000-04-14 | 20000 | 100
4798 | T1 | 3M Company | 3M Company Brownwood | Hwy 377 S | Brownwood | TX | 76804 | Brown | CN600291397 | RN100219005 | Pick ups through out the process system are used to route emissions to the Dust Pick Up Baghouse. | A positive use determination of 100% for the Dust Pick Up Baghouse. | 2000-04-14 | 110000 | 100
4799 | T1 | 3M Company | 3M Company Brownwood | Hwy 377 S | Brownwood | TX | 76804 | Brown | CN600291397 | RN100219005 | The system collects otherwise fugitive dust from operating areas and routes them through the Vacuum Pick Up Dust Baghouse. | A positive use determination of 100% for the Vacuum Pick Up Dust Baghouse. | 2000-04-14 | 95000 | 100
4800 | T1 | Texas Farm Inc | Texas Farm Inc Feed Mill | 4200 S Main | Perryton | TX | 79070 | Ochiltree | CN600135586 | RN101677375 | Receiving Dust Collection System: baghouse filtering system with air controls, baghouse blower motor and fan, and associated spouting duct work. Ground Grain Dust Collection System: discharge screw conveyor, air lock, baghouse filtering system and controls, fan system, 2 air compressors, and associated duct work. Pellet Mill Cyclone Systems: pellet cyclone fans, inline triple cyclone stainless steel canisters, stainless steel discharge conveyors, stainless steel rotary air locks, and stainless steel diverter valves. Paving of plant roads, truck loading and unloading areas with asphalt in order to control dust emissions. Graveling of areas around the building and bin structures to prevent dust emissions. | A positive use determination of 100% for the Receiving Dust Collection System, the Ground Grain Dust Collection System, the Pellet Mill Cyclone Systems, and the paving and graveling of plant areas to prevent dust emissions. | 2000-04-14 | 1015056 | 100
4801 | T1 | Lone Star Radiator Co Inc | Lone Star Radiator Co Inc | 1227 Basse Rd | San Antonio | TX | 78212 | Bexar | Insufficient Information | Insufficient Information | Installed a closed loop wastewater recycling system in order to reduce water consumption and eliminate wastewater discharge. | A positive use determination of 100% for the closed loop wastewater recycling system. | 2000-04-14 | 10000 | 100
4802 | T1 | Fina Oil & Chemical Company | Fina - Big Spring | E Ih 20 & Refinery Rd | Big Spring | TX | 79720 | Howard | CN603899675 | RN100250869 | Installed an electrostatic precipitator to collect particulate matter in regenerator flue gas. | A positive use determination of 100% for the electrostatic precipitator. | 2000-04-17 | 7200000 | 100
4803 | T3 | Clark Refining & Marketing Inc | Clark Port Arthur Refinery | 1801 S Gulfway Dr | Port Arthur | TX | 77641 | Jefferson | CN601420748 | RN102584026 | SRU-534/544 complex currently has 6 below grade steel tanks used to store sulfur. In order to meet emission standards the refinery is constructing an acid resistant, covered concrete sulfur storage tank with vent controls to store the sulfur and control tank vapors. Tank will vent to an existing thermal oxidizer. Property includes the storage tank, blowers, piping, collection & conveyance systems, vessels, pumps, control valves, electronic monitoring wiring, and other miscellaneous equipment. | A positive use determination of 61% for the sulfur storage tank with vent control system. | 2000-04-26 | 1565000 | 100
4804 | T1 | American Marazzi Tile Inc | American Marazzi Tile Inc | 359 Clay Rd | Sunnyvale | TX | 75182 | Dallas | CN600129522 | RN105208615 | (1) Dust Collection System: 6 new baghouses, hoods, collection systems, and 2 stacks. (2) Wastewater Treatment Facility: facility which collects and treats process wastewater. (3) Stormwater Diversion System: structures installed to control and divert stormwater. (4) Industrial Landfill: on-site landfill cells. | A positive use determination of 100% for the Dust Collection System consisting of 6 new baghouses, hoods, collection systems, and 2 stacks; the Wastewater Treatment Facility; the Stormwater Diversion System; and the Industrial Landfill cells. | 2000-04-17 | 4281100 | 100
4805 | T1 | Elf Atochem North America Inc | Elf Atochem North America Inc | 18000 Crosby Eastgate Rd | Crosby | TX | 77532 | Harris | CN600124044 | RN100210301 | This project consists of the installation of an air emissions control system capable of acidic and volatile organic gases from selected vent streams in the MPU area. Equipment consists of a thermal oxidizer with FM approved burner management system and detonation arrestors, horizontal knock out pot with condensate pump, caustic scrubber system and all associated piping, pumps and instrumentation. | A positive use determination of 100% for the thermal oxidizer and vapor recovery system. | 2000-04-18 | 2133000 | 100
4806 | T1 | Oil City Iron Works Inc | Oil City Iron Works Inc | 909 South 12Th St | Corsicana | TX | 75110 | Navarro | CN600390694 | RN100683739 | Installed a 6,000-CFM packed tower acid scrubber on the Sinto Isocure Core making line. | A positive use determination of 100% for the packed tower acid scrubber. | 2000-04-18 | 26985 | 100
4807 | T1 | Odfjell Terminals (Baytank) Inc | Odfjell Terminals Baytank | 12211 Port Rd | Seabrook | TX | 77586 | Galveston | CN600129654 | RN100218411 | Pollution Control property associated with Bay 8: retaining walls, liners, tank pressurization systems, emission control and monitoring systems, vapor lines, hoses, instrumentations and other related emission control, monitoring, and containment improvements. | A positive use determination of 100% for the pollution control equipment installed for Bay 8. | 2000-04-18 | 1029875 | 100
4808 | T1 | Odfjell Terminals (Baytank) Inc | Odfjell Terminals Baytank | 12211 Port Rd | Seabrook | TX | 77586 | Galveston | CN600129654 | RN100218411 | Pollution Control property associated with Bay 8: retaining walls, liners, tank pressurization systems, emission control and monitoring systems, vapor lines, hoses, instrumentations and other related emission control, monitoring, and containment improvements. | A positive use determination of 100% for the pollution control equipment installed for Bay 8. | 2000-04-18 | 1029875 | 100
4809 | T1 | Bayer MaterialScience LLC | Bayer - Baytown | 8500 W Bay Rd | Baytown | TX | 77520 | Chambers | CN603578188 | RN100209931 | Installed the following pollution control property: 1. Sulfuric Acid Concentrate Recovery System - used to recover and reutilize weak sulfuric acid. 2. LFA Organics Tank & TDA Waste Transfer Tank - used to separate and transfer organics from water. 3. Chlorine blower for the absorber. 4. Wastewater treatment system for brine. 5. Spent acid stripper. 6. Wastewater regeneration effluent tank. 7. Spent H2SO4 tank. 8. H2 vent stack. 9. Chlorine absorber. 10. Waste gas ventilators 1 & 2. 11. Separator, mixer/settler - decanter for wastewater treatment. 12. Pumps, feeds, (2) sump pumps, (3) circulation and receiver pumps, wastewater column stripper, wastewater tanks, wastewater exchangers, stripper and columns, and MIBK Vacuum 1 & 2 pumps for wastewater treatment system. 13. Waste gas absorber column. 14. Phenol recovery column. 15. Acetone distillation column. 16. Emergency flare. 17. (2) flame arrestors. 18. Wastewater denitrification system. | A positive use determination of 100% for the LFA Organics Tank & TDA Waste Transfer Tank; the Chlorine blower for the absorber; the wastewater treatment system for brine; the spent acid stripper; the wastewater regeneration effluent tank; the Spent H2SO4 tank; the H2 vent stack; the Chlorine absorber; waste gas ventilators 1 & 2; the separator, mixer/settler; the pumps, feeds, (2) sump pumps, (3) circulation and receiver pumps, wastewater column stripper, wastewater tanks, wastewater exchangers, stripper and columns, and MIBK Vacuum 1 & 2 pumps; the waste gas absorber column; the phenol recovery column; the Acetone distillation column; the emergency flare; the 2 flame arrestors; and the wastewater denitrification system. | 2000-04-27 | 13934150 | 100
4810 | T1 | Roche Vitamins Inc | Roche Vitamins Freeport | 1000 CR 227 | Freeport | TX | 77541 | Brazoria | CN600636567 | RN101190221 | Chlorinator Tank Modification: increase the size of the chlorinator tank to insure proper contact tank. | A positive use determination of 100% for the Chlorinator Tank Modification. | 2000-05-01 | 672647 | 100
4811 | T2 | Clear Lake Cogeneration LP | Clear Lake Cogen | 9602 Bayport Rd | Pasadena | TX | 77507 | Harris | CN604775957 | RN100239672 | In order to be in compliance with environmental regulations the company was required to install a Dry Low NOx Combustion System and to complete additional modifications. The addition modifications included the installation of six chillers, a hydrogen compressor, and the following items raw water system, clarifiers, piping, filtration systems, 6.5 million gallon tank, cooling tower, and control room extension. | A positive use determination of 100% for the Dry Low NOx Combustion System. | 2000-04-28 | 32028615 | 100
4812 | T1 | Reed Minerals Division Of Harsco Corp | Reed Minerals | FM 1786 @ Alcoa | Rockdale | TX | 76567 | Milam | CN600508485 | RN102269479 | Dust Collector: SLY Tubejet Baghouse. Fan Scavenger Dust Collector. Dust Collector Repairs. | A positive use determination of 100% for the Sly Tube Jet Baghouse, the fan scavenger dust collector, and the dust collector repairs. | 2000-04-27 | 120387 | 100
4813 | T1 | ISP Technologies Inc | ISP Technologies Texas City Plant | 4501 Atwater Ave | Texas City | TX | 77590 | Galveston | CN600505580 | RN100825272 | Scrubber for the PVP unit. Cooling tower for PVP. Injection well #2 WDW113: rescreened the well. Detention Arrestor & Vent System: flame arrestor for flare at the B3D & Formaldehyde units. | A positive use determination of 100% for the Scrubber, the Cooling tower, the injection well #2 WDW113 rescreening and the flame arrestor. | 2000-04-25 | 1065619 | 100
4814 | T1 | Zeon Chemicals LP | Texas Plant | 11235 Choate Rd | Pasadena | TX | 77507 | Harris | CN600311260 | RN100601566 | Vent Flow Meters: 4 installed to monitor vessel vents. Amberlyst Removal: System to wash acetone from Amberlyst. Acetone Recovery: Added a vessel to isolate an impurity from the acetone in the distillation column. Heat Exchanger for KO-2FT Inlet: used to condense acetone vapor from gas stream before it enters a scrubber. Upgrade XV-111 A&B: new valves to enable maintenance to replace worn valves without removal of vales. TK-1DT-1&2 Nozzle Upgrade: new nozzle to minimize amount of rubber that sticks to valve seats. Upgrade MIX-DR-1DT Exchanger: new exchanger. PU-11FT-1&2 Strainer: new strainer with bolt down lid. Piping Modifications for HE-1FT: increase resonance time of acetone vapors in the HE-1FT. CV-5DT & CD-4DT Upgrades: reduced time required for rubber charge to dissolving tank. Eliminate Over Pressuring of Cement Tank Lines: eliminate hydrostatic pressure in specific lines in the cement storage area. Automate PU-12FT 1&2 Suction & Discharge Valves: automatic shutdown for pumps when low discharge pressure is detected. FIL-1DT Mechanical Seal Installation: installed a mechanical seal. | A positive use determination of 100% for the Vent Flow Meters; the Amberlyst Removal System; the Vessel; the Heat Exchanger; the Upgrade for XV-111 A&B; the TK-1DT-1&2 Nozzle Upgrade; the Upgrade of the MIX-DR-1DT Exchanger; the PU-11FT-1&2 Strainer; the Piping Modifications for HE-1FT; the CV-5DT & CD-4DT Upgrades; the project to Eliminate Over Pressuring of Cement Tank Lines; the Automatic PU-12FT 1&2 Suction & Discharge Valves; and the FIL-1DT Mechanical Seal Installation. | 2000-04-25 | 547458 | 100
4815 | T1 | Advanced Aromatics | Advanced Aromatics | 5501 West Braker Rd | Baytown | TX | 77520 | Harris | CN600127765 | RN100214832 | OXO/TAME Emissions Control Project: 1) Installed a flare. 2) Added emissions capture hardware for truck/railcar loading operations. 3) Added flow meters. 4) Emission control piping to route emissions from storage tank to flare. 5) Emission piping to route process vent emissions to the flare. 6) Vapor flow meters on lines to the flare. | A positive use determination of 100% for the piping and related equipment installed as part of the OXO/TAME Emissions Control Project. | 2000-04-25 | 420000 | 100
4816 | T1 | H & M Plating Co Inc | H & M Plating Co Inc | 6035 Plainview | Houston | TX | 77087 | Harris | CN600583561 | RN101994457 | Installed a chemical precipitation unit to reduce heavy metals released to the city sewer and a mesh pad fume suppressor to reduce chromic mist released to the atmosphere. | A positive use determination of 100% for the chemical precipitation unit and the mesh pad fume suppressor. | 2000-04-25 | 229000 | 100
4817 | T1 | Owens Corning | Owens Corning | 1701 W Loop 335 S | Amarillo | TX | 79114 | Potter | CN603528050 | RN100222140 | Contract work on the dust collector. | Returned for failure to respond to a deficiency letter. | 2000-06-15 | 16470 | 100
4818 | T1 | Trinity Industries Inc | Trinity Industries - #56 | Highway 6 South | Navasota | TX | 77868 | Grimes | CN600127807 | RN102354644 | Installed a smoke removal unit at head trim to reduce particulate emissions. Installed a dust collector at plasma arc furnace to reduce particulate emissions. | A positive use determination of 100% for the smoke removal unit and the dust collector. | 2000-04-24 | 37909 | 100
4819 | T1 | Trinity Industries Inc | Trinity Industries - #25 | 2850 Peden Rd | Saginaw | TX | 76179 | Tarrant | CN603795055 | RN102418563 | Installed an ammonia scrubber system. Constructed a hazardous material containment yard to be used to store and contain hazardous waste prior to disposal. | A positive use determination of 100% for the ammonia scrubber system and the hazardous materials containment yard. | 2000-04-24 | 100838 | 100
4820 | T1 | Trinity Industries Inc | Trinity Industries - #118 | 850-B Pine St | Beaumont | TX | 77701 | Jefferson | CN603795055 | RN100225671 | Installed a dust collector to reduce particulate matter. | A positive use determination of 100% for the dust collector. | 2000-04-24 | 22460 | 100
4821 | T1 | Trinity Industries Inc | Trinity Industries - #19 | Route 13 | Marshall | TX | 75671 | Harrison | CN600127807 | RN100224435 | Installed dust collectors at O S Blast House. Installed a baghouse dust collector for BCP. | A positive use determination of 100% for the dust collector and the baghouse. | 2000-04-24 | 143775 | 100
4822 | T3 | Shell Chemical Lp | Shell Chemical - Deer Park | 5900 Hwy 225 | Deer Park | TX | 77536 | Harris | CN602641664 | RN104660915 | Environmental Equipment installed for Phenol 3 Unit. 1. Closed loop sample stations installed to reduce waste by purging sample lines back into the unit. 2. Rupture disks placed before relief valves. 3. Spent Air Incinerator used to incinerate organics in vent streams. 4. Internal floating roofs added to tanks. 5. Refrigerated Vent Condenser System condenses vapors from process vents and ejectors. 6. Vent scrubber system used to scrub organics from vent streams. 7. Piping and knockout pot for flare system. 8. Drains, piping, sumps, tanks, etc used to collect and transfer process waste water. 9. New cooling tower installed to cool and reuse water. 10. Vent steam condenser used to condense steam from the atmospheric vent in the BIF boiler condensate system. 11. Dephenolation system used to pretreat process waste water. 12. CPC bottoms system removes salts from wastes which results in reduced emissions from the boiler. 13. Piping, pumps and storage needed to transfer liquid hazardous waste from the CPC bottoms system to the BIF boiler. | A positive use determination of 50% for the Closed loop sample stations, and the Rupture disks. A positive use determination of 90% for the Refrigerated Vent Condenser System. A positive use determination of 100% for the Spent Air Incinerator; the Internal floating roofs; the Vent scrubber system; the Piping and knockout pot for flare system; the Drains, piping, sumps, tanks, etc used to collect and transfer process waste water; the cooling tower; the Vent steam condenser; the Dephenolation system; the CPC bottoms system; and the Piping, pumps and storage needed to transfer liquid hazardous waste from the CPC bottoms system to the BIF boiler. | 2000-04-24 | 28840500 | 100
4823 | T1 | Bayer MaterialScience LLC | Bayer - Orange | FM 1006 | Orange | TX | 77631 | Orange | CN600124440 | RN100825363 | Solvent Recovery Column & Condensers: system used to recover and reroute solvent back to the process lines. Wastewater System: used to treat LIBR wastewater and to reduce the amount of wastewater discharge. Cooling Tower: eliminates the use of once-through water and reduces the amount of discharge. | A positive use determination of 50% for the solvent recovery column and condensers and a positive use determination of 100% for the LIBR wastewater system and cooling tower. | 2000-04-24 | 2417904 | 100
4824 | T1 | Lone Star Industries Inc | Maryneal Cement | Star Route Box 25 | Sweetwater | TX | 79556 | Nolan | CN600363683 | RN100220847 | Dust Collector - Kiln: Refurbishment of three dust collectors. Dust Collector - Clinker Cooler: Installed a new 900 ACFM compressor and air dryer. Dust Collector- Improvement: convert #2 finish mill Nor-Blo dust collector to a pulse jet design. Install a new multicone dust collector on the #3 clinker cooler. Install new inlet/outlet duct transitions to connect the multicone to the clinker cooler. Replace the lower section of the 2 coal dust bin collector enclosures. Replace the valve assemblies, bags, and couplings on all 3 coal bin dust collectors. Raw Material Elevators Asbestos Abatement: remove all asbestos containing material. | A positive use determination of 100% for the following projects: Dust Collector - Kiln; Dust Collector - Clinker Cooler; Dust Collector - Improvement; and the Raw Material Elevators Asbestos Abatement. | 2000-04-25 | 1522896 | 100
4825 | T1 | National Semiconductor | National Semiconductor Arlington | 1111 W Bardin Rd | Arlington | TX | 76017 | Tarrant | CN600759666 | RN101466324 | Pollution Control Property/Projects: Upgrade of VOC Exhaust System. VOC Exhaust Phase 2. Acid Scrubber Control projects. AMT5200 02A & B Scrubbers. Burn Box. DNSSW01 & 02 Scrubbers and installation of 01. | A positive use determination of 100% for the VOC exhaust upgrades, the Acid Scrubber Control projects, the AMT5200 O2A & B Scrubbers, the burn box, the DNSSWO1 & 02 Scrubbers and installation for 01. | 2000-04-25 | 1699574 | 100
4826 | T1 | Teccor Electronics Inc | Teccor Electronics (Littlefuse) | 1800 Hurd Dr | Irving | TX | 75038 | Dallas | CN600305114 | RN102198868 | Titan MP Acid Processing System: waste water treatment facility. Waste Management Upgrade: installed a new waste water treatment vessel. Freon Recovery System: used to recover and recycle refrigerant. CFC Elimination Project: project to replace CFC degreasing process with alcohol and other methods. Solvent Recovery Equipment: used to recover spent solvent. Emissions Exhaust System: constructed new stacks and repaired existing stacks. MT 1 Scrubber System: scrubber used for particulate control. Bulk Chemical Delivery Phase: double walled piping. Waste Management: vessel used for waste treatment. Photo Resist/Clean-Up: distillation recovery system for photo-resist (solvent). | A positive use determination of 100% for the Titan MP Acid Processing System (waste water treatment facility); the 2 new waste treatment vessels; CFC Elimination Project; the Emissions Exhaust System; and the MT 1 Scrubber System. A positive use determination of 50% for the Freon Recovery System; Solvent Recovery Equipment; the double walled piping; and the Photo Resist/Clean-Up recovery system. | 2000-04-25 | 3634535 | 100
4827 | T1 | Memc Pasadena Inc | Memc Pasadena Inc | 3000 N South St | Pasadena | TX | 77503 | Harris | CN600619415 | RN101062099 | Pollution control property installed as part of upgrade to the polysilicon production facility. Property includes filters, scrubbers, dust collection systems, water recycling systems, waste disposal, system controls, and capitalized interest on qualified pollution control projects. | A positive use determination of 100% for the pollution control property installed as a part of the project to upgrade the polysilicon production facility. | 2000-04-25 | 7870999 | 100
4828 | T1 | Longhorn Pipeline | Longhorn Pipeline El Paso Terminal | Longhorn Terminal | El Paso | TX | 79925 | El Paso | CN600607626 | RN102707718 | Pollution control property installed for storage tanks. Property includes: internal floating roofs; secondary seals; painting of the storage tanks; overfill alarms; automatic tank gauging; secondary containment liner; and dikes. | A positive use determination of 100% for the internal floating roofs; secondary seals; painting of the storage tanks; overfill alarms; automatic tank gauging; secondary containment liner; and dikes. | 2000-04-25 | 3275005 | 100
4829 | T1 | Longhorn Pipeline | Longhorn Pipeline El Paso Terminal | Longhorn Terminal | El Paso | TX | 79925 | El Paso | CN600607626 | RN102707718 | Installed a vapor combustor and an oil/water separator consisting of separator, storage tank, and level switch.. | A positive use determination of 100% for the vapor combustor and the oil/water separator consisting of separator, storage tank, and level switch. | 2000-04-25 | 400905 | 100
4830 | T1 | Longhorn Pipeline | Longhorn Pipeline El Paso Terminal | Longhorn Terminal | El Paso | TX | 79925 | El Paso | CN600607626 | RN102707718 | Installed above and below ground pipe. Pollution control property includes: welded pipe joints, protective coating on aboveground pipe, impressed current anodes, and dielectric coating. | A positive use determination of 100% for the welded pipe joints, protective coating on aboveground pipe, impressed current anodes, and dielectric coating. | 2000-04-25 | 707615 | 100
4831 | T1 | INEOS Acrylics Inc | INEOA | 6350 N Twin City Hwy | Nederland | TX | 77627 | Jefferson | CN601448764 | RN102736089 | MMA Cooling Tower: used to cool process water for reuse. ACD Recycle H2O Tank/Piping: system which collects rain water for reuse. Vent Gas Blower: transports vent gases to flare or furnaces. Afterboiler condenser & Transition: condense vapors and transports. #2 Refrigeration Machine: cools water for better condensation. ACH Secondary Containment: outside/secondary wall for ACH storage tank. MMA Secondary Containment: outside/secondary wall for MMA storage tank. | A positive use determination of 100% for the MMA Cooling Tower; the ACD Recycle H2O Tank/Piping System; the Vent Gas Blower; the Afterboiler condenser & Transition; the #2 Refrigeration Machine; and the secondary containment (outside wall) for ACH storage tank and the MMA storage tank. | 2000-04-25 | 7342115 | 100
4832 | T1 | Allergan | Allergan Waco Plant | 8301 Mars Dr | Waco | TX | 76702 | McLennan | CN600282800 | RN100611284 | Installed a pH neutralization system to adjust pH in wastewater. | A positive use determination of 100% for the pH neutralization system. | 2000-04-25 | 250000 | 100
4833 | T1 | Schumacher Company Inc | Schumacher Company Inc | 5610 Polk | Houston | TX | 77023 | Harris | CN603166851 | RN100917970 | Concrete Work: repair of production pit in building "A" - provides spill/secondary containment. Liners: Repairs to production floors in buildings "C" & "A" - installation of High Density Polyethylene liner. | A positive use determination of 100% for the concrete work and liners. | 2000-04-25 | 13549 | 100
4834 | T3 | Fujitsu Network Communications Inc | Fujitsu Network Communications Inc | 2801 Telecom Parkway | Richardson | TX | 75082 | Collin | CN600360911 | RN100651264 | Fujitsu Network Communications Inc. modified the manufacturing process by installing manufacturing machinery and equipment to reduce the use of bulk chemicals and to reduce the amount of volatile organic compound emissions from the manufacturing process. | A negative determination. Based on the information provided by the applicant the Texas Natural Resource Conservation Commission has determined that the property listed in this application does not qualify as pollution control property. | 2000-06-21 | 4178832 | 100
4835 | T1 | INEOS Acrylics Inc | INEOS | 6350 N Twin City Hwy | Nederland | TX | 77627 | Jefferson | CN601448764 | RN102736089 | SAR Unit Upgrades and improvements made to existing approved TNRCC pollution control equipment (950846). This is the Sulfuric Acid Recovery System and is cost that was not previously included in the applicate but is part of the SAR Unit. | A positive use determination of 59% for the SAR Unit Upgrades and Improvements. | 2000-04-26 | 3109496 | 100
4836 | T3 | Delaware Mountain Wind Farm LP | Delaware Mountain Wind Farm LP | NE of Van Horn | Van Horn | TX | 79855 | Culberson | CN600502520 | RN100819986 | Constructed a 30 megawatt wind powered generation facility. Entire output is sold to LCRA. | A positive use determination of 13.1% for the Wind Power Generation Facility. | 2000-05-15 | 21000000 | 100
4837 | T1 | Schenectady International | Schenectady - Freeport | 702 FM 523 | Freeport | TX | 77541 | Brazoria | CN603119280 | RN100218999 | Waste Vapor Flare System (Plants 2, 3, 4, 6, & 7): flare header, knockout drum, smokeless flare, and control system. Cooling Towers (plants 1, 5, & 6): installed cooling towers for plants 1, 5, & 6. For plant 5 associated piping was installed. Waste Water Sump: used to handle stormwater from the plant pad and waste water from the vacuum systems. Secondary Containment: constructed for all pumps and strainers. Waste Storage Tank for Hot Oil Heater: constructed to hold waste that is to be burned/recycled through the hot oil heater. | A positive use determination of 100% for the waste vapor flare systems for plants 2, 3, 4, 6, & 7; the cooling towers for plants 1, 5, & 6; cooling tower piping for plant 5; the waste water sump; the secondary containment; and the waste storage tank for the Hot Oil Treater. | 2000-04-26 | 2668854 | 100
4838 | T1 | Alamo Group (Tx) Inc | Alamo Group (Tx) Inc | 1502 E Walnut | Seguin | TX | 78155 | Guadalupe | CN601304942 | RN101059715 | Production Line Paint Spray Booth: down draft booth. Line Paint Spray Booth: cross draft booth. | A positive use determination of 100% for the Production Line Paint Spray Booth and the Line Paint Spray Booth. | 2000-04-27 | 174600 | 100
4839 | T2 | Southern Energy Inc | SEI Texas - Bosque County | 557 County Road 3610 | Laguna Park | TX | 76634 | Bosque | Insufficient Information | Insufficient Information | Installed Dry Low NOx Gas Turbine Generators - primary air pollution control will be provided by dry low NOx combustion system. Stacks - stacks, burner, flare tip, blowers, etc. used to destroy air contaminates in the vent gas stream. CEMS - installation of continuous emission monitoring systems . | A positive use determination of 100% for the dry low NOx combustion systems, the stacks, and the continuous emission monitoring systems. | 2000-05-01 | 60295120 | 100
4840 | T1 | Johns Manville | Johns Manville Cleburne | 200 W Industrial Blvd | Cleburne | TX | 76031 | Johnson | CN601719065 | RN100213719 | Stormwater/Contaminated Water Control: Installed in ground piping to replace open ditches in east-end plant area and north side of plant. Installed a concrete and steel barrier with a concrete pad to prevent glass cullet and contaminated water from leaving the plant. Dust Collectors: Installed dust collectors and related ductwork for the Unit 91 Refeed System. Stack Burner: Installed a stack burner for the Unit 91 Oven Scrubber. Low NOx Burners: Installed low NOx burners for the 1901 furnace. | A positive use determination of 100% for the projects to install in ground pipes to replace open ditches, the concrete and steel barriers with concrete pad, the dust collectors and related ductwork, the stack burner, and the low NOx burners. | 2000-04-27 | 534976 | 100
4841 | T1 | Border Steel Mills Inc | Border Steel El Paso Mill | Ih 10 @ Vinton Rd | Canutillo | TX | 79835 | El Paso | CN601594484 | RN104687264 | Project to make improvements to the baghouse. Project to enclose the Melt Shop in order to meet environmental regulations. | A positive use determination of 100% for the Baghouse Improvements and the Melt Shop enclosure and related costs. | 2000-04-27 | 1232383 | 100
4842 | T1 | Takata Seat Belts/Tk-Taito LLC | Takata Seat Belts | 4611 Wiseman | San Antonio | TX | 78251 | Bexar | CN601488513 | RN100852409 | The following equipment was installed (at least in part) for pollution control purposes. Maryfan Conveyor: used to recycle scrap metal. Six granulators, two spruce Pickers, four gate out machines - used to recycle injection molding waste. Centrifugal Barrel-Dry Roll Flow, Roll Flow Deburring Machine, and Dry Roll Flow Finishing Machine - used to dry & debur continuous dragout (25%). Plating & process tanks/equipment, electroplating machines for the zinc rack, zinc rack connections, zinc barrel, zinc barrel connections, zinc chromium, zinc chromium connectors, zinc plating line steam and condensate return, plating area steam & condensate return piping - percent claimed represents amount of excess costs incurred to reduce water required for typical plating process. Chemical Drum Pallets - used to store chemicals. Chemical tank used to contain acids produced by jig stripping process. Waste water treatment system. Waste water sludge dryer. Exhaust duct for lab. Soft water reclaim system. Exhaust duct for air compressor. Exhaust & ventilation in solvent room for chrome line and zinc line & sealing of roof for exhaust system. Canopy hood exhaust & cooling system for solvent department. Exhaust system and accessories for plating department. Epoxy floor installed in building. | A positive use determination of 100% for the Maryfan Conveyors, six granulators, two spruce pickers, four gate out machines, Chemical Drum Pallet, the waste water treatment system, the waste water sludge dryer, the exhaust ducts, the soft water reclaim system, the exhaust & ventilation in solvent room, the canopy hood exhaust & cooling system, and the exhaust system and accessories for plating department. A positive use determination of 40% for the plating & process tanks/equipment, electroplating machines for the zinc rack, zinc rack connections, zinc barrel, zinc barrel connections, zinc chromium, zinc chromium connectors, zinc plating line steam and condensate return, plating area steam & condensate return piping, and the chemical tank. A positive use determination of 15% for the Epoxy floor installed in building. A positive use determination of 25% for the Centrifugal Barrel-Dry Roll Flow, Roll Flow Deburring Machine, and the Dry Roll Flow Finishing Machine. | 2000-04-28 | 2489152 | 100
4843 | T3 | Bayer MaterialScience LLC | Bayer - Baytown | 8500 W Bay Rd | Baytown | TX | 77520 | Chambers | CN603578188 | RN100209931 | Installed the following pollution control property: 1. Sulfuric Acid Concentrate Recovery System - used to recover and reutilize weak sulfuric acid. | A positive use determination of 59% for the Sulfuric Acid Concentrate Recovery System. | 2000-04-28 | 30985427 | 100
4844 | T1 | Superior Furniture | Superior Furniture Belton | One Industrial Park | Belton | TX | 76513 | Bell | Insufficient Information | Insufficient Information | Installed water based adhesive system and finish system, 2 GRACO Husky pumps, 4 large reactor units for UV, and 4 spray guns for the glue system. Purchased/installed powdercoat spray guns, wash line, paint booth, spray wash, paint line exhaust, powdercoat finish and reclaim system, spray booth, glue booths, portable fume removers, glue ventilation systems, dust collector, paint line lubricator, and exhaust stacks for the glue booths. | A positive use determination of 70% for the water based adhesive system and finish system, 2 GRACO Husky pumps, 4 large reactor units for UV, and 4 spray guns for the glue system. A positive use determination of 100% for the powdercoat spray guns, wash line, paint booth, spray wash, paint line exhaust, powdercoat finish and reclaim system, spray booth, glue booths, portable fume removers, glue ventilation systems, dust collector, paint line lubricator, and exhaust stacks for the glue booths. | 2000-04-28 | 547991 | 100
4845 | T1 | Fkp Inc/Hickson Corporation | Fkp Inc | 1050 Jefferson Rd | Pasadena | TX | 77506 | Harris | CN602877672 | RN104703046 | Installed a Hazelton Stripper, Lime Silo, Clarifier, Storage Tanks, and Waste Water Treatment Plant. | A positive use determination of 100% for the Hazelton Stripper, the Lime Silo, the Clarifier, the Storage Tanks, and the Waste Water Treatment Plant. | 2000-05-01 | 1627000 | 100
4846 | T1 | Philips Semiconductor | Phillips Semiconductor San Antonio | 9651 Westover Hills | San Antonio | TX | 78251 | Bexar | CN600618276 | RN101060648 | New additions/upgrades include acid scrubbers, washwater treatment improvements, chemical containment systems, regenerative thermal oxidizer, water recycling improvements, acid treatment and containment, chemical storage facilities, hazardous waste storage, slurry containment, and associated control systems. | A positive use determination of 100% for the acid scrubbers, washwater treatment improvements, chemical containment systems, regenerative thermal oxidizer, water recycling improvements, acid treatment and containment, chemical storage facilities, hazardous waste storage, slurry containment, and associated control systems. | 2000-05-01 | 12022870 | 100
4847 | T3 | 3M Company | 3M Company Brownwood | Hwy 377 S | Brownwood | TX | 76804 | Brown | CN600291397 | RN100219005 | New BTDX is a solvent-less manufacturing process line. New MRX manufacturing process is virtually a solvent- less process. | A positive use determination of 40% for the BTDX solvent-less process line and a positive use determination of 32.4% for the MRX process line. | 2000-05-01 | 9893379 | 100
4848 | T3 | 3M Company | 3M Company Brownwood | Hwy 377 S | Brownwood | TX | 76804 | Brown | CN600291397 | RN100219005 | Installed Rotomex press enclosures. Included in this project is a tie-in to the plant thermal oxidizer. Installed an enclosure for the Marker 34. Installed a new spray head cleaning system on Kettle 11. | A positive use determination of 15% for the Rotomec Press enclosures and all ancillary tie-in equipment to the thermal oxidizer. A positive use determination of 100% for the Maker 34 coater enclosure. A positive use determination of 90% for the Kettle #11 spray head cleaning system. | 2000-05-01 | 3235220 | 100
4849 | T1 | 3M Company | 3M Company Brownwood | Hwy 377 S | Brownwood | TX | 76804 | Brown | CN600291397 | RN100219005 | Plant thermal oxidizer all upgrades and additional work performed to keep the thermal oxidizer in compliance. | A positive use determination of 100% for the thermal oxidizer and all of the upgrades and additional work. | 2000-05-01 | 4039942 | 100
4850 | T1 | Borden Chemical Inc | Borden Baytown | 8450 W Bay Rd | Baytown | TX | 77520 | Chambers | Insufficient Information | Insufficient Information | Installed a catalytic incinerator and a cooling tower. | A positive use determination of 100% for the catalytic incinerator and the cooling tower. | 2000-05-01 | 463130 | 100
4851 | T3 | HPL Compression Company LP | Bammel Compression | 15229 Kuykendahl | Houston | TX | 77090 | Harris | CN601469026 | RN100220060 | HPL replaced 15 natural gas-fired lean-burn internal combustion engine-driven compressors with 7 electric motor-driven compressors. | A positive use determination of 100% for the following two items: Scrubber and Filter/Separator and the Sump Pump Package and Tanks. A positive use determination of 73.3% for the remaining equipment listed on the application. | 2000-05-25 | 30770932 | 100
4852 | T1 | Sun Chemical Company | Sun Chemical - Us Ink | 19400 Needlepoint Rd | Baytown | TX | 77521 | Harris | Insufficient Information | Insufficient Information | Cooling tower repairs project and the project to pave the plant roadways. | A positive use determination of 100% for the cooling tower repairs and the project to pave the plant roadways. | 2000-05-01 | 39260 | 100
4853 | T1 | United Salt Corporation | United Salt Corp - Baytown | 7901 FM 1405 | Baytown | TX | 77520 | Chambers | CN600126718 | RN102614617 | Installed 3 wet scrubbers. | A positive use determination of 100% for the scrubbers | 2000-05-01 | 256931 | 100
4854 | T1 | Baker Petrolite | Baker Petrolite Baypark | 13200 Bay Park Rd | Pasadena | TX | 77507 | Harris | CN600127195 | RN100223536 | Tank Farm Containment Improvements/Tank Farm Bottoms/Concrete Tank Pads/Drain Spill Containment in Truck Area Project: Installed concrete paving and dikes connected to the chemical drain sewer system. Equipment consisted of concrete barriers and concrete pads. Installed pond liners for a retention ponds. Installed concrete liners in drainage ditches. Installed vapor recovery equipment for collecting emissions from the truck loading racks. | A positive use determination of 100% for the Tank Farm Containment Improvement/Pad Bottoms/Tank Pads/Drain Spill Containment project, the pond liner, the concrete lined ditch, and the vapor recovery equipment. | 2000-05-01 | 2202000 | 100
4855 | T1 | Scaltech International LLC | Scaltech Inc @ Fina Refinery | I-20 Refinery Rd | Big Spring | TX | 79720 | Howard | Insufficent Information | Insufficent Information | Decanter Equipment: Decanter skid with Dorr Oliver decanter. One lot of associated pumps and controls. Power skid to manage electrical power for equipment. Mix tank used as feed tank to decanters. Slurry Dryer Equipment: One slurry dryer used to evaporate water. One high energy mix tank for fuel blending. | A positive use determination of 100% for the Decanter Equipment and the Slurry Dryer Equipment. | 2000-05-25 | 522614 | 100
4856 | T1 | Scaltech International LLC | Scaltech Inc @ Phillips Refinery | Hwy 35 & FM 524 | Old Ocean | TX | 77463 | Brazoria | Insufficent Information | Insufficent Information | Decanter Equipment: Decanter skid with Dorr Oliver decanter. One lot of associated pumps and controls. Power skid to manage electrical power for equipment. Polymer System to facilitate separation in the decanter. Vapor Recovery system. Oil tank. Two cone bottom tanks used for vertical separation. Slurry Dryer Equipment: One slurry dryer used to evaporate water. One high energy mix tank. Water Clarifier Box. Oil tank. Ball Mill Equipment: Ball Mill used to prepare solids. Transition Auger used to transfer solids. | A positive use determination of 100% for the Decanter Equipment, the Slurry Dryer Equipment and the Ball Mill Equipment. | 2000-05-25 | 907885 | 100
4857 | T1 | Scaltech International LLC | Scaltech Inc @ Fina Refinery | Hwy 366 @ 32 St | Port Arthur | TX | 77642 | Jefferson | Insufficent Information | Insufficent Information | Decanter Equipment: Two decanter skids with Dorr Oliver decanters. One lot of associated pumps and controls. Power skid to manage electrical power for equipment. Belt Press used to separate solids from water. Vapor Recovery system. Cone bottom tanks used for vertical separation. Incoming strainers. Mix tank. Surge tank. Slurry Dryer Equipment: One slurry dryer used to evaporate water. Oil tank. Water Clarifier Box. Oil tank. Bethlehem Dryer. Ball Mill Equipment: Ball Mill used to prepare solids. Transition Auger used to transfer solids. Dump tank. | A positive use determination of 100% for the Decanter Equipment, the Slurry Dryer Equipment and the Ball Mill Equipment. | 2000-05-25 | 1210457 | 100
4858 | T1 | Johann Haltermann Ltd | Johann Haltermann Ltd | 16717 Jacintoport Blvd | Houston | TX | 77015 | Harris | CN601181282 | RN100219237 | Installed a tank temperature scanner. | A positive use determination of 100% for the tank temperature scanner. | 2000-05-09 | 100000 | 100
4859 | T1 | Johann Haltermann Ltd | Johann Haltermann Ltd | 16717 Jacintoport Blvd | Houston | TX | 77015 | Harris | CN601181282 | RN100219237 | Installed a fume hood in the R&D Lab. | A positive use determination of 100% for the fume hood. | 2000-05-09 | 40000 | 100
4860 | T1 | Johann Haltermann Ltd | Johann Haltermann Ltd | 16717 Jacintoport Blvd | Houston | TX | 77015 | Harris | CN601181282 | RN100219237 | Installed a pressure control system for the rundown tank. | A positive use determination of 100% for the rundown tank pressure control system. | 2000-05-09 | 200000 | 100
4861 | T1 | Johann Haltermann Ltd | Johann Haltermann Ltd | 16717 Jacintoport Blvd | Houston | TX | 77015 | Harris | CN601181282 | RN100219237 | Wastewater Treatment System Upgrades: activated sludge, aeration, digester, and defoaming system. | A positive use determination of 100% for the wastewater treatment system upgrades. | 2000-05-09 | 200000 | 100
4862 | T1 | Johann Haltermann Ltd | Johann Haltermann Ltd | 16717 Jacintoport Blvd | Houston | TX | 77015 | Harris | CN601181282 | RN100219237 | Installed loading meters. | A positive use determination of 100% for the loading meters. | 2000-05-09 | 50000 | 100
4863 | T1 | Johann Haltermann Ltd | Johann Haltermann Ltd | 16717 Jacintoport Blvd | Houston | TX | 77015 | Harris | CN601181282 | RN100219237 | C308 & Related Infrastructure - continuation of project. Construction of a new hot oil heater. Relocation of an existing steam boiler. | A positive use determination of 15% for C308 and Related Infrastructure. | 2000-06-15 | 1500000 | 100
4864 | T1 | Johann Haltermann Ltd | Johann Haltermann Ltd | 16717 Jacintoport Blvd | Houston | TX | 77015 | Harris | CN601181282 | RN100219237 | 8 storage tanks (tank farm 4) needed to segregate product in order to run distillation equipment. | A positive use determination of 100% for the specific pollution control property related to the storage tanks. | 2000-06-15 | 800000 | 100
4865 | T1 | Johann Haltermann Ltd | Johann Haltermann Ltd | 16717 Jacintoport Blvd | Houston | TX | 77015 | Harris | CN601181282 | RN100219237 | 4 storage tanks (tank farm 6) needed to segregate product in order to run distillation equipment. | A positive use determination of 100% for the specific pollution control property related to the storage tanks. | 2000-06-15 | 2860000 | 100
4866 | T1 | Johann Haltermann Ltd | Johann Haltermann Ltd | 16717 Jacintoport Blvd | Houston | TX | 77015 | Harris | CN601181282 | RN100219237 | Insulation/Heat Trace Program (Col C302). | A negative determination. This property is not considered to be pollution control property. | 2000-06-15 | 100000 | 100
4867 | T1 | Scaltech International LLC | Scaltech Inc @ Houston | 87 Oates Rd | Houston | TX | 77013 | Harris | Insufficent Information | Insufficent Information | Decanter Equipment: Two decanter skids with Dorr Oliver decanters. One lot of associated pumps and controls. Power skid to manage electrical power for equipment. Vapor Recovery system. Cone bottom tanks used for vertical separation. Incoming strainers. Seven tanks. Slurry Dryer Equipment: One slurry dryer used to evaporate water. One tank. Three water clarifier boxes. Ball Mill Equipment: Three Ball Mills used to prepare solids. Two Transition Augers used to transfer solids. Dump tank. | A positive use determination of 100% for the Decanter Equipment, the Slurry Dryer Equipment and the Ball Mill Equipment. | 2000-05-25 | 1148712 | 100
4868 | T1 | Sartomer Inc C/O Ata | Sartomer Wallisville Rd | 17335 Wallisville Rd | Houston | TX | 77049 | Harris | CN600590046 | RN102342813 | Costs associated with soil and water samples taken in response to a TNRCC Notice of Violation. Reconstruction of the tank farm in order to meet 30 TAC 335. Purchase and installation of a packaged evaporation skid. | A positive use determination of 100% for the environmental investigation costs, the project to reconstruct the tank farm and the evaporator skid. | 2000-05-09 | 1931137 | 100
4869 | T1 | International Aluminum Corp | International Aluminum Corp | 202 Singleton Dr | Waxahachie | TX | 75165 | Ellis | CN602387995 | RN102799947 | Modernization/replacement of Wastewater Treatment Facility: project to modernize the wastewater treatment plant, installation of an automated DI system, installation of new LMI feed pumps, and an upgrade to the existing filter press. | A positive use determination of 100% for the project to modernize the wastewater treatment plant, the automated DI system, the LMI feed pumps, and the upgrade to the existing filter press. | 2000-05-09 | 822672 | 100
4870 | T1 | International Aluminum Corp | International Aluminum Corp | 202 Singleton Dr | Waxahachie | TX | 75165 | Ellis | CN602387995 | RN102799947 | Purchased a used Oxidizer. Upgrade of Oxidizer to increase air flow. Installation of a new wastewater treatment system which includes chrome destruction and final pH adjustment. | A positive use determination of 100% for the Oxidizer, the Oxidizer upgrade, and the new wastewater treatment with chrome destruction system. | 2000-05-09 | 269450 | 100
4871 | T1 | International Paint Inc | International Paint Houston | 6001 Antoine Dr | Houston | TX | 77091 | Harris | CN600125355 | RN100211333 | The following pollution control property: baghouses, fugitive emission monitor, stage I vapor recovery system, welded pipe joints, storage tank painting, hoods & collection systems, stacks and stack modifications, vapor/liquid recovery equipment, paint spray booths, paint gun cleaner, secondary containment, groundwater monitoring systems, spill response equipment, environmental paving, tight fill fittings, spill containment, automatic shut-off valves, overfill alarms, sensing devices, automatic tank gauging, isolation fittings, paint preparation room, and predictive emission monitors(PLCs). | A positive use determination of 100% for the baghouses, the fugitive emission monitor, the stage I vapor recovery system, the welded pipe joints, the storage tank painting, the hoods & collection systems, the stacks and stack modifications, the vapor/liquid recovery equipment, the paint spray booths, the paint gun cleaner, the secondary containment, the groundwater monitoring systems, the spill response equipment, environmental paving, the tight fill fittings, the spill containment, the automatic shut-off valves, the overfill alarms, the sensing devices, the automatic tank gauging, and the isolation fittings. A positive use determination of 80% for the paint preparation room. A positive use determination of 50% for the predictive emission monitors(PLCs). | 2000-05-09 | 1711850 | 100
4872 | T1 | Thomas & Betts Corporation | Thomas & Betts Corporation | 8700 Fairbanks | Houston | TX | 77064 | Harris | CN600539522 | RN100862945 | Installed a Panghorn Shot Blast Chamber to replace and outdoors sand blasting process. | A positive use determination of 100% for the Pangborn Shot Blast Chamber. | 2000-05-09 | 506993 | 100
4873 | T1 | Witco Corporation | Witco Corporation Houston | 710 Bussey Rd | Marshall | TX | 75670 | Harrison | CN601081086 | RN102498714 | Scrubber: for Organic Peroxides in M2. Flare: for air emissions from Di-tertiary amyl peroxide & Di-tertiary butyl peroxide. Hood: vent hood for packaging. Secondary Containment: for T-35A&B, T-39, T-980, raw material drums, washed empty drums, B-1 glycol tank, M-2 glycol tank, overflow basin for M-2, new M-1 wash tank, MEK recovery tank. Double walled piping: from M-2 to T-980. Neutralization Equipment: pH control equipment. Emergency Spill Kits: 5 pre-positioned kits. | A positive use determination of 100% for the Scrubber; the Hood; the Secondary Containment; the Double Walled Piping; the Neutralization Equipment; and the Emergency Spill Kits. | 2000-05-16 | 1531800 | 100
4874 | T1 | Packaging Corporation Of America | Packaging Corp Plant #322 | 2510 Miller Rd | Garland | TX | 75041 | Dallas | CN600129944 | RN103060539 | Two items: Installed a new baler as part of the scrap recycling process. Installed a wastewater treatment system for use in treating process wastewater. | A positive use determination of 100% for the new baler and the wastewater treatment system. | 2000-06-06 | 410000 | 100
4875 | T1 | Advanced Micro Devices | Advanced Micro Devices | 5204 E Ben White | Austin | TX | 78741 | Travis | CN600411433 | RN100723741 | Various pollution control property listed in attached document. | A positive use determination is granted for 415 of the 426 items of property listed in this application. The positive determination percentages range from 10% to 100%. The attached document lists each piece of property and its approved use determination percentage. | 2000-06-21 | 41489252 | 100
4876 | T1 | Calabrian Corporation | Calabrian Corporation | 5500 Hwy 366 | Port Neches | TX | 77651 | Jefferson | CN600884829 | RN101645018 | Project to enlarge the existing treatment pond to the permitted capacity of 1.4 million gallons. An HDPE synthetic liner was installed to the pond after the enlargement. | A positive use determination of 100% for the project to enlarge the treatment pond and install the HDPE liner. | 2000-06-12 | 141569 | 100
4877 | T1 | Casey Pottery Company | Casey Pottery Company | 1070 Pumpkin Center Rd | Marshall | TX | 75671 | Harrison | CN601730997 | RN103209425 | Purchased and installed a DISA model NFP-3H-OP Dust Collector. | A positive use determination of 100% for the DISA model NFP-3H-OP Dust Collector. | 2000-06-15 | 11472 | 100
4878 | T1 | Occidental Tower Corporation | Oxy Towers | 5005 LBJ Freeway | Dallas | TX | 75244 | Dallas | Insufficient Information | Insufficient Information | Installed three new 1850-ton stainless steel (BAC JE 3620) cooling towers to replace four 14-year-old 1700-ton galvanized towers. | The property listed in this application is three new 1850-ton stainless steel (BAC JE 3620) cooling towers which were installed on an office building to replace existing cooling towers. This equipment is not considered to be pollution control property. | 2000-07-22 | 375000 | 100
4879 | T1 | International Paper | Intl Paper - Texarkana Mill | 9978 FM 3129 | Queen City | TX | 75572 | Cass | CN601047830 | RN100543115 | See the attached listing. | A positive use determination of 100% for the property on the attached listing. | 2001-01-26 | 8786571 | 100
4880 | T1 | Gulf Chemical & Metallurgical Corp | Gulf Chemical & Metallurgical | 302 Midway Rd | Freeport | TX | 77541 | Brazoria | CN600124598 | RN102517505 | Installed a baghouse and constructed a RCRA Containment Building. | A positive use determination of 100% for the baghouse and the RCRA Containment Building. | 2001-01-26 | 5591000 | 100
4881 | T1 | Atofina Petrochemicals | Atofina Port Arthur Refinery | Hwy 366 & 32Nd St | Port Arthur | TX | 77642 | Jefferson | CN601580590 | RN102457520 | The following projects: Debutanizer, thermal oxidizer, pyrolysis fuel and gas oil strippers, caustic water wash system, condensate stripper, demethanizer recovery system, cracked gas chilling, ethylene/ethane fractionator, propylene/propane fractionator, propane refrigeration system, and ethylene refrigeration system. | A positive use determination of 100% for the thermal oxidizer and condensate stripper and a positive use determination of 50% for the pyrolysis fuel and gas oil stripper. | 2001-04-27 | 114155460 | 100
4882 | T1 | Russell Stover Candies | Russell Stover Candies | 1997 Pecan Delight Ave | Corsicana | TX | 75110 | Navarro | CN600460190 | RN102831443 | Wastewater Treatment Facility: pretreats plant wastewater prior to discharge. Cooling Tower (process): serves as a condenser unit for the ammonia system used for space and process cooling. Cooling Tower (freezer): serves as a condenser unit for the ammonia freezer system. Secondary Containment: constructed around a 12,000 gallon fuel oil tank. Ammonia alarms: ammonia detection equipment located in the 2 mechanical rooms which house ammonia equipment. | A positive use determination of 100% for the wastewater treatment plant, the two cooling towers, the secondary containment for the 12,000 gallon fuel oil tank, and the ammonia alarm system. | 2001-01-31 | 2300000 | 100
4883 | T1 | Anadarko Gathering Company | Anadarko Buffalo Central Gathering | 5.3 Mi S of Hwys 75 & 79 | Teague | TX | 75860 | Freestone | CN603224833 | RN102498912 | Installed five 1,266 hp Caterpillar G3516 TALE lean burn (low NOx) engines. Installed three Jatco BTEX air cooled condensers. | A positive use determination of 100% for the three BTX condensers and a positive use determination of 20% for the five lean burn engines. | 2001-01-25 | 586310 | 100
4884 | T1 | Anadarko Gathering Company | Anadarko Dew System | .7 M S of Dew On Hwy 75 | Teague | TX | 75860 | Freestone | CN603224833 | RN100212646 | Installed seven 1,266 hp Caterpillar G3516 TALE lean burn (low NOx) engines. Installed three Jatco BTEX air cooled condensers. Installed a vapor recovery unit to recover tank vapors. | A positive use determination of 100% for the three BTX condensers and a positive use determination of 20% for the seven lean burn engines and a positive use determination of 50% for the vapor recovery unit. | 2001-01-25 | 816440 | 100
4885 | T1 | Anadarko Gathering Company | Anadarko Dowdy Ranch | 6 M E of Dew On CR 489 | Teague | TX | 75860 | Freestone | CN600126585 | RN102497591 | Installed five 1,266 hp Caterpillar G3516 TALE lean burn (low NOx) engines. Installed three Jatco BTEX air cooled condensers. | A positive use determination of 100% for the three BTX condensers and a positive use determination of 20% for the five lean burn engines. | 2001-01-25 | 576540 | 100
4886 | T2 | Calpine Corporation | Calpine Lost Pines I | Hw 21 NE 4.5 Miles | Bastrop | TX | 78602 | Bastrop | CN600411581 | RN100723915 | The following items: Dry Low NOx Combustor, Inlet Guide Vanes (Combustion Turbines A & B), Cooling Air Bypass System (Combustion Turbines A & B), WDPF Controls - Combustion Turbine and Steam Turbine Governor, Combustion Turbines A & B Lube Oil Demister, HRSG A & B NOx Catalyst and Ammonia Injection System, Steam Turbine Lube Oil Demister, Oil/Water Separator, HRSG A & B CEMS, Storm Water pond/pumps/collection piping, GSU/Aux Transformer containment basins, Ammonia containment basin and deluge systems, Steam Turbine lube oil containment basin, Combustion turbine drain trenches, Power block area paving, Ammonia storage tanks/heaters/leak detection system, Sanitary waste treatment system, cost of welded vs. threaded NH3 fittings, and Potable water piping and equipment. | A positive use determination of 100% for the Dry Low NOx Combustor, Inlet Guide Vanes (Combustion Turbines A & B), Cooling Air Bypass System (Combustion Turbines A & B), WDPF Controls - Combustion Turbine and Steam Turbine Governor, Combustion Turbines A & B Lube Oil Demister, HRSG A & B NOx Catalyst and Ammonia Injection System, Steam Turbine Lube Oil Demister, Oil/Water Separator, HRSG A & B CEMS, Storm Water pond/pumps/collection piping, GSU/Aux Transformer containment basins, Ammonia containment basin and deluge systems, Steam Turbine lube oil containment basin, Combustion turbine drain trenches, Power block area paving, Ammonia storage tanks/heaters/leak detection system, Sanitary waste treatment system, cost of welded vs. threaded NH3 fittings, and Potable water piping and equipment. | 2001-04-26 | 12913675 | 100
4887 | T1 | Great Lakes Carbon Corporation | Great Lakes Carbon Port Arthur | Coke Dock Rd | Port Arthur | TX | 77640 | Jefferson | CN602597635 | RN100209287 | Continuation of program to replace rotoclones in the cooler exhaust systems of the calcining units. The Rotoclone for the #3 cooler exhaust system was removed in 2000 and a new cyclone system was installed with fan, ductwork, and reclaim conveyors. | A positive use determination of 100% for the new cyclone system installed in the #3Cooler Exhaust System. | 2001-01-26 | 425538 | 100
4888 | T1 | Monsanto Company | Monsanto @ Sterling Chemicals | 201 Bay St | Texas City | TX | 77592 | Galveston | CN600126288 | RN100212620 | This equipment and associated piping, instrumentation, and civil/structural design is for the storage, treatment and disposal of process waste water. Property: Sample chambers (2), high waste storage tank, high waste storage tank agitator, waste reactor, waste reactor agitator, HCN analyzer sump pump, waste reactor pH pumps 1 & 2, waste pH tank, waste pH tank agitator, waste pH pumps 1 & 2, HCN analyzers 1 & 2, and Analyzer sump pot. | A positive use determination of 100% for the Sample chambers (2), high waste storage tank, high waste storage tank agitator, waste reactor, waste reactor agitator, HCN analyzer sump pump, waste reactor pH pumps 1 & 2, waste pH tank, waste pH tank agitator, waste pH pumps 1 & 2, HCN analyzers 1 & 2, and Analyzer sump pot. | 2001-01-26 | 4465742 | 100
4889 | T1 | Monsanto Company | Monsanto @ Sterling Chemicals | 201 Bay St | Texas City | TX | 77592 | Galveston | CN600126288 | RN100212620 | This equipment and associated piping, instrumentation, and civil/structural design is for the removal of a hydrogen chloride vapor from a vent stream. Property: HCl Vent Tank Scrubber, HCl Scrubber Blower, and Neutralization Tank. | A positive use determination of 100% for the HCl Vent Tank Scrubber, HCl Scrubber Blower, and Neutralization Tank. | 2001-01-26 | 440624 | 100
4890 | T1 | Monsanto Company | Monsanto @ Sterling Chemicals | 201 Bay St | Texas City | TX | 77592 | Galveston | CN600126288 | RN100212620 | This equipment and associated piping, instrumentation, and civil/structural design is for the removal of formaldehyde and DSIDA vapor from a vent system. Property: Storage Scrubber Pumps 1 & 2, Storage Scrubber and Storage Scrubber Blower. | A positive use determination of 100% for the Storage Scrubber Pumps 1 & 2, Storage Scrubber and Storage Scrubber Blower. | 2001-01-26 | 401932 | 100
4891 | T1 | Monsanto Company | Monsanto @ Sterling Chemicals | 201 Bay St | Texas City | TX | 77592 | Galveston | CN600126288 | RN100212620 | This equipment and associated piping, instrumentation, and civil/structural design is for the removal of ammonia and hydrogen cyanide vapor from a vent system. Property: NH3 Emergency Vent Detonation Arrester, HCN Separator, HCN Vent Detonation Arrester, and NHS Emergency Vent Liquid Separator. | A positive use determination of 100% for the NH3 Emergency Vent Detonation Arrester, HCN Separator, HCN Vent Detonation Arrester, and NHS Emergency Vent Liquid Separator. | 2001-01-26 | 1323212 | 100
4892 | T1 | E I Du Pont De Nemours & Co Inc | DuPont Corpus Christi | 3 M SE of Gregory | Ingleside | TX | 78362 | San Patricio | CN600128284 | RN101623254 | A vent recovery system for a purification process for the distillation of fluorocarbon 277ea/P. The recovery system includes: a new compressor, refrigerated brine condenser, and ancillary piping and instrumentation. | A positive use determination of 100% for the recovery system which includes a new compressor, refrigerated brine condenser, and ancillary piping and instrumentation. | 2001-01-26 | 195300 | 100
4893 | T1 | Earthgrains Company The | Earthgrains Baking Companies | 3500 Manor Way | Dallas | TX | 75235 | Dallas | CN601259443 | RN100213040 | Installed a catalytic oxidizer to remove VOCs. | A positive use determination of 100% for the catalytic oxidizer. | 2001-01-26 | 1000000 | 100
4894 | T1 | Earthgrains Company The | Earthgrains Baking Companies | 2020 19Th Nw | Paris | TX | 75460 | Lamar | CN601259443 | RN100223718 | Installed a catalytic oxidizer to remove VOCs. | A positive use determination of 100% for the catalytic oxidizer. | 2001-01-26 | 433000 | 100
4895 | T1 | Earthgrains Company The | Earthgrains Baking Companies | 4104 Leeland St | Houston | TX | 77023 | Harris | CN601259443 | RN100245877 | Installed a catalytic oxidizer to remove VOCs. | A positive use determination of 100% for the catalytic oxidizer. | 2001-01-26 | 850000 | 100
4896 | T1 | Eastman Chemical Company | Eastman Chemical Texas Operations | Hwy 149 @ Kodak Blvd | Longview | TX | 75603 | Harrison | CN601214406 | RN100219815 | Primary improvements and capital maintenance performed on the rotary kiln incinerator and the fluid bed incinerator. New Equipment: Installed a rapid quench vessel and rod condenser as replacements for existing primary quench chamber, waste heat boiler and secondary quench chamber. Installed a new cooling tower and performed modifications on existing cooling tower. Installed an enlarged wheel and larger electric motor drive on the induced draft fan. Installed auxiliary circulating pumps, tanks, and ash removal equipment. Provided new oxygen and carbon monoxide stack analyzers. Capital Maintenance: Replaced refractory brick in the rotary kiln and the secondary combustion chamber. Also performed concrete repairs at the secondary combustion chamber foundation. Installed new air-cooled kiln seal and replaced a section of the shell. | A positive use determination of 100% for the improvements and capital maintenance performed on the rotary kiln incinerator and the fluid bed incinerator. | 2001-02-03 | 12250000 | 100
4897 | T1 | Beaumont Ammonia Inc | Beaumont Ammonia Inc | C/O DuPont Beaumont Ind | Beaumont | TX | 77705 | Jefferson | Insufficient Information | Insufficient Information | Constructed a double walled anhydrous ammonia storage tank. | A positive use determination of 50% for the 20,000 ton, double-walled storage tank for anhydrous ammonia. The determination is for the tank alone and excludes the refrigeration system, instrumentation, and control equipment. | 2001-03-21 | 3237744 | 100
4898 | T1 | Beaumont Ammonia Inc | Beaumont Ammonia Inc | C/O DuPont Beaumont Ind | Beaumont | TX | 77705 | Jefferson | Insufficient Information | Insufficient Information | Installed an emergency tank flare on a 20,000 ton anhydrous ammonia storage tank. | A positive use determination of 100% for the emergency flare. | 2001-02-06 | 42202 | 100
4899 | T1 | Beaumont Ammonia Inc | Beaumont Ammonia Inc | C/O DuPont Beaumont Ind | Beaumont | TX | 77705 | Jefferson | Insufficient Information | Insufficient Information | Installed an Anhydrous Ammonia Process Emergency Flare to destroy releases from the ammonia process pressure safety valves during emergencies, start up or shut down. | A positive use determination of 100% for the emergency flare. | 2001-02-06 | 175000 | 100
4900 | T1 | Beaumont Ammonia Inc | Beaumont Ammonia Inc | C/O DuPont Beaumont Ind | Beaumont | TX | 77705 | Jefferson | No Customer by this Name in Central Registry | Insufficient Information | Installed a cooling tower for the anhydrous ammonia process. This allows recirculation of cooling water - water conservation - and it eliminated the threat of water pollution by containing water which might become contaminated with ammonia. | A positive use determination of 100% for the cooling tower. | 2001-02-06 | 1840407 | 100
4901 | T1 | Beaumont Ammonia Inc | Beaumont Ammonia Inc | C/O DuPont Beaumont Ind | Beaumont | TX | 77705 | Jefferson | Insufficient Information | Insufficient Information | Installed a marine loading vapor control system (MVCS) which collects methanol loading emissions and routes them to the MCVS flare for destruction. | A positive use determination of 100% for the marine loading vapor control system (MVCS) which collects methanol loading emissions and routes them to the MCVS flare for destruction. | 2001-02-06 | 353675 | 100
4902 | T1 | Beaumont Ammonia Inc | Beaumont Ammonia Inc | C/O DuPont Beaumont Ind | Beaumont | TX | 77705 | Jefferson | Insufficient Information | Insufficient Information | Installed a marine loading vapor control system flare. | A positive use determination of 100% for the marine loading vapor control system flare. | 2001-02-06 | 161159 | 100
4903 | T1 | Xetel Corporation | Xetel | 2105 Gracy Farms Ln | Austin | TX | 78758 | Travis | CN600294474 | RN102157203 | Constructed a chemical shed of which 50% of the space will be used to store RCRA hazardous waste and the other 50% to store new hazardous chemicals. | A positive use determination of 50% for the chemical storage shed. | 2001-02-13 | 18993 | 100
4904 | T1 | Ampacet Texas LP | Ampacet Crockett Plant | Hwy 287 & FM 2160 | Latexo | TX | 75849 | Houston | CN600801781 | RN102552619 | Replaced powder dust collectors on the carbon and TIO2 lines and four bag filter houses, also retrofitted two other bag filter houses. | A positive use determination of 100% for the replacement of powder dust collectors on the carbon and white lines plus 4 bag filter houses and retrofit of the two other bag filter houses. | 2001-02-12 | 639510 | 100
4905 | T1 | The Lubrizol Corporation | Lubrizol Bayport | 12801 Bay Area Blvd | Pasadena | TX | 77507 | Harris | CN600269617 | RN101058410 | Bulk Bag Unload & Dust Shroud - Dust Collection System. Rupture Disk & Detectors - Detection of Secondary Venting. Process 2 Vent Installation - Vent Gas Piping to Control Device & Flare Installation, Relief Valve Installation - Vent Gas Piping to Control Device. Mixer Seal - Mixer Shaft Sealing Device. Concrete Retention Wall - Secondary Containment. Concrete Pavement - Process Sewer Collection. Upgrade Valves at Effluent Plant - Process Sewer Upgrade. | A positive use determination of 100% for the Bulk Bag Unload & Dust Shroud; Rupture Disk & Detectors; Process 2 Vent Installation; Relief Valve Installation; Mixer Seal; Concrete Retention Wall; Concrete Pavement; and the Upgrade of Valves at Effluent Plant. | 2001-03-07 | 558927 | 100
4906 | T1 | Ampacet Texas LP | Ampacet Crockett Plant | Hwy 287 & FM 2160 | Latexo | TX | 75849 | Houston | CN600801781 | RN102552619 | Purchased an additional Power Boss Sweeper to control particulate matter. | A positive use determination of 100% for the new Power Boss road sweeper. | 2001-02-02 | 35840 | 100
4907 | T1 | E I Du Pont De Nemours & Co Inc | DuPont La Porte | 12501 Strang Rd | La Porte | TX | 77572 | Harris | CN600128284 | RN100225085 | Work on an existing waste retention pond. Replaced the pond liner, installed a new pond cover system and routed the off gas to an existing scrubber. | A positive use determination of 100% for the new liner and cover for the existing waste retention pond and the associated duct work. | 2001-02-02 | 520000 | 100
4908 | T3 | E I Du Pont De Nemours & Co Inc | DuPont La Porte | 12501 Strang Rd | La Porte | TX | 77572 | Harris | CN600128284 | RN100225085 | Installed facilities to increase CO2 recovery. Facilities include: Enlarge Sundyne gas compressor capacity. Enlarge/replace 4 exchangers associated with the CO2 absorber and reactivator. Install new column internals. Enlarge piping system. Enlarge separators and improve control system. | A positive use determination of 81% for the equipment associated with the CO2 removal system. | 2001-04-27 | 2500000 | 100
4909 | T1 | DuPont Dow Elastomers LLC | DuPont Dow Elastomers - Hypalon | Hwy 347 | Beaumont | TX | 77704 | Jefferson | CN600129571 | RN100218239 | Installed a new treatment process to convert the sodium hypochlorate to salt and oxygen. | A positive use determination of 100% for the wastewater treatment equipment. | 2001-02-22 | 725000 | 100
4910 | T1 | Intercontinental Terminals Company | Intercontinental Terminals | 1943 Battleground Rd | Deer Park | TX | 77536 | Harris | CN601470222 | RN100210806 | The following items: 1. Constructed a new stormwater drainage system around tank 35-12. Constructed a dedicated flare system for tank 35-12. Installed internal floating roofs with double seals on tanks 100-11, 12, 13, 14, 35-13 & 15-2. 35-13 & 15-2 where also fitted with secondary seals. Installed stormwater drainage chemical containment for tanks 100-11, 12, 13, 14, 35-13, 15-1 & 15-2. Installed a secondary containment system around tanks 100-11, 35-13, 15-1, & 15-2. | A positive use determination of 100% for the flare for pressurized tank (35-12); for the internal floating roofs and double seals for tanks (100-11, -12, -13, -14, 35-13 & 15-2); the clay lined secondary containment wall for tanks (100-11, 35-13, 15-1, & 15-2); and the storm drainage system for tanks (35-12, 100-11, -12, -13, -14, 35-13, 15-1, & 15-2). | 2001-02-22 | 989000 | 100
4911 | T1 | Exxon Mobil Corporation | ExxonMobil Chemical - Baytown | 3525 Decker Dr | Baytown | TX | 77522 | Harris | CN600123939 | RN102212925 | The project modified 27 BOP process analyzer drain/connection (approximately 60 analyzers) systems be rerouting the individual drains to acceptable dispositions. | A positive use determination of 100% for the 30 analyzer drains which vent to the flare system and a positive use determination of 50% for the 30 process analyzer drains which vent back to the process. | 2001-03-21 | 376804 | 100
4912 | T1 | Exxon Mobil Corporation | ExxonMobil Chemical - Bayport | 5000 Bayway Dr | Baytown | TX | 77522 | Harris | CN600123939 | RN102574803 | Approximately 400 ft of new sewer pipe was installed along the south side of the ESW#1 warehouse. An additional concrete headwall was built at the start of the sewer pipe for collection from the reminder of the ditch to the east. | A positive use determination of 100% for the approximately 400 ft of new sewer pipe was installed along the south side of the ESW#1 warehouse and the additional concrete headwall which was built at the start of the sewer pipe for collection from the reminder of the ditch to the east. | 2001-03-19 | 460000 | 100
4913 | T1 | Exxon Mobil Corporation | ExxonMobil Chemical - Bayport | 5000 Bayway Dr | Baytown | TX | 77522 | Harris | CN600123939 | RN102574803 | A Line Conveyor/Decelerator: This project installed a decelerator, C2A Conveyor, Hood, DWD Hopper, and associated platform, pipe, tubing, cable and conduit, and a fan for ventilation. | A positive use determination of 100% for the decelerator, C2A Conveyor, Hood, DWD Hopper, and associated platform, pipe, tubing, cable and conduit, and fan. | 2001-03-19 | 670000 | 100
4914 | T1 | Exxon Mobil Corporation | ExxonMobil Chemical - Bayport | 5000 Bayway Dr | Baytown | TX | 77522 | Harris | CN600123939 | RN102574803 | This project increased residence time required to reduce VOCs emitted during EXXPOL production. Converted two existing blenders into pressurized purge vessels downstream of the original purge vassal. | A positive use determination of 100% for the nitrogen purge system and piping. | 2001-03-19 | 2358000 | 100
4915 | T1 | Exxon Mobil Corporation | ExxonMobil Chemical - Bayport | 5000 Bayway Dr | Baytown | TX | 77522 | Harris | CN600123939 | RN102574803 | Installed a water clarification unit. | A positive use determination of 100% for the wastewater clarification unit. | 2001-02-22 | 3720000 | 100
4916 | T1 | Exxon Mobil Corporation | ExxonMobil Chemical - Bayport | 5000 Bayway Dr | Baytown | TX | 77522 | Harris | CN600123939 | RN102574803 | Installed 23 relief valves, 6 pin valves, 1 control valve and critical instrumentation and associated piping to reduce fugitive release from Flare Loop components. | A positive use determination of 100% for the 23 relief valves, the 6 pin valves, and instrumentation and piping in the butyl polymers flare loop. | 2001-02-22 | 592000 | 100
4917 | T1 | Exxon Mobil Corporation | ExxonMobil Chemical - Bayport | 5000 Bayway Dr | Baytown | TX | 77522 | Harris | CN600123939 | RN102574803 | South Chemical Tank Farm Drainage Upgrade: Project regraded and reshaped the dike walls and interior area for proper drainage to the industrial sewer and installed GS-300 material to prevent erosion. Also paved the roadway and installed sewer catch basins and drainage facilities. | A positive use determination of 100% for the South Chemical Tank Farm Drainage Upgrade. | 2001-02-22 | 400000 | 100
4918 | T1 | Exxon Mobil Corporation | ExxonMobil Chemical - Bayport | 5000 Bayway Dr | Baytown | TX | 77522 | Harris | CN600123939 | RN102574803 | Propylene Concentrator Unit BAPP Polymer Grade Filter: installed a permanent filter on the PG propylene to the BAPP to remove fines. | A positive use determination of 100% for the permanent filter on the polymer grade propylene concentrator unit. | 2001-02-22 | 189000 | 100
4919 | T1 | Exxon Mobil Corporation | ExxonMobil Chemical - Bayport | 5000 Bayway Dr | Baytown | TX | 77522 | Harris | CN600123939 | RN102574803 | S-703 Containment Roof & Concrete: Separator 703 is designed to prevent polymer from entering the waste water stream. A containment roof extending over the separator wall and extension of the paving and curb will contain spillage. | A positive use determination of 100% for the S-703 Containment Roof & Concrete:. | 2001-02-22 | 101150 | 100
4920 | T3 | Exxon Mobil Corporation | ExxonMobil Refinery - Baytown | 2800 Decker Dr | Baytown | TX | 77522 | Harris | CN600123939 | RN102579307 | Baytown Coker Project: provides a 40 kBD delayed Coker Unit. Supporting facilities include a 4th sulfur recovery Claus train, a second Flexsorb (amine recovery unit), tail gas clean up unit, hydrotreating revamps, an additional sour water stripper, rail and barge facilities for coke transport and necessary offsites and utilities. | A positive use determination of 44% for the sulfur and amine facilities. A positive use determination of 13% for the off-sites portion of the Delayed Coker project. A positive use determination of 100% for the claus tail gas incinerator, the blow down flare system, the water spray system for dust control, the coke/water separation systems, the floating tank roof, the tank 1022 vapor recovery system, the paving and sewers, the cathodic protection, the base sour water stripper, and the wet surface condenser. | 2001-04-19 | 58167720 | 100
4921 | T1 | Exxon Mobil Corporation | ExxonMobil Refinery - Baytown | 2800 Decker Dr | Baytown | TX | 77522 | Harris | CN600123939 | RN102579307 | WLFS Flare Stack 5 In-Kind Replacement Project: facilities include in-kind replacement of the guy-wire support system, replacement of the 248' tall 24" diameter flare stack riser and associated piping and instrumentation. | A positive use determination of 100% for the WLFS Flare Stack 5 In-Kind Replacement Project. | 2001-02-22 | 1410000 | 100
4922 | T1 | Exxon Mobil Corporation | ExxonMobil Refinery - Baytown | 2800 Decker Dr | Baytown | TX | 77522 | Harris | CN600123939 | RN102579307 | Sulfur Conversion Unit Burner Management System: Installed a new (replacement of the existing burner management system) burner management system for the sulfur conversion unit #2 claus A and the tail gas cleanup unit. | A positive use determination of 100% for the Sulfur Conversion Unit Burner Management System. | 2001-02-22 | 1340000 | 100
4923 | T1 | Exxon Mobil Corporation | ExxonMobil Refinery - Baytown | 2800 Decker Dr | Baytown | TX | 77522 | Harris | CN600123939 | RN102579307 | WLFS Protective Instrumentation Project: installed new shutdown systems on various pieces of equipment, upgrading several existing shutdown systems and installing diversion systems. | A positive use determination of 100% for the WLFS Protective Instrumentation Project. | 2001-02-22 | 1340000 | 100
4924 | T1 | Exxon Mobil Corporation | ExxonMobil Refinery - Baytown | 2800 Decker Dr | Baytown | TX | 77522 | Harris | CN600123939 | RN102579307 | Humble Street Sewer Repairs: replaced approx. 350' of 24" sewer and associated manholes. | A positive use determination of 100% for the Humble Street Sewer Repairs. | 2001-02-22 | 705000 | 100
4925 | T1 | Exxon Mobil Corporation | ExxonMobil Refinery - Baytown | 2800 Decker Dr | Baytown | TX | 77522 | Harris | CN600123939 | RN102579307 | Flare Stack 6 Modifications: Made modifications to flare stack 6 facilities and several process units blowing down into the portion of the flare system. | A positive use determination of 100% for the Flare Stack 6 Modifications. | 2001-02-22 | 910000 | 100
4926 | T1 | Exxon Mobil Corporation | ExxonMobil Refinery - Baytown | 2800 Decker Dr | Baytown | TX | 77522 | Harris | CN600123939 | RN102579307 | Tank 1090 Primary Seal Upgrade: upgraded the primary roof seal of tank 1090 with the installation of an HMT metallic shoe seal (liquid mounted). | A positive use determination of 100% for the Tank 1090 Primary Seal Upgrade. | 2001-02-22 | 125000 | 100
4927 | T1 | Exxon Mobil Corporation | ExxonMobil Refinery - Baytown | 2800 Decker Dr | Baytown | TX | 77522 | Harris | CN600123939 | RN102579307 | SCU2 T-601 Low Range Analyzer: provided an additional analyzer. | A positive use determination of 100% for the SCU2 T-601 Low Range Analyzer. | 2001-02-22 | 170000 | 100
4928 | T1 | Exxon Mobil Corporation | ExxonMobil Refinery - Baytown | 2800 Decker Dr | Baytown | TX | 77522 | Harris | CN600123939 | RN102579307 | HF3 HAZOP & Safety Facilities Project - Reactor Effluent Cold Separator Drum: installed 6 new safety valves, 4 emergency block valves, emergency depressurizing facilities, a water deluge system, modify existing emergency block valves and install new 12" and 16" flare laterals to re-route vented safeties to the flare system. | A positive use determination of 100% for the HF3 HAZOP & Safety Facilities Project - Reactor Effluent Cold Separator Drum. | 2001-02-22 | 1210000 | 100
4929 | T1 | Exxon Mobil Corporation | ExxonMobil Refinery - Baytown | 2800 Decker Dr | Baytown | TX | 77522 | Harris | CN600123939 | RN102579307 | LHU HAZOP & Safety Facilities Project: Installed a new 20" flare header, replaced 3 safety valves, 3 new check valves, and high level cut outs. | A positive use determination of 100% for the LHU HAZOP & Safety Facilities Project. | 2001-02-22 | 1460000 | 100
4930 | T1 | Exxon Mobil Corporation | ExxonMobil Chemical - Mont Belvieu | 13330 Hatcherville Rd | Mont Belvieu | TX | 77580 | Chambers | CN600123939 | RN102501020 | Facilities installed to route VOCs from a number of process pumps within the HDPE process to a process vessel. | A positive use determination of 50% for the facilities installed to route VOCs from a number of process pumps within the HDPE process to a process vessel. | 2001-02-22 | 12061 | 100
4931 | T1 | Exxon Mobil Corporation | ExxonMobil Chemical - Mont Belvieu | 13330 Hatcherville Rd | Mont Belvieu | TX | 77580 | Chambers | CN600123939 | RN102501020 | Installed an upgrade to the LLDPE flare header system. | A positive use determination of 100% for the upgrade to the LLDPE flare header system. | 2001-02-22 | 22000 | 100
4932 | T1 | Exxon Mobil Corporation | ExxonMobil Chemical - Mont Belvieu | 13330 Hatcherville Rd | Mont Belvieu | TX | 77580 | Chambers | CN600123939 | RN102501020 | Concrete paving (for spill containment) was added to operating areas of the HDPE and LDPE units. | A positive use determination of 100% for the concrete paving (for spill containment) which was added to operating areas of the HDPE and LDPE units. | 2001-02-22 | 100000 | 100
4933 | T1 | Exxon Mobil Corporation | ExxonMobil Chemical - Mont Belvieu | 13330 Hatcherville Rd | Mont Belvieu | TX | 77580 | Chambers | CN600123939 | RN102501020 | Installed facilities, consisting of piping, headers, and ductwork, to route vapors containing VOCs vented from chemical samplers to a control device in the LDPE unit. | A positive use determination of 100% for the piping, headers, and ductwork. | 2001-02-22 | 187931 | 100
4934 | T1 | Huntsman LLC | Huntsman Odessa Petrochemical | 2400 S Grandview Ave | Odessa | TX | 79766 | Ector | CN600132104 | RN101867554 | Pollution Control Property installed as a part of a major expansion of an olefins manufacturing unit. Flare and flare header system. Decoking cyclones. Continuous emission monitors. Tandem seals installed on existing pumps. Low NOx burners. Dissolved Air Floatation wastewater treatment system. Secondary containment. | A positive use determination of 100% for the flare and flare header system, Decoking cyclones, Continuous emission monitors, Tandem seals installed on existing pumps, Low NOx burners, Dissolved Air Floatation wastewater treatment system, and Secondary containment. | 2001-03-02 | 5516061 | 100
4935 | T1 | Huntsman LLC | Huntsman Odessa Petrochemical | 2400 S Grandview Ave | Odessa | TX | 79766 | Ector | CN600132104 | RN101867554 | Installed liners in brine ponds OE-6 & OC-2. Installed leak detection equipment in pond OE-6. | A positive use determination of 100% for the liners in installed brine ponds OE-6 & OC-2 and the leak detection equipment installed in pond OE-6. | 2001-03-02 | 322600 | 100
4936 | T1 | Huntsman LLC | Huntsman Odessa Petrochemical | 2400 S Grandview Ave | Odessa | TX | 79766 | Ector | CN600132104 | RN101867554 | Pollution Control Property associated with construction of a Linear Low Density Polyethylene Plant. Railcar loading cyclone filters. Flare and flare header system. Internal floating roofs on tanks. Secondary containment systems with liners. | A positive use determination of 100% for the railcar loading cyclone filters; flare and flare header system; internal floating roofs on tanks; and the secondary containment systems with liners. | 2001-03-02 | 3255000 | 100
4937 | T1 | Huntsman LLC | Huntsman Odessa Petrochemical | 2400 S Grandview Ave | Odessa | TX | 79766 | Ector | CN600132104 | RN101867554 | Installed low NOx burners and Continuous Emission Monitoring Systems. | A positive use determination of 100% for the low NOx burners and Continuous Emission Monitoring Systems installed on the C-Boiler/BIF Unit. | 2001-03-02 | 337305 | 100
4938 | T1 | Huntsman LLC | Huntsman Odessa Petrochemical | 2400 S Grandview Ave | Odessa | TX | 79766 | Ector | CN600132104 | RN101867554 | Constructed a stormwater diversion and concrete containment system. | A positive use determination of 100% for the stormwater diversion and concrete containment systems installed at the polyfins plant. | 2001-03-02 | 179769 | 100
4939 | T1 | Huntsman LLC | Huntsman Odessa Petrochemical | 2400 S Grandview Ave | Odessa | TX | 79766 | Ector | CN600132104 | RN101867554 | Installed a flow meter to accurately measure the waste gas flow to the flare. | A positive use determination of 100% for the waste gas flow meter for the flare system. | 2001-04-09 | 146069 | 100
4940 | T1 | Huntsman LLC | Huntsman Odessa Petrochemical | 2400 S Grandview Ave | Odessa | TX | 79766 | Ector | CN600132104 | RN101867554 | Installed four continuous gas chromatograph monitoring sites to monitor for air contaminates. | A positive use determination of 100% for the four continuous gas chromatograph ambient air monitoring sites. | 2001-03-05 | 447431 | 100
4941 | T1 | Huntsman LLC | Huntsman Odessa Petrochemical | 2400 S Grandview Ave | Odessa | TX | 79766 | Ector | CN600132104 | RN101867554 | Installed a flowmeter to accurately measure and document that waste is not stored in a tank for more than 90 days. | A positive use determination of 100% for the flow meter for Tank No. 45. | 2001-04-09 | 7745 | 100
4942 | T1 | Huntsman LLC | Huntsman Odessa Petrochemical | 2400 S Grandview Ave | Odessa | TX | 79766 | Ector | CN600132104 | RN101867554 | Installed a new seal system on 8 pumps. | A positive use determination of 100% for the new seals for pumps D3.335, D3.306B, D3.324A & B, D3.330A & B, D3.329A & B, D3.331 A & B, D3.541, & D3.542. | 2001-04-09 | 94337 | 100
4943 | T1 | Huntsman LLC | Huntsman Odessa Petrochemical | 2400 S Grandview Ave | Odessa | TX | 79766 | Ector | CN600132104 | RN101867554 | Installed a new seal system on 4 pumps. | A positive use determination of 100% for the new seals for pumps P-105A, P-105B, P-77 & P-61. | 2001-04-09 | 22861 | 100
4944 | T1 | Huntsman LLC | Huntsman Odessa Petrochemical | 2400 S Grandview Ave | Odessa | TX | 79766 | Ector | CN600132104 | RN101867554 | Added instrumentation to continuously monitor and record the presence of a pilot flame at a flare in DCS. | A positive use determination of 100% for the electronic instrumentation for pilot flame data acquisition and storage installed for the elevated flare system ME-2500. | 2001-04-09 | 16300 | 100
4945 | T1 | Huntsman LLC | Huntsman Odessa Petrochemical | 2400 S Grandview Ave | Odessa | TX | 79766 | Ector | CN600132104 | RN101867554 | Installed additional secondary containment to an existing hazardous waste container store area. | A positive use determination of 100% for the secondary containment for the container storage area in the Hazardous Waste Management Facility 069. | 2001-04-09 | 65165 | 100
4946 | T1 | Huntsman LLC | Huntsman Odessa Petrochemical | 2400 S Grandview Ave | Odessa | TX | 79766 | Ector | CN600132104 | RN101867554 | Secondary containment was installed for hazardous waste tanks. | A positive use determination of 100% for the secondary containment for tanks TK-904 & D5.0611. | 2001-04-09 | 2333 | 100
4947 | T1 | Huntsman LLC | Huntsman Odessa Petrochemical | 2400 S Grandview Ave | Odessa | TX | 79766 | Ector | CN600132104 | RN101867554 | Installed concrete liners under several operating areas in the polypropylene unit. | A positive use determination of 100% for the concrete liners installed under several operating areas in the polypropylene plant. | 2001-03-05 | 62568 | 100
4948 | T1 | Huntsman LLC | Huntsman Odessa Petrochemical | 2400 S Grandview Ave | Odessa | TX | 79766 | Ector | CN600132104 | RN101867554 | Continuous Emission Monitoring System was installed for the F-Boiler. | A positive use determination of 100% for the continuous emission monitoring system installed on F-Boiler. | 2001-03-05 | 12921 | 100
4949 | T1 | Huntsman LLC | Huntsman Odessa Petrochemical | 2400 S Grandview Ave | Odessa | TX | 79766 | Ector | CN600132104 | RN101867554 | Installed a high level switch and alarm instrumentation. | A positive use determination of 100% for the high liquid level switches and alarm instrumentation on the flare blow pot D8.0039 in the Flare Area. | 2001-04-09 | 18208 | 100
4950 | T1 | Huntsman LLC | Huntsman Odessa Petrochemical | 2400 S Grandview Ave | Odessa | TX | 79766 | Ector | CN600132104 | RN101867554 | Infrared monitors were installed to continuously monitor and record the presence of a pilot flame on three flares. | A positive use determination of 100% for the infrared pilot flame monitors installed for the Olefins & Styrene Elevated Flare System. | 2001-04-09 | 97080 | 100
4951 | T1 | Huntsman LLC | Huntsman Odessa Petrochemical | 2400 S Grandview Ave | Odessa | TX | 79766 | Ector | CN600132104 | RN101867554 | A new air-assisted flare, steam-assisted flare tip, pilot monitors, and flare header were installed. | A positive use determination of 100% for the new air-assisted flare, steam assisted flare tip, pilot monitors, and flare header. | 2001-04-09 | 1400135 | 100
4952 | T1 | Huntsman LLC | Huntsman Odessa Petrochemical | 2400 S Grandview Ave | Odessa | TX | 79766 | Ector | CN600132104 | RN101867554 | Installed internal floating roof on existing fixed roof tanks. | A positive use determination of 100% for the internal floating roofs for Process Rainwater Treatment System tanks D5.0109 & D5.0110. | 2001-04-09 | 174890 | 100
4953 | T1 | Huntsman LLC | Huntsman Odessa Petrochemical | 2400 S Grandview Ave | Odessa | TX | 79766 | Ector | CN600132104 | RN101867554 | Installed a water curtain deluge system. | A positive use determination of 100% for the water curtain deluge system in the alkyl feed system. | 2001-04-09 | 42747 | 100
4954 | T1 | Huntsman LLC | Huntsman Odessa Petrochemical | 2400 S Grandview Ave | Odessa | TX | 79766 | Ector | CN600132104 | RN101867554 | Installed a new collection header to collect waste gas streams from process areas and deliver them to flares. Pilot monitors were installed for the flares. | A positive use determination of 100% for the new collection header for the flare system in the styrene unit and the flare pilot flame monitors. | 2001-04-09 | 1535997 | 100
4955 | T1 | Huntsman LLC | Huntsman Odessa Petrochemical | 2400 S Grandview Ave | Odessa | TX | 79766 | Ector | CN600132104 | RN101867554 | Installed a waste collection and storage system including <90 day tanks and containers and associated piping and ancillary equipment. | A positive use determination of 100% for the waste aluminum alkyl collection and storage system. | 2001-04-09 | 350280 | 100
4956 | T1 | Huntsman LLC | Huntsman Odessa Petrochemical | 2400 S Grandview Ave | Odessa | TX | 79766 | Ector | CN600132104 | RN101867554 | Installed low liquid level indicators and alarms on storage tanks equipped with internal floating roofs. | A positive use determination of 100% for the low liquid level indicators and alarms in the polyolefins plant on the following tanks: 1801, 1802, 1804, TK-104, V-208, V-220, & V-922. | 2001-04-09 | 90739 | 100
4957 | T1 | Huntsman LLC | Huntsman Odessa Petrochemical | 2400 S Grandview Ave | Odessa | TX | 79766 | Ector | CN600132104 | RN101867554 | Installed high, high liquid level switches and alarms on 15 storage tanks. | A positive use determination of 100% for the low liquid level indicators and alarms plant on the following tanks: 2100, 2101, 2200A & B, 2201, 2202, 2203, 2204, 2206, 2207, 2237, 2238, 2263, 2264, & 2266. | 2001-04-09 | 113081 | 100
4958 | T1 | Huntsman LLC | Huntsman Odessa Petrochemical | 2400 S Grandview Ave | Odessa | TX | 79766 | Ector | CN600132104 | RN101867554 | A liner was installed in brine storage pond OE-1. | A positive use determination of 100% for the liner installed in brine pond (OE-1). | 2001-03-07 | 129645 | 100
4959 | T2 | American Electric Power | Welsh Power Plant | FM 1735 | Pittsburg | TX | 75686 | Titus | CN603919325 | RN100213370 | Installed smokeless ignitors on units. | A positive use determination of 100% for the smokeless ignitors. | 2001-04-23 | 736803 | 100
4960 | T1 | American Electric Power | Wilkes Power Plant | Hwy 49 South | Avinger | TX | 75630 | Marion | CN601243389 | RN100542596 | Repaved a roadway to provide containment for spills. | A positive use determination of 100% for the project to repave the plant roadways | 2001-03-07 | 90737 | 100
4961 | T1 | American Electric Power | Wilkes Power Plant | Hwy 49 South | Avinger | TX | 75630 | Marion | CN601243389 | RN100542596 | Installed two concrete pits - one to contain possible spills from transformer oil delivery trucks and the other for possible spills from diesel delivery trucks. Installed concrete containment for clean and dirty turbine tanks. | A positive use determination of 100% for the concrete containment pits and the concrete paving. | 2001-03-07 | 53650 | 100
4962 | T1 | American Electric Power | Wilkes Power Plant | Hwy 49 South | Avinger | TX | 75630 | Marion | CN601243389 | RN100542596 | Installed a new fuel oil pipe line with concrete containment. | A positive use determination of 100% for the new fuel lined installed in concrete. | 2001-03-16 | 13804 | 100
4963 | T1 | American Electric Power | Wilkes Power Plant | Hwy 49 South | Avinger | TX | 75630 | Marion | CN601243389 | RN100542596 | Replaced original unit 2 & 3 burners with new low NOx burners. | A positive use determination of 70% for the low NOx burners installed on units 2&3. | 2001-03-16 | 388977 | 100
4964 | T1 | American Electric Power | Welsh Power Plant | FM 1735 | Pittsburg | TX | 75686 | Titus | CN603919325 | RN100213370 | Constructed a coal ash storage (containment) area. | A positive use determination of 100% for the ash storage area. | 2001-03-16 | 1276909 | 100
4965 | T1 | American Electric Power | Welsh Power Plant | FM 1735 | Pittsburg | TX | 75686 | Titus | CN603919325 | RN100213370 | Installed low NOx burners and over-fire air for lower steam generator NOx emissions. | A positive use determination of 100% for the Low NOx Burners and the overfire air. | 2001-03-16 | 6045186 | 100
4966 | T1 | American Electric Power | Welsh Power Plant | FM 1735 | Pittsburg | TX | 75686 | Titus | CN603919325 | RN100213370 | Replace precipitator vibrators with rappers, install additional upgraded rappers, install upgraded EMS control system for rapper sequence control. Replace precipitator plates with plates of wide spacing with rigid electros. Install precipitator collector anti-sway system and "Y" frame stabilizers. Replace precipitator transformer rectifier sets and insulators. | A positive use determination of 100% for the upgrades and replacement made to the precipitator. | 2001-02-15 | 3614773 | 100
4967 | T1 | American Electric Power | Welsh Power Plant | FM 1735 | Pittsburg | TX | 75686 | Titus | CN603919325 | RN100213370 | Constructed oil containment structures in fuel oil unloading area, fuel oil ignitor pumps area, and oil storage areas. | A positive use determination of 100% for the oil containment structure installed in the fuel oil unloading area, the fuel oil ignitor pumps area, and oil storage areas. | 2001-02-15 | 93239 | 100
4968 | T1 | American Electric Power | Pirkey Power Plant | 2400 FM 3251 | Hallsville | TX | 75650 | Harrison | CN600126767 | RN100214287 | Replaced several FGD related items. FGD scrubber inlet damper A & D with new guillotine dampers. A, D, and B FGD demister chevrons. A & D demister trap out trays. FGD scrubbers lower loop agitators fro C, D, A and B. FGD B sludge vacuum filter. FGD B scrubber vacuum filter. FGB B sludge vacuum filter. FGD B & C demister trap out trays. Internal support beams for FGD A, B, C, & D scrubbers. C & D FGD absorber demister spray head, pH monitors. A & B FGD absorber demister spray heads. Expansion joints in flue gas ducts, Replacement of FGD absorber upper loop and lower loop slurry recycle valves. | A positive use determination of 100% for the upgrades and replacements to the FGD system. | 2001-02-15 | 2221800 | 100
4969 | T1 | American Electric Power | Pirkey Power Plant | 2400 FM 3251 | Hallsville | TX | 75650 | Harrison | CN600126767 | RN100214287 | Landfill Projects: Installed permanent cover on FGD/ash landfill and revegate. Expand landfill liner (1998). Expand landfill liner (1995). Expand landfill liner (2/99 & 12/99). Construct landfill drainage structure in conjunction with replacement of final cover. | A positive use determination of 100% for the six landfill projects. | 2001-02-15 | 2520800 | 100
4970 | T1 | American Electric Power | Pirkey Power Plant | 2400 FM 3251 | Hallsville | TX | 75650 | Harrison | CN600126767 | RN100214287 | Replaced two elevations of burners (D & G) with low NOx burners/ | A positive use determination of 70% for the Low NOx Burners. | 2001-02-15 | 529830 | 100
4971 | T1 | American Electric Power | Lone Star Power Plant | PO Box 309 | Avinger | TX | 75630 | Marion | CN600126767 | RN100542620 | Added additional 5" to containment for the clean and dirty turbine oil tanks. | A positive use determination of 100% for the additional containment which was installed. | 2001-02-15 | 6693 | 100
4972 | T1 | Sempra Energy | Coleto Creek Power LP | FM 2987 | Fannin | TX | 77960 | Goliad | CN602809006 | RN100226919 | Replaced controls for the electrostatic precipitator. | A positive use determination of 100% for the replacement controls for the electrostatic precipitator. | 2001-02-15 | 163088 | 100
4973 | T1 | Sempra Energy | Coleto Creek Power LP | FM 2987 | Fannin | TX | 77960 | Goliad | CN602809006 | RN100226919 | Installed water lances in the fire box of boilers and industrial furnaces. | A positive use determination of 100% for the water lances. | 2001-02-15 | 458743 | 100
4974 | T1 | Sempra Energy | Coleto Creek Power LP | FM 2987 | Fannin | TX | 77960 | Goliad | CN602809006 | RN100226919 | Installed continuous emission monitors. | A positive use determination of 100% for the continuous emission monitoring systems. | 2001-02-15 | 31067 | 100
4975 | T1 | Sempra Energy | Coleto Creek Power LP | FM 2987 | Fannin | TX | 77960 | Goliad | CN602809006 | RN100226919 | Installed magnesium or zinc anodes in low resistivity backfill to provide galvanic protection. | A positive use determination of 100% for the cathodic protection system. | 2001-02-15 | 5798 | 100
4976 | T1 | Sempra Energy | Coleto Creek Power LP | FM 2987 | Fannin | TX | 77960 | Goliad | CN602809006 | RN100226919 | Installed monitoring wells outside of tank excavation | A positive use determination of 100% for the monitoring wells. | 2001-02-15 | 14629 | 100
4977 | T1 | Sempra Energy | Coleto Creek Power LP | FM 2987 | Fannin | TX | 77960 | Goliad | CN602809006 | RN100226919 | Installed demister pads. | A positive use determination of 100% for the demister pads. | 2001-02-15 | 7015 | 100
4978 | T1 | Sempra Energy | Coleto Creek Power LP | FM 2987 | Fannin | TX | 77960 | Goliad | CN602809006 | RN100226919 | Replaced corroded bottom ash piping. | A positive use determination of 100% for the replacement of the corroded bottom ash piping. | 2001-02-15 | 32571 | 100
4979 | T1 | Sempra Energy | Coleto Creek Power LP | FM 2987 | Fannin | TX | 77960 | Goliad | CN602809006 | RN100226919 | Installed a sewage lift station for use in irrigating and disbursing treated wastewater. | A positive use determination of 100% for the sewage lift station. | 2001-03-12 | 32256 | 100
4980 | T1 | Sempra Energy | Lon C Hill LP | 3501 Callicoatte Rd | Corpus Christi | TX | 78410 | Nueces | CN601537764 | RN100215979 | Installed induced flue gas recirculation on Unit 3. | A positive use determination of 100% for the induced flue gas recirculation system for unit 3. | 2001-02-06 | 371174 | 100
4981 | T1 | American Electric Power | Victoria Power Plant | 1205 C South Bottom St | Victoria | TX | 77901 | Victoria | CN604411561 | RN100214980 | Replaced PEMS on unit 4(boiler 6) with continuous emission monitoring system. | A positive use determination of 100% for the continuous emission monitoring systems for unit 4 boiler 6. | 2001-02-06 | 205000 | 100
4982 | T1 | Sempra Energy | Nueces Bay Wle LP | 2002 Navigation Blvd | Corpus Christi | TX | 78403 | Nueces | Insufficient Information | Insufficient Information | Purchased refrigerator for use in storing biomonitoring outfall samples. | A positive use determination of 100% for the biomonitoring sample refrigerator. | 2001-02-06 | 4995 | 100
4983 | T1 | Sempra Energy | Nueces Bay Wle LP | 2002 Navigation Blvd | Corpus Christi | TX | 78403 | Nueces | Insufficient Information | Insufficient Information | Installed continuous emission monitors on unit 5. | A positive use determination of 100% for the continuous emission monitoring systems for unit 5. | 2001-02-06 | 111038 | 100
4984 | T1 | Sempra Energy | Nueces Bay Wle LP | 2002 Navigation Blvd | Corpus Christi | TX | 78403 | Nueces | Insufficient Information | Insufficient Information | Installed flue gas induced gas recirculation for unit 6 | A positive use determination of 100% for the induced flue gas recirculation system for unit 6. | 2001-02-06 | 397852 | 100
4985 | T1 | Sempra Energy | Barney Davis Power Station LP | 4301 Waldron Rd | Corpus Christi | TX | 78418 | Nueces | CN601737471 | RN100642040 | Installed flue gas induced gas recirculation for unit 1. | A positive use determination of 100% for the induced flue gas recirculation system. | 2001-02-06 | 245582 | 100
4986 | T1 | Sempra Energy | Barney Davis Power Station LP | 4301 Waldron Rd | Corpus Christi | TX | 78418 | Nueces | CN601737471 | RN100642040 | Installed continuous emission monitoring systems for units 1 & 2. | A positive use determination of 100% for the continuous emission monitoring systems for units 1 & 2. | 2001-02-06 | 627727 | 100
4987 | T1 | American Electric Power | Rio Pecos Power Plant | Rt 1 Box 255 | Girvin | TX | 79740 | Crockett | CN601243389 | RN102688835 | Installed low NOx burners. | A positive use determination of 70% for the low NOx burners. | 2001-02-06 | 132768 | 100
4988 | T1 | American Electric Power | Rio Pecos Power Plant | Rt 1 Box 255 | Girvin | TX | 79740 | Crockett | CN601243389 | RN102688835 | Potable Water System: replaced old water supply system. | A positive use determination of 100% for the installation of the potable water system. | 2001-02-06 | 187450 | 100
4989 | T1 | American Electric Power | Paint Creek Power Plant | FM 2082 @ Lake Stamford | Haskell | TX | 79521 | Haskell | CN601243389 | RN103788824 | Constructed a sampling pier to facilitate collection of required samples. | A positive use determination of 100% for the sampling pier. | 2001-02-06 | 10000 | 100
4990 | T1 | American Electric Power | Paint Creek Power Plant | FM 2082 @ Lake Stamford | Haskell | TX | 79521 | Haskell | CN601243389 | RN103788824 | Constructed a surface impoundment to maintain compliance with TPDES wastewater permit. | A positive use determination of 100% for the surface impoundment. | 2001-02-06 | 120284 | 100
4991 | T1 | American Electric Power | Paint Creek Power Plant | FM 2082 @ Lake Stamford | Haskell | TX | 79521 | Haskell | CN601243389 | RN103788824 | Installed a clarifier. | A positive use determination of 100% for the clarifier. | 2001-02-06 | 301996 | 100
4992 | T1 | American Electric Power | Paint Creek Power Plant | FM 2082 @ Lake Stamford | Haskell | TX | 79521 | Haskell | CN601243389 | RN103788824 | Constructed a cooling tower to reduce the heat load on Lake Stamford. | A positive use determination of 100% for the cooling tower. | 2001-02-06 | 1993499 | 100
4993 | T1 | American Electric Power | Paint Creek Power Plant | FM 2082 @ Lake Stamford | Haskell | TX | 79521 | Haskell | CN601243389 | RN103788824 | Installed continuous emission monitoring systems for units 1 & 2. CEMs includes Teco NOx analyzer, Calif Analytical CO2 analyzer, Columbia Scientific S35-1A, Mobile Tools Heated Air Dryer System, Odessa Engineering Protocol Interface, probes, umbilicals and software license. | A positive use determination of 100% for the continuous emission monitoring systems for units 1 & 2. | 2001-02-06 | 239300 | 100
4994 | T1 | American Electric Power | Oklaunion Power Plant | 12567 FM 3430 | Vernon | TX | 76385 | Wilbarger | CN601243389 | RN101062255 | Installed electrical lines to power pumps used to transfer water between evaporation ponds, convert the lower collection pond into an evaporation pond, and install an evaporation pond spray system. | A positive use determination of 100% for the electrical lines to power pumps used to transfer water between evaporation ponds, convert the lower collection pond into an evaporation pond, and install an evaporation pond spray system. | 2001-02-06 | 314331 | 100
4995 | T1 | American Electric Power | Oklaunion Power Plant | 12567 FM 3430 | Vernon | TX | 76385 | Wilbarger | CN601243389 | RN101062255 | Installed a new water treatment chlorinator. | A positive use determination of 100% for the new water treatment chlorinator. | 2001-02-06 | 3925 | 100
4996 | T1 | American Electric Power | Oklaunion Power Plant | 12567 FM 3430 | Vernon | TX | 76385 | Wilbarger | CN601243389 | RN101062255 | Installed a new sewage water treatment plant. | A positive use determination of 100% for the new sewage water treatment plant. | 2001-02-06 | 30548 | 100
4997 | T1 | American Electric Power | Oklaunion Power Plant | 12567 FM 3430 | Vernon | TX | 76385 | Wilbarger | CN601243389 | RN101062255 | Upgraded the gas monitoring equipment on the inlet to scrubber. Replaced the opacity monitors, DSM on CEMS and flue gas analyzer. | A positive use determination of 100% for the upgraded gas monitoring equipment and the opacity monitors, DSM on the continuous emission monitoring systems and the flue gas analyzer. | 2001-02-06 | 111609 | 100
4998 | T1 | American Electric Power | Oklaunion Power Plant | 12567 FM 3430 | Vernon | TX | 76385 | Wilbarger | CN601243389 | RN101062255 | Replaced bottom ash piping and bottom ash transport piping. | A positive use determination of 100% for the project to replace bottom ash piping and bottom ash transport piping. | 2001-02-06 | 164252 | 100
4999 | T1 | American Electric Power | Oklaunion Power Plant | 12567 FM 3430 | Vernon | TX | 76385 | Wilbarger | CN601243389 | RN101062255 | Replaced the Ronan density meters on the scrubber. | A positive use determination of 100% for the replacement Ronan Density Meters. | 2001-02-06 | 28394 | 100
5000 | T1 | American Electric Power | Oklaunion Power Plant | 12567 FM 3430 | Vernon | TX | 76385 | Wilbarger | CN601243389 | RN101062255 | Replaced precitator 1B-2 reactor and ESP reactor (field6EF). Upgraded ESP controls. | A positive use determination of 100% for the replacement reactors for precitator 1B-2 and ESP reactor (field6EF) and the upgraded ESP controls. | 2001-02-06 | 74983 | 100
5001 | T1 | American Electric Power | Oklaunion Power Plant | 12567 FM 3430 | Vernon | TX | 76385 | Wilbarger | CN601243389 | RN101062255 | Installed underground tank monitoring for leak detection on underground unleaded gasoline tank. | A positive use determination of 100% for the underground tank monitoring. | 2001-02-06 | 28497 | 100
5002 | T1 | American Electric Power | Oklaunion Power Plant | 12567 FM 3430 | Vernon | TX | 76385 | Wilbarger | CN601243389 | RN101062255 | Replaced corroded underground fuel oil lines with aboveground piping. | A positive use determination of 100% for the aboveground piping installed to replace underground fuel oil lines. | 2001-02-06 | 73270 | 100
5003 | T1 | American Electric Power | Oklaunion Power Plant | 12567 FM 3430 | Vernon | TX | 76385 | Wilbarger | CN601243389 | RN101062255 | Installed low NOx burners. | A positive use determination of 70% for the Low NOx burners. | 2001-02-06 | 837587 | 100
5004 | T1 | Sweeny Cogeneration Limited Partnership | Sweeny Cogen | Hwy 35 & FM 524 | Old Ocean | TX | 77463 | Brazoria | CN600128946 | RN100217033 | Installed continuous emission monitoring equipment on backup steam boilers. | A positive use determination of 100% for the continuous emission monitoring systems. | 2001-02-15 | 268622 | 100
5005 | T1 | Sweeny Cogeneration Limited Partnership | Sweeny Cogen | Hwy 35 & FM 524 | Old Ocean | TX | 77463 | Brazoria | CN600128946 | RN100217033 | Replaced existing backup steam boiler burners with Low NOx burners. | A positive use determination of 100% for the low NOx burners. | 2001-02-15 | 381475 | 100
5006 | T1 | Sweeny Cogeneration Limited Partnership | Sweeny Cogen | Hwy 35 & FM 524 | Old Ocean | TX | 77463 | Brazoria | CN600128946 | RN100217033 | Installed retention structures, sumps, and pumps to control stormwater runoff. | A positive use determination of 100% for the stormwater control property. | 2001-02-15 | 1486000 | 100
5007 | T1 | Celanese Ltd | Celanese Bay City Plant | FM 3057 | Bay City | TX | 77404 | Matagorda | CN601117203 | RN100258060 | The following items: Floating roof in tank V-502. Installed venting system for oil system - C-104 piping and instrumentation. Installed liquid waste transfer line - piping from V-908 to burn line. Extended V-748 containment. Installed instrumentation to improve control of shipping flare. Installed canopies over loading racks to control stormwater. Installed tanks to hold bleach and sulfuric acid necessary for the treatment of cooling water. Installed secondary containment for V-1227 & 1228. Installed sump pump for area II tank farm. Installed monitoring equipment for outfall ditch system. Installed system to contain, treat and recycle spent catalyst. | A positive use determination of 100% for the floating roof in tank V-50; the venting system for oil system; the liquid waste transfer line; the extension of V-748 containment; the instrumentation to improve control of shipping flare; the canopies over loading racks; the tanks to hold bleach and sulfuric acid; the secondary containment; the sump pump; the monitoring equipment; the system to contain, treat and recycle spent catalyst. | 2001-02-15 | 824565 | 100
5008 | T1 | Johann Haltermann Ltd | Johann Haltermann Ltd | 16717 Jacintoport Blvd | Houston | TX | 77015 | Harris | CN601181282 | RN100219237 | Welding of piping - C-308. | A positive use determination of 100% for the welded piping - C-308. | 2001-04-18 | 30000 | 100
5009 | T1 | Johann Haltermann Ltd | Johann Haltermann Ltd | 16717 Jacintoport Blvd | Houston | TX | 77015 | Harris | CN601181282 | RN100219237 | Installed a vacuum vapor recovery system. | A positive use determination of 50% for the vacuum vapor recovery system. | 2001-04-18 | 140000 | 100
5010 | T1 | Johann Haltermann Ltd | Johann Haltermann Ltd | 16717 Jacintoport Blvd | Houston | TX | 77015 | Harris | CN601181282 | RN100219237 | Hot oil pump replacement. Installed new manifold, valves seals and piping. | A positive use determination of 100% for the valves and seals installed as a part of the Hoil Oil Pump Replacement project. The rest of the property listed on the application is considered to be production equipment and is ineligible for a positive use determination. | 2001-04-18 | 562589 | 100
5011 | T1 | Johann Haltermann Ltd | Johann Haltermann Ltd | 16717 Jacintoport Blvd | Houston | TX | 77015 | Harris | CN601181282 | RN100219237 | Installed monitoring devices and air tank pressure controls. | A positive use determination of 100% for the monitoring devices and air tank pressure controls. | 2001-04-18 | 99380 | 100
5012 | T1 | Johann Haltermann Ltd | Johann Haltermann Ltd | 16717 Jacintoport Blvd | Houston | TX | 77015 | Harris | CN601181282 | RN100219237 | Installed monitor on loading meters. | A positive use determination of 100% for the monitor installed on the Loading Meters. | 2001-04-18 | 15180 | 100
5013 | T1 | Johann Haltermann Ltd | Johann Haltermann Ltd | 16717 Jacintoport Blvd | Houston | TX | 77015 | Harris | CN601181282 | RN100219237 | Installed a new tank and ancillary equipment, secondary containment and a rail spur. | A positive use determination of 100% for the secondary containment installed for the tank and equipment and the secondary containment installed at the rail spur. | 2001-04-18 | 140000 | 100
5014 | T1 | Johann Haltermann Ltd | Johann Haltermann Ltd | 16717 Jacintoport Blvd | Houston | TX | 77015 | Harris | CN601181282 | RN100219237 | Purchased equipment for water testing. | A positive use determination of 100% for the Laboratory Equipment purchased to provide accurate results at the water outfalls. | 2001-04-18 | 60000 | 100
5015 | T1 | Johann Haltermann Ltd | Johann Haltermann Ltd | 16717 Jacintoport Blvd | Houston | TX | 77015 | Harris | CN601181282 | RN100219237 | Installed secondary containment for new tanks. | A positive use determination of 100% for the secondary containment constructed around the new tanks. | 2001-04-18 | 100000 | 100
5016 | T1 | Johann Haltermann Ltd | Johann Haltermann Ltd | 1201 S Sheldon Rd | Channelview | TX | 77530 | Harris | CN601181282 | RN100600626 | Purchased spill and fire response equipment and provided storage. | A positive use determination of 100% for the pre-positioned spill response and fire protection system and the spill response/clean-up equipment and storage. | 2001-04-18 | 262909 | 100
5017 | T1 | Johann Haltermann Ltd | Johann Haltermann Ltd | 1201 S Sheldon Rd | Channelview | TX | 77530 | Harris | CN601181282 | RN100600626 | Installed vacuum pump and piping to control VOCs. | A positive use determination of 50% for the vacuum pump and piping installed to provide VOC control. | 2001-04-18 | 12714 | 100
5018 | T1 | Johann Haltermann Ltd | Johann Haltermann Ltd | 1201 S Sheldon Rd | Channelview | TX | 77530 | Harris | CN601181282 | RN100600626 | Hot oil pumps, valves seals controls. C-100 pumps, valves seals replacement. C-200, C-300 upgrade pumps, valves, seals. | A positive use determination of 100% for the valves and seals installed as upgrades to the Hot Oil Pumps, and the C-100, C-200 and C-300 pumps. | 2001-04-18 | 547420 | 100
5019 | T1 | Johann Haltermann Ltd | Johann Haltermann Ltd | 1201 S Sheldon Rd | Channelview | TX | 77530 | Harris | CN601181282 | RN100600626 | Welding piping in VOC service - new tanks. Welding piping in VOC service - new dryers. | A positive use determination of 100% for the welding of pipes in VOC service. | 2001-04-18 | 82685 | 100
5020 | T1 | Johann Haltermann Ltd | Johann Haltermann Ltd | 1201 S Sheldon Rd | Channelview | TX | 77530 | Harris | CN601181282 | RN100600626 | Nitrogen system for vapor venting. Piping for vapor vent. Vapor piping for venting to control device. | A positive use determination of 100% for the nitrogen purge system and the piping installed to vent vapors to control devices. | 2001-04-18 | 370103 | 100
5021 | T1 | Johann Haltermann Ltd | Johann Haltermann Ltd | 1201 S Sheldon Rd | Channelview | TX | 77530 | Harris | CN601181282 | RN100600626 | Upgrade vapor control device (flare). | A positive use determination of 100% for the project to upgrade the flare. | 2001-04-18 | 110282 | 100
5022 | T1 | Akzo Nobel Catalysts LLC | Akzo Nobel Catalyst | 13000 Bay Park Rd | Pasadena | TX | 77507 | Harris | CN600125496 | RN104262704 | Installed the following: HPC Bin Vent rerouting, crusade baghouse package, crusade spray dryer baghouse exhaust, crusade separated fines bag filter and fan, crusade capital dosing hopper bag filter, conservation vents for mineral oil tank, CHP & Benzoyl Chloride, reactor exhaust fan and scrubber pot. | A positive use determination of 100% for the HPC Bin Vent rerouting, crusade baghouse package, crusade spray dryer baghouse exhaust, crusade separated fines bag filter and fan, crusade capital dosing hopper bag filter, conservation vents for mineral oil tank, CHP & Benzoyl Chloride, reactor exhaust fan and scrubber pot. | 2001-02-15 | 5526757 | 100
5023 | T1 | Akzo Nobel Catalysts LLC | Akzo Nobel Catalyst | 13000 Bay Park Rd | Pasadena | TX | 77507 | Harris | CN600125496 | RN104262704 | Wilden pumps (P-4030-P-1102)(C-F9930) Alum unloading, piping (Alum, WG)(C-F9930) alum unloading, concrete dike alum unloading, and MPP TBHP soil containment. | A positive use determination of 100% for the Wilden Pumps, the piping and concrete diking for Alum Unloading, and the MPP TBHP spill containment. | 2001-02-15 | 49073 | 100
5024 | T1 | Baytown Asphalt Materials Inc | Baytown Asphalt Materials | 4008 Highway 146 | Baytown | TX | 77522 | Harris | CN601410202 | No Regulated Entity at this Location | Installed an Astec Model RBH-51:TDB fabric filter baghouse with integral cyclone. | A positive use determination of 100% for the Astec Model RBH-51:TBD fabric filter baghouse with integral cyclone. | 2001-03-16 | 397875 | 100
5025 | T1 | Nova Molecular Technologies Inc | Nova Molecular Pasadena | 10200 Bay Area Blvd | Pasadena | TX | 77507 | Harris | CN600364822 | RN100925551 | Flare pilot and control panel. R-120 rapid vent line. | A positive use determination of 100% for the flare pilot and control panel replacement and upgrade and the Rapid Vent Line. | 2001-02-15 | 45918 | 100
5026 | T1 | Goodyear Tire & Rubber Company | Goodyear Chemical Plant | 13411 Bay Area Blvd | Pasadena | TX | 77507 | Harris | CN600616049 | RN102608932 | Installed diking, curbs and engineered drainage to provide secondary containment around the tank truck loading and unloading area. | A positive use determination of 100% for the secondary containment installed around the tank truck loading and unloading area. | 2001-02-15 | 10000 | 100
5027 | T1 | Merisol USA LLC | Merisol Greens Bayou | 1914 Haden Rd | Houston | TX | 77015 | Harris | CN600127583 | RN100214576 | Replaced 4 pumps with packing glands with pumps equipment with single mechanical seals. | A positive use determination of 100% for the four pumps with single mechanical seals. | 2001-02-21 | 40000 | 100
5028 | T1 | Merisol USA LLC | Merisol Greens Bayou | 1914 Haden Rd | Houston | TX | 77015 | Harris | CN600127583 | RN100214576 | Installed a continuous emission monitoring system. | A positive use determination of 100% for the continuous emission monitoring systems for the No. 4 boiler flue gas. | 2001-02-21 | 80000 | 100
5029 | T1 | Merisol USA LLC | Merisol Greens Bayou | 1914 Haden Rd | Houston | TX | 77015 | Harris | CN600127583 | RN100214576 | The PAHR stack was modified to assure no visible emissions from all of the process vents going to this unit. A coned stack top with a reduced opening. | A positive use determination of 100% for the coned stack top installed on the PAHR stack. | 2001-02-21 | 95000 | 100
5030 | T1 | Merisol USA LLC | Merisol Greens Bayou | 1914 Haden Rd | Houston | TX | 77015 | Harris | CN600127583 | RN100214576 | Drilled and completed a Class I hazardous waste disposal well - WDW-319. | A positive use determination of 100% for the Class I hazardous waste disposal well, WDW-319, and associated equipment. | 2001-02-21 | 2707000 | 100
5031 | T1 | E I Du Pont De Nemours & Co Inc | DuPont Beaumont | Hwy 347 S | Beaumont | TX | 77705 | Jefferson | CN600128284 | RN100216035 | Installed covers over two settling basins. | A positive use determination of 100% for the project to cover the two settling basins. | 2001-02-21 | 237500 | 100
5032 | T1 | E I Du Pont De Nemours & Co Inc | DuPont Beaumont | Hwy 347 S | Beaumont | TX | 77705 | Jefferson | CN600128284 | RN100216035 | Constructed a dam at the end of DuPont's man-made ditch at the outfall, prior to entering the Neches River. | A positive use determination of 100% for the dam constructed at the end of the man-made ditch. | 2001-02-21 | 375000 | 100
5033 | T1 | Rohm & Haas Texas Inc | Rohm & Haas Texas | 1900 Tidal Rd | Deer Park | TX | 77536 | Harris | CN600131395 | RN100223205 | Replaced all carbon steel piping with HDPE pipe for the GRAS pump out system. | A positive use determination of 100% for the project to replace the carbon steel pipe in the GRAS pump out system with HDPE pipe. | 2001-02-21 | 94000 | 100
5034 | T1 | Rohm & Haas Texas Inc | Rohm & Haas Texas | 1900 Tidal Rd | Deer Park | TX | 77536 | Harris | CN600131395 | RN100223205 | Modified sample points so as to be in compliance. | A positive use determination of 100% for the project to modify the sampling points. | 2001-02-21 | 180000 | 100
5035 | T1 | Rohm & Haas Texas Inc | Rohm & Haas Texas | 1900 Tidal Rd | Deer Park | TX | 77536 | Harris | CN600131395 | RN100223205 | Pollution Control Equipment added to the Acrylic Acid area: Suction vent gas system collects vapors and guides them to the E Train thermal oxidizer or flare for destruction. Dikes with secondary containment and a chemical drain collection system. Also area paving and drainage designed to contain and direct runoff. Fugitive emission devices - double block valves, quality seals for valves and pumps, and locking devices for valves. | A positive use determination of 100% for the following three projects: 1. SVG System; 2. Containment; and 3. Fugitive Emission Devices. | 2001-02-21 | 995000 | 100
5036 | T1 | Rohm & Haas Texas Inc | Rohm & Haas Texas | 1900 Tidal Rd | Deer Park | TX | 77536 | Harris | CN600131395 | RN100223205 | Repaired cracks and replaced joints in the chemical trenches in the HR area. | A positive use determination of 100% for the project to fix the cracks in the chemical ditch. | 2001-02-21 | 50000 | 100
5037 | T1 | Rohm & Haas Texas Inc | Rohm & Haas Texas | 1900 Tidal Rd | Deer Park | TX | 77536 | Harris | CN600131395 | RN100223205 | Installed a horizontal vent scrubber to tank 91357. | A positive use determination of 100% for the horizontal vent scrubber tank. | 2001-02-21 | 85000 | 100
5038 | T1 | Rohm & Haas Texas Inc | Rohm & Haas Texas | 1900 Tidal Rd | Deer Park | TX | 77536 | Harris | CN600131395 | RN100223205 | Installed a flow proportioned, refrigerated composite sample at outfall 009. | A positive use determination of 100% for the composite sampler installed at outfall 009. | 2001-02-21 | 10500 | 100
5039 | T1 | Rohm & Haas Texas Inc | Rohm & Haas Texas | 1900 Tidal Rd | Deer Park | TX | 77536 | Harris | CN600131395 | RN100223205 | Upgrade the current system with a new Dekoron Preinsulated Tubing Bundles. | A positive use determination of 100% for the analyzer sampler system. | 2001-02-21 | 68000 | 100
5040 | T1 | Rohm & Haas Texas Inc | Rohm & Haas Texas | 1900 Tidal Rd | Deer Park | TX | 77536 | Harris | CN600131395 | RN100223205 | Rebuilt and recoated the sulfuric acid pad. | A positive use determination of 100% for the project to upgrade the sulfuric acid unloading pad. | 2001-02-21 | 8000 | 100
5041 | T1 | Texas Ultra Pure Inc | Texas Ultra Pure Inc - Houston | 8615 Manchester | Houston | TX | 77262 | Harris | Insuffucient Information | Insuffucient Information | H2SO4 Building Scrubber - scrubber system designed to prevent releases of H2SO4. | A positive use determination of 100% for the H2SO4 Building Scrubber. | 2001-02-21 | 46627 | 100
5042 | T1 | Texas Ultra Pure Inc | Texas Ultra Pure Inc - Mansfield | 100 Us Hwy 287 N | Mansfield | TX | 76063 | Tarrant | CN604858035 | RN100785641 | Purchased spare parts for the chiller. Installed the HCL fill line. Installed a re-treatment scrubber. Installed a scrubber. Installed vents - drum washer and ICPMAS to above scrubber. | A positive use determination of 100% for the following projects: spare parts for the chiller; HCL fill line; re-treatment scrubber; scrubber; and vents - drum washer and ICPMAS. | 2001-02-21 | 212089 | 100
5043 | T3 | Shell Deer Park Refining Limited Prtshp | Shell Deer Park - Refinery | 5900 Hwy 225 | Deer Park | TX | 77536 | Harris | CN602641664 | RN104660915 | 1. Sulfur recovery unit 8(SR8) - sulfur recovery and ammonia conversion to nitrogen and steam. 2. Distillate hydrotreater (DHT) - hydrogen sulfide removal, VOC and sour water recovery, fugitives capture. 3. Post fractionation (post frac) - Continuous emission monitoring systems, low NOx burners, fugitive capture, VOC destruction, emission stack, paving, welded pipe joints, concrete lined piping, and vapor/liquid recovery. | A positive use determination of 19% for the SRU and the amine absorber with related piping, pumps, and steam header; 50% for the Vent Interstage KO Drum; and 100% for the SCOT Unit and the pollution control property associated with the Distillate Hydrotreater and the Post Fractionator. | 2001-04-27 | 29368500 | 100
5044 | T3 | Valero Refining Company - Texas | Valero Texas City Refinery | 1301 Loop 197 South | Texas City | TX | 77590 | Galveston | CN600127468 | RN100238385 | Distillate Hydrotreater at the Texas City Refinery. | Returned for failure to respond to a deficiency letter. | 2001-04-25 | 5525000 | 100
5045 | T3 | Valero Refining Company - Texas | Valero Texas City Refinery | 1301 Loop 197 South | Texas City | TX | 77590 | Galveston | CN600127468 | RN100238385 | Installation of residfiner which was purchased from Dow Oyster Creek facility. | A positive use determination of 100% for the amine system. | 2001-04-05 | 80543000 | 100
5046 | T2 | Baytown Energy Center LP | Baytown Energy Center LP | 8605 FM 1405 Road | Baytown | TX | 77521 | Chambers | CN600376073 | RN100226067 | The following property: Demisters A, B, & C. Selective Catalytic Reduction Systems A, B, & C. Water/Steam injection for turbines A, B, & C. Secondary containment. CPI separator. Cooling Tower. Combustor bypass vales A, B, & C. Combustion turbine inlet guide vanes A, B, & C. | A positive use determination of 100% for the Demisters A, B, & C. Selective Catalytic Reduction Systems A, B, & C. Water/Steam injection for turbines A, B, & C. Secondary containment. CPI separator. Cooling Tower. Combustor bypass vales A, B, & C. Combustion turbine inlet guide vanes A, B, & C. | 2001-04-25 | 17478069 | 100
5047 | T1 | Packaging Corporation Of America | Packaging Corp Plant 32 | 9200 Old McGregor Rd | Waco | TX | 76712 | McLennan | CN600129944 | RN100218866 | Installed the following items: Waste Water Treatment System. Continuous Emission Monitors. Compactors, Balers, Shredders. Activated Carbon System. Solvent Recovery Systems. | A positive use determination of 100% for the compactors, balers, shredders, and scrap conveyors used to prepare scrap for recycling; the waste water treatment system used to treat water from the clay coating process; the carbon beds used to remove VOCs generated by the solvent cleaning process; the solvent recovery system; and the monitors installed to monitor emissions from the machines and the manufacturing process. | 2001-04-20 | 1025000 | 100
5048 | T1 | La Gloria Oil & Gas Company | La Gloria Oil & Gas Refinery | 1125 McMurrey Dr | Tyler | TX | 75702 | Smith | CN602831232 | RN100222512 | Several storage tank related projects. Replaced the floating roof in Tank 63. Repaired the floating roof and seals in tanks 116, and 163. Replaced the seals in tanks 3, 30, 31, and 62. | A positive use determination of 100% for the internal floating roof installed in tank 63; the repair of the roof and seals on tanks 116 & 163; and the replacement seals for tanks 3, 30, 31, & 62. | 2001-02-15 | 173055 | 100
5049 | T1 | La Gloria Oil & Gas Company | La Gloria Oil & Gas Refinery | 1125 McMurrey Dr | Tyler | TX | 75702 | Smith | CN602831232 | RN100222512 | Installed concrete discharge structures at stormwater outfalls 3 - 12. | A positive use determination of 100% for the concrete discharge structures installed at stormwater outfalls 3 -- 12. | 2001-02-15 | 14000 | 100
5050 | T1 | La Gloria Oil & Gas Company | La Gloria Oil & Gas Refinery | 1125 McMurrey Dr | Tyler | TX | 75702 | Smith | CN602831232 | RN100222512 | Project to abate asbestos from the thermal heaters and boiler area. | A positive use determination of 100% for the asbestos abatement project. | 2001-02-15 | 100000 | 100
5051 | T1 | La Gloria Oil & Gas Company | La Gloria Oil & Gas Refinery | 1125 McMurrey Dr | Tyler | TX | 75702 | Smith | CN602831232 | RN100222512 | Installed an air compressor for the groundwater recovery system. | A positive use determination of 100% for the Air Compressor installed for the groundwater recovery system. | 2001-02-15 | 22260 | 100
5052 | T1 | Mitchell Gas Services LP | Mitchell Gas Katy Compressor | Field Location | Waller County | TX | 77492 | Waller | CN601586381 | RN101973006 | Installed catalytic converters on the two compressors at the Katy Compressor site. | A positive use determination of 100% for the 2 catalytic convertors. | 2001-02-15 | 30000 | 100
5053 | T1 | Mitchell Gas Services LP | Madison Gas Plant | 1 M W of FM 2865 | North Zulch | TX | 77872 | Madison | CN601586381 | RN101698223 | Installed a catalytic converter on a compressor at the Madison Gas Plant.. | A positive use determination of 100% for the catalytic convertor. | 2001-02-15 | 15000 | 100
5054 | T1 | Mitchell Gas Services LP | Sallie Odom & Stewman Compressor Sites | Various Field Locations | Runnels County | TX | 76821 | Runnels | CN601320484 | RN100210285 | Installed catalytic converters on one compressor at the Sallie Odom and two compressors at Stewman. | A positive use determination of 100% for the catalytic convertors. | 2001-02-15 | 45000 | 100
5055 | T1 | Mitchell Gas Services LP | Hwy 108 & Lone Camp Storage |  | Erath County | TX | 76401 | Erath | CN601320484 | Insufficient Information | Installed catalytic converters on two compressors at the Lone Camp Storage Reservoir.. Installed a Caterpillar 3516 lean burn engine on a compressor at the Hwy 108 site. | A positive use determination of 100% for the catalytic convertors and a positive use determination of 20% for the lean burn engine. | 2001-02-15 | 65434 | 100
5056 | T1 | Mitchell Gas Services LP | Garner Mainline Compressor | Field Location | Garner | TX | 76086 | Parker | CN601320484 | RN102699550 | Installed a catalytic converter on a compressor at the Garner Mainline site. | A positive use determination of 100% for the catalytic convertor. | 2001-02-15 | 15000 | 100
5057 | T1 | Mitchell Gas Services LP | Brazos Northwest #6 | Field Location | Robertson County | TX | 77856 | Robertson | Insufficient Information | Insufficient Information | Installed a catalytic converter on a compressor at the Brazos Northwest #6 site. | A positive use determination of 100% for the catalytic convertor. | 2001-02-15 | 15000 | 100
5058 | T1 | Mitchell Gas Services LP | Judy K And Parramore | Field Location | Runnels County | TX | 76821 | Runnels | CN601544984 | RN101296960 | Installed a catalytic converter on a compressor at the Judy K site and an air/fuel ratio controller on a compressor at the Parramore site. | A positive use determination of 100% for the catalytic convertor and the air/fuel ratio controller. | 2001-02-15 | 24800 | 100
5059 | T1 | Mitchell Gas Services LP | Moro Compressor Site | Field Location | Taylor County | TX | 79604 | Taylor | Insufficient Information | Insufficient Information | Installed a catalytic converter on a compressor at the Moro Compressor site. | A positive use determination of 100% for the catalytic convertor. | 2001-02-15 | 15000 | 100
5060 | T1 | Mitchell Gas Services LP | Barton Chapel And Gibtown | Field Location | Jacksboro | TX | 76458 | Jack | CN601586381 | Insufficient Information | Installed a catalytic converter on a compressor at the Gibtown. Installed MEP 8GTX lean burn engines on two compressors at the Barton Chapel Plant. | A positive use determination of 100% for the catalytic convertors and a positive use determination of 20% for the lean burn engines. | 2001-02-15 | 95000 | 100
5061 | T1 | Mitchell Gas Services LP | Bridgeport Processing Plant | 415 County Rd 3502 | Bridgeport | TX | 76426 | Wise | CN601320484 | RN100223619 | The following equipment was added at the Bridgeport facility as a part of the project to add a fourth processing plant to the facility: Refrigeration Compressor (1); Residue Compressors (3); Generators (5) and a flare vent stack. The compressors and generators were outfitted with lean burn engines. The residue compressors were also outfitted with catalytic oxidizers and air/fuel ratio controllers. | A positive use determination of 100% for the catalytic convertors, the flare, and the air/fuel ratio controller and a positive use determination of 20% for the lean burn engines. A negative determination for the land. Only that land which is used as pollution control property or which houses only pollution control property is eligible for a positive use determination. | 2001-02-15 | 2110987 | 100
5062 | T1 | Mitchell Gas Services LP | Various Brazos County | Field Locations | Brazos County | TX | 77802 | Brazos | Insufficient Information | Insufficient Information | Installed 2 catalytic converters, 7 Caterpillar 3516 Lean Burn Engines, and one Superior 8GTLE Lean Burn Engine on compressors at Apache #1, Apache #2, and Batts Ferry. | A positive use determination of 100% for the catalytic convertors and a positive use determination of 20% for the lean burn engines. | 2001-02-15 | 313475 | 100
5063 | T1 | Mitchell Gas Services LP | May Compressor Station | CR 425 1.8 M S of FM 583 | May | TX | 76857 | Brown | Insufficient Information | Insufficient Information | Installed a catalytic converter on a compressor. | A positive use determination of 100% for the catalytic convertors. | 2001-02-15 | 30000 | 100
5064 | T1 | Mitchell Gas Services LP | Burleson County | Various Field Locations | Burleson County | TX | 77836 | Burleson | Insufficient Information | Insufficient Information | Compressors at the Getty #3 site had air/fuel ratio controller and a catalytic convertor installed. The Lyons #1 compressor had a air/fuel ratio controller installed. The Lyons #2, Ratcliff, TunisA, TunisC and Tunis F compressors were outfitted with lean burn engines. | A positive use determination of 100% for the catalytic convertors and the air/fuel ratio controllers and a positive use determination of 20% for the lean burn engines. | 2001-02-15 | 305903 | 100
5065 | T1 | Mitchell Gas Services LP | Coke County | Various Field Locations | Coke County | TX | 76945 | Coke | Insufficient Information | Insufficient Information | The Fort Chandbourne and IAB compressors had catalytic convertors installed. One compressor at the Jameson Plant had a catalytic convertor installed. Two compressors at the Jaeson Plant had lean burn engines installed. | A positive use determination of 100% for the catalytic convertors and a positive use determination of 20% for the lean burn engines. | 2001-02-15 | 250869 | 100
5066 | T1 | Mitchell Gas Services LP | Glen Cove & Talpa | Various Field Locations | Coleman County | TX | 76834 | Coleman | Insufficient Information | Insufficient Information | The Glen Cove compressor had a catalytic converter installed and the compressor at Talpa had an air/fuel ratio controller. | A positive use determination of 100% for the catalytic convertors and the air/fuel ratio controller. | 2001-02-15 | 24800 | 100
5067 | T1 | Mitchell Gas Services LP | Eastland County | Field Location | Eastland County | TX | 76448 | Eastland | Insufficient Information | Insufficient Information | The Pumpkin Center compressor has a catalytic converter installed. | A positive use determination of 100% for the catalytic convertors. | 2001-02-15 | 15000 | 100
5068 | T1 | Mitchell Gas Services LP | Morgan Mill Plant | Da Percy Survey, A-611 | Erath County | TX | 76401 | Erath | Insufficient Information | Insufficient Information | Two compressors at Morgan Mill had catalytic convertors installed and one compressor was outfitted with a lean burn engine. | A positive use determination of 100% for the catalytic convertors installed on the two compressors and a positive use determination of 20% for the lean burn engine installed on a compressor. | 2001-02-15 | 66000 | 100
5069 | T1 | Mitchell Gas Services LP | Armour#2 & Tapa | Various Field Locations | Grimes County | TX | 77830 | Grimes | Insufficient Information | Insufficient Information | Installed a catalytic converter on a compressor at the Armour #2 site and a Caterpillar 3516 lean burn engine on a compressor at TMPA. | A positive use determination of 100% for the catalytic convertor and a positive use determination of 20% for the lean burn engine. | 2001-02-15 | 50434 | 100
5070 | T1 | Alcoa Inc | Alcoa Rockdale | 5 M S On FM 1786 | Rockdale | TX | 76567 | Milam | CN605253749 | RN103785846 | Installed a skid steer with a hydraulic hammer for the removal of spent potlining material from the vapor barrier steel. Spent potlining is a listed hazardous waste. | A positive use determination of 100% for the skid steer with hydraulic hammer. | 2001-02-15 | 65000 | 100
5071 | T1 | Alcoa Inc | Alcoa Rockdale | 5 M S On FM 1786 | Rockdale | TX | 76567 | Milam | CN605253749 | RN103785846 | Installed a Variable Frequency Drives on 24 rotary vane feeders, flow sensors on four air slides and improved bed level monitoring for the A-398s at Lines 7 & 8. | A positive use determination of 100% for the Variable Frequency Drives on the 24 rotary vane feeders, the flow sensors on four air slides and improved bed level monitoring for the A-398s at Lines 7 & 8. | 2001-03-12 | 175000 | 100
5072 | T1 | Alcoa Inc | Alcoa Rockdale | 5 M S On FM 1786 | Rockdale | TX | 76567 | Milam | CN605253749 | RN103785846 | Installed software to provide data from Lines 3 and 6 Electrostatic Precipitators to the fume control operators terminal and to Plant Information System. The system includes: primary voltage, primary current, secondary voltage, secondary current, and sparks per minute for each of the 15 transformer/rectifier set on the nine ESPs. | A positive use determination of 100% for the software which was installed. | 2001-02-23 | 150000 | 100
5073 | T1 | Alcoa Inc | Alcoa Rockdale | 5 M S On FM 1786 | Rockdale | TX | 76567 | Milam | CN605253749 | RN103785846 | Installed an oil mist lubrication system for the equipment in 10 West Courtyard. | A positive use determination of 100% for the oil mist lubrication system and the scrubber water return pumps. | 2001-03-12 | 110000 | 100
5074 | T1 | Alcoa Inc | Alcoa Rockdale | 5 M S On FM 1786 | Rockdale | TX | 76567 | Milam | CN605253749 | RN103785846 | Installed continuous roof emission data displays and audible alarms for six potlines. | A positive use determination of 100% for the Potline Roof Emission Displays. | 2001-02-15 | 115000 | 100
5075 | T1 | Alcoa Inc | Alcoa Rockdale | 5 M S On FM 1786 | Rockdale | TX | 76567 | Milam | CN605253749 | RN103785846 | Installed long path technology environmental air monitoring equipment for the roof monitoring in Line 5. The equipment consists of an ultraviolet differential optical absorption spectrometer. | A positive use determination of 100% for the ultraviolet differential optical absorption spectrometer and the optical scintillometer. | 2001-02-15 | 245000 | 100
5076 | T1 | Alcoa Inc | Alcoa Rockdale | 5 M S On FM 1786 | Rockdale | TX | 76567 | Milam | CN605253749 | RN103785846 | Installed a pot draft air flow monitoring system, an alumina continuous feed system, alumina flow monitoring, SO2 monitoring, and power for the portable Boreal hydrogen fluoride monitor on Line 5. | A positive use determination of 100% for the pot draft air flow monitoring system, the alumina continuous feed system, the alumina flow monitoring, SO2 monitoring, and power for the portable Boreal hydrogen fluoride monitor on Line 5. | 2001-03-12 | 240000 | 100
5077 | T1 | Alcoa Inc | Alcoa Rockdale | 5 M S On FM 1786 | Rockdale | TX | 76567 | Milam | CN605253749 | RN103785846 | Purchased and installed a roof monitoring emissions measuring system in Line 3 Room 14, Line 6 Room 24, and Line 8 Room 132. The equipment will consist of an ultraviolet differential optical absorption spectrometer and an optical scintillometer. | A positive use determination of 100% for the ultraviolet differential optical absorption spectrometer, the optical scintillometer and the gaseous fluoride monitors. | 2001-02-15 | 1100000 | 100
5078 | T1 | Alcoa Inc | Alcoa Rockdale | 5 M S On FM 1786 | Rockdale | TX | 76567 | Milam | CN605253749 | RN103785846 | Replaced an existing baghouse. | A positive use determination of 100% for the replacement baghouse. | 2001-02-15 | 240000 | 100
5079 | T1 | Alcoa Inc | Alcoa Rockdale | 5 M S On FM 1786 | Rockdale | TX | 76567 | Milam | CN605253749 | RN103785846 | Installed separated overfire air equipment on Boiler #3. | A positive use determination of 100% for the separated overfire air equipment for Boiler #3. | 2001-02-15 | 2040000 | 100
5080 | T1 | Alcoa Inc | Alcoa Rockdale | 5 M S On FM 1786 | Rockdale | TX | 76567 | Milam | CN605253749 | RN103785846 | Installed separated overfire air equipment on Boiler #1. | A positive use determination of 100% for the separated overfire air equipment for Boiler #1. | 2001-02-15 | 2000000 | 100
5081 | T1 | Alcoa Inc | Alcoa Rockdale | 5 M S On FM 1786 | Rockdale | TX | 76567 | Milam | CN605253749 | RN103785846 | Installed a NOx, CO, and O2 analyzer to enable plant operators and control/data systems to have NOx, CO and O2 data for NOx control. | A positive use determination of 100% for the NOx, CO and O2 analyzers. | 2001-02-15 | 150000 | 100
5082 | T1 | Alcoa Inc | Alcoa Rockdale | 5 M S On FM 1786 | Rockdale | TX | 76567 | Milam | CN605253749 | RN103785846 | Installed monitors and controls to ensure that excess chlorine levels do not discharge to the Alcoa Treatment System. | A positive use determination of 100% for the Chlorination Monitoring System. | 2001-03-16 | 225000 | 100
5083 | T1 | Alcoa Inc | Alcoa Rockdale | 5 M S On FM 1786 | Rockdale | TX | 76567 | Milam | CN605253749 | RN103785846 | Purchased five electric pumps and barges for use in controlling water associated with mining activities. | A positive use determination of 100% for the five electric pumps and barges. | 2001-03-16 | 176000 | 100
5084 | T1 | The Lubrizol Corporation | Lubrizol Deer Park | 41 Tidal Rd | Deer Park | TX | 77536 | Harris | CN600269617 | RN100221589 | See the attached property description. | A positive use determination of 100% for the sulfurized olefin unit flare revisions, installation of rupture pin devices, FOT-1 vent revisions, carbonator deck vent revisions, storage tank M-37 vent revisions, 120/121 unit flare revisions, P-50 vacuum pumps revisions, incinerators Fl-05 & Fl-04 revisions, Tanks J-72, -73 vent revisions, tank D-29 conservation vent, filter aid bulk bag system, poly plant flare valve replacement, anglamol unit emission control equipment, process tank revisions, combustible gas detectors, portable gas detectors, purchase of spare mag drive pumps for various units, S-17 scrubber rebuild, BL-33 vent revisions, MAA storage vent revisions, Tank SS-26 vent revisions, belt press odorizing system, poly plant vent revisions for P-12 & P-36A, sample taps for vent sampling, S-48 tower demister, vent revision for API separators, waste container structure, resurface MUA unit, replace earthen dike at OS-10, resurface acid unit, A/B track 12-13 collection sump, drum oil skimmers, concrete paving for stormwater control, effluent system pump upgrades, aeration basin mixing improvements, and modifications ot lime slurry process. | 2001-03-16 | 1850503 | 100
5085 | T1 | Exxon Mobil Corporation | ExxonMobil Refinery - Beaumont | End of Burt Street | Beaumont | TX | 77704 | Jefferson | CN600123939 | RN102450756 | Installed NOx controls; consisting of water injection and flue gas recirculation, and NOx continuous emission monitoring systems; on boilers. | A positive use determination of 100% for the low NOx controls installed on the boilers. | 2001-02-15 | 1750000 | 100
5086 | T1 | Huntsman LLC | Huntsman Dayton Plant | Us Hwy 90 | Dayton | TX | 77535 | Liberty | CN600632848 | RN100225721 | Purchased and installed materials to replace an atmospheric reactor/blender to allow it to vent to a vapor control system. | A positive use determination of 100% for the project to replace the atmospheric reactor/blender. | 2001-02-15 | 240330 | 100
5087 | T1 | Huntsman LLC | Huntsman Dayton Plant | Us Hwy 90 | Dayton | TX | 77535 | Liberty | CN600632848 | RN100225721 | Installed a knockout pot on vent suction line, changed control chemical and modified piping and instrumentation. | A positive use determination of 100% for the blower knockout pot and recycle line. | 2001-02-15 | 52860 | 100
5088 | T1 | Huntsman LLC | Huntsman Conroe Plant | Jefferson Chemical Rd | Conroe | TX | 77301 | Montgomery | CN600632848 | RN100219740 | Purchased and installed materials to replace aerators used in on-site biological wastewater treatment system. | A positive use determination of 100% for the replacement pond aerators. | 2001-02-15 | 302444 | 100
5089 | T1 | Huntsman LLC | Huntsman Conroe Plant | Jefferson Chemical Rd | Conroe | TX | 77301 | Montgomery | CN600632848 | RN100219740 | Purchased and installed materials to ensure that the water scrubber used to control vapors generated during unloading of ammonia tankcars does not become overpressured. | A positive use determination of 100% for the project to upgrade the water scrubber. | 2001-02-15 | 43455 | 100
5090 | T1 | Huntsman LLC | Huntsman Conroe Plant | Jefferson Chemical Rd | Conroe | TX | 77301 | Montgomery | CN600632848 | RN100219740 | Installed materials needed to maintain the temperature of the scrubber solution for the caustic scrubber used to control vapors. | A positive use determination of 100% for the project to provide temperature control for the scrubber solution. | 2001-02-15 | 191659 | 100
5091 | T1 | Huntsman LLC | Huntsman Jefferson County | 4241 Savannah Ave | Port Arthur | TX | 77640 | Jefferson | CN603603093 | RN103033189 | Benzene Product Cooler: provide piping which will allow existing coolers 3E-13 and 3E-13 A/B to keep tanks 4856, 4866, and 4880 under 100F as required by permit. | A positive use determination of 100% for the project to piping to allow existing coolers 3E-13 and 3E-13 A/B to cool tanks 4856, 4866, and 4880. | 2001-02-15 | 46000 | 100
5092 | T1 | Huntsman LLC | Huntsman Jefferson County | 4241 Savannah Ave | Port Arthur | TX | 77640 | Jefferson | CN603603093 | RN103033189 | A&O PLant - Regeneration Heater Fuel Gas Meter: Installed a flow meter. | A positive use determination of 100% for the fuel gas flow meter. | 2001-02-15 | 9000 | 100
5093 | T1 | Huntsman LLC | Huntsman Jefferson County | 4241 Savannah Ave | Port Arthur | TX | 77640 | Jefferson | CN603603093 | RN103033189 | A&O PLant - Estimated Flow Discharge into Canal: Provided flow switched to record the time that pumps are operating. | A positive use determination of 100% for the flow switches for stormwater control. | 2001-02-15 | 44000 | 100
5094 | T1 | Huntsman LLC | Huntsman Jefferson County | 4241 Savannah Ave | Port Arthur | TX | 77640 | Jefferson | CN603603093 | RN103033189 | A&O Plant - Installed on-line TOC analyzer on the water stream to tank 4884. | A positive use determination of 100% for the on-line total organic carbon analyzers. | 2001-02-15 | 64000 | 100
5095 | T1 | Huntsman LLC | Huntsman Jefferson County | 4241 Savannah Ave | Port Arthur | TX | 77640 | Jefferson | CN603603093 | RN103033189 | A&O Plant: Constructed containment levee around pumps 21P-104 & S. | A positive use determination of 100% for the containment levee for pumps 21P-104 & S. | 2001-02-15 | 14000 | 100
5096 | T1 | Huntsman LLC | Huntsman Jefferson County | 4241 Savannah Ave | Port Arthur | TX | 77640 | Jefferson | CN603603093 | RN103033189 | A&O Plant - rerouted the overflow line and existing drain lines on the fuel loading racks #3 & #5 to existing tankage. | A positive use determination of 100% for the fuel oil loading rack overfill containment.. | 2001-02-15 | 84000 | 100
5097 | T1 | Huntsman LLC | Huntsman Jefferson County | 4241 Savannah Ave | Port Arthur | TX | 77640 | Jefferson | CN603603093 | RN103033189 | A&O Plant: Constructed containment levee around pumps 34P-118 A/B/S. | A positive use determination of 100% for the containment levee. | 2001-03-07 | 32000 | 100
5098 | T1 | Huntsman LLC | Huntsman Jefferson County | 4241 Savannah Ave | Port Arthur | TX | 77640 | Jefferson | CN603603093 | RN103033189 | A & O Plant: installed a pressure indicator on the UDEX Stripper to allow the operator to lower tower pressure before PRV opens. | A positive use determination of 100% for the pressure indicator. | 2001-03-07 | 12000 | 100
5099 | T1 | Huntsman LLC | Huntsman Jefferson County | 4241 Savannah Ave | Port Arthur | TX | 77640 | Jefferson | CN603603093 | RN103033189 | A & O Plant: installed a pressure indicator on the sulfur guard bed to avoid overfilling the vessel and sending liquid extract to the flare.. | A positive use determination of 100% for the pressure indicator. | 2001-03-07 | 18000 | 100
5100 | T1 | Huntsman LLC | Huntsman Jefferson County | 4241 Savannah Ave | Port Arthur | TX | 77640 | Jefferson | CN603603093 | RN103033189 | A&O Plant: provided a new safing station and upgraded three existing stations to the LOU flare from the Pyronaptha Hydrogeneration Unit (PHU). | A positive use determination of 100% for the safing isolation station and the upgrade to the three existing stations. | 2001-03-07 | 97000 | 100
5101 | T1 | Huntsman LLC | Huntsman Jefferson County | 4241 Savannah Ave | Port Arthur | TX | 77640 | Jefferson | CN603603093 | RN103033189 | A&O Plant - provided tie-ins to the flare for safing equipment at the shipping pump area. | A positive use determination of 100% for the safing isolation station and the upgrade to the tie-ins to the flare. | 2001-03-07 | 32000 | 100
5102 | T1 | Huntsman LLC | Huntsman Jefferson County | 4241 Savannah Ave | Port Arthur | TX | 77640 | Jefferson | CN603603093 | RN103033189 | A&O Plant - provided piping to connect low point drains from the hydrogenation reactors 10F 695 A/B to the GHU charge drum 10F 601. | A positive use determination of 100% for the GHU Rx's Bleeder Revision. | 2001-03-07 | 35000 | 100
5103 | T1 | Huntsman LLC | Huntsman Jefferson County | 4241 Savannah Ave | Port Arthur | TX | 77640 | Jefferson | CN603603093 | RN103033189 | A&O Plant - rerouted 21P 101/S TRV discharge from the atmosphere when it relieves, back into naphtha pipeline system. | A positive use determination of 100% for the project to re-route the 21P 101/S TRV discharge. | 2001-03-07 | 1500 | 100
5104 | T1 | Huntsman LLC | Huntsman Jefferson County | 4241 Savannah Ave | Port Arthur | TX | 77640 | Jefferson | CN603603093 | RN103033189 | A&O PLant - provided an internal floating roof for Tank 33757. | A positive use determination of 100% for the internal floating roof for tank 33757. | 2001-03-07 | 45000 | 100
5105 | T1 | Huntsman LLC | Huntsman Jefferson County | 6001 Hwy 366 | Port Neches | TX | 77651 | Jefferson | CN603603093 | RN100219252 | C4 Plant - API Discharge Drainage System: Installed piping and new sump to increase the capacity of the API Separator. | A positive use determination of 100% for the project to increase the pumping capacity of the discharge drainage system. | 2001-03-07 | 159000 | 100
5106 | T1 | Huntsman LLC | Huntsman Jefferson County | 6001 Hwy 366 | Port Neches | TX | 77651 | Jefferson | CN603603093 | RN100219252 | C4 Plant - Installed a new designed steam stripper for the wastewater unit. | A positive use determination of 100% for the steam stripper. | 2001-03-07 | 3095866 | 100
5107 | T1 | Huntsman LLC | Huntsman Jefferson County | 6001 Hwy 366 | Port Neches | TX | 77651 | Jefferson | CN603603093 | RN100219252 | C4 Plant - Provided a vent recovery system for the Block 4 Vent Gas Compressor. | A positive use determination of 50% for the vent recovery system. | 2001-03-07 | 183000 | 100
5108 | T1 | Huntsman LLC | Huntsman Jefferson County | 6001 Hwy 366 | Port Neches | TX | 77651 | Jefferson | CN603603093 | RN100219252 | C4 Plant - provided new flare valve positioners on the C4 Plant Flare. | A positive use determination of 100% for the new flare positioners on the C4 Plant Flare. | 2001-03-07 | 9000 | 100
5109 | T1 | Huntsman LLC | Huntsman Jefferson County | 6001 Hwy 366 | Port Neches | TX | 77651 | Jefferson | CN603603093 | RN100219252 | C4 Plant - provided pumps/piping to enable water drawn from butadiene tanks to be transferred in a closed system. | A positive use determination of 100% for the pumps and piping. | 2001-03-07 | 718000 | 100
5110 | T1 | Huntsman LLC | Huntsman Jefferson County | 6001 Hwy 366 | Port Neches | TX | 77651 | Jefferson | CN603603093 | RN100219252 | O & O Plant - installed a hard-pipe to transfer laboratory waste water to the waste water treatment plant. | A positive use determination of 100% for the pump lift station, piping and instrumentation. | 2001-03-07 | 125000 | 100
5111 | T1 | Huntsman LLC | Huntsman Jefferson County | 6001 Hwy 366 | Port Neches | TX | 77651 | Jefferson | CN603603093 | RN100219252 | O&O Plant - retrofitted burners for boilers HK-7 and HK-8. | A positive use determination of 100% for the project to retrofit the burners for Boilers HK-7 & HK-8. | 2001-03-07 | 362000 | 100
5112 | T1 | Huntsman LLC | Huntsman Jefferson County | 6001 Hwy 366 | Port Neches | TX | 77651 | Jefferson | CN603603093 | RN100219252 | O&O Plant - installed closed loop sampling system where the refinery grade propylene samples are piped back into the process. | A positive use determination of 50% for the closed loop sampling system. | 2001-03-07 | 9000 | 100
5113 | T1 | Huntsman LLC | Huntsman Jefferson County | 6001 Hwy 366 | Port Neches | TX | 77651 | Jefferson | CN603603093 | RN100219252 | O&O Plant - installed rupture discs with related piping where the PRV's have relieved. | A positive use determination of 100% for the rupture discs and related piping. | 2001-03-07 | 11800 | 100
5114 | T1 | Huntsman LLC | Huntsman Jefferson County | 6001 Hwy 366 | Port Neches | TX | 77651 | Jefferson | CN603603093 | RN100219252 | O&O Plant - installation of Saab level control for Tank T-E6-36. | A positive use determination of 100% for the Saab Level Control System. | 2001-03-07 | 18000 | 100
5115 | T1 | Huntsman LLC | Huntsman Jefferson County | 6001 Hwy 366 | Port Neches | TX | 77651 | Jefferson | CN603603093 | RN100219252 | O&O Plant - provide improved drainage of the E-2 process sewer and concrete slab at the E-2 Unit. | A positive use determination of 100% for the concrete slab and process sewer revisions. | 2001-03-07 | 43000 | 100
5116 | T1 | Huntsman LLC | Huntsman Jefferson County | 6001 Hwy 366 | Port Neches | TX | 77651 | Jefferson | CN603603093 | RN100219252 | O&O Plant - installed a new mechanical seal on agitator R-E3-47. | A positive use determination of 100% for the new mechanical seal. | 2001-03-07 | 49000 | 100
5117 | T1 | Huntsman LLC | Huntsman Jefferson County | 6001 Hwy 366 | Port Neches | TX | 77651 | Jefferson | CN603603093 | RN100219252 | O&O Plant - installed a level control switch to provide a steady flow of waste water from E-6 moat to the waste water treatment plant. | A positive use determination of 100% for the level control switch. | 2001-03-07 | 12000 | 100
5118 | T1 | Huntsman LLC | Huntsman Jefferson County | 6001 Hwy 366 | Port Neches | TX | 77651 | Jefferson | CN603603093 | RN100219252 | O&O Plant - restored concrete, installed a liner, changed pump seal and constructed an earthen levee at the north end of pump area. | A positive use determination of 100% for the restored concrete, the liner, the changed pump seal and the earthen levee. | 2001-03-07 | 41700 | 100
5119 | T1 | Huntsman LLC | Huntsman Jefferson County | 6001 Hwy 366 | Port Neches | TX | 77651 | Jefferson | CN603603093 | RN100219252 | O&O Plant - provided containment under T/C loading area at E-7 loading rack. | A positive use determination of 100% for the containment provided under the T/C loading area at E7 loading rack. | 2001-03-07 | 30000 | 100
5120 | T1 | Huntsman LLC | Huntsman Jefferson County | 6001 Hwy 366 | Port Neches | TX | 77651 | Jefferson | CN603603093 | RN100219252 | O&O Plant - provided a new containment slab at T-E4-35, T-E4-36 and T-E4-37 tank area. | A positive use determination of 100% for the new containment slab provided at T-E4-35, T-E4-36 & T-E4-37 tank area. | 2001-03-07 | 62000 | 100
5121 | T1 | Huntsman LLC | Huntsman Jefferson County | 6001 Hwy 366 | Port Neches | TX | 77651 | Jefferson | CN603603093 | RN100219252 | O&O Plant - Installed concrete lining, with culverts, catch basins, and sluice gate in existing earthen ditch along 5th street. | A positive use determination of 100% for the project to upgrade the Fifth Street Ditch. | 2001-03-07 | 459000 | 100
5122 | T1 | Huntsman LLC | Huntsman Jefferson County | 6001 Hwy 366 | Port Neches | TX | 77651 | Jefferson | CN603603093 | RN100219252 | O&O Plant - Upgraded the F6-G6 wastewater system to prevent carryover of oils from the unit to the PV-9 Pond. | A positive use determination of 100% for the F6-G6 Waste Water System Upgrade. | 2001-03-07 | 536000 | 100
5123 | T1 | Huntsman LLC | Huntsman Jefferson County | 6001 Hwy 366 | Port Neches | TX | 77651 | Jefferson | CN603603093 | RN100219252 | O&O PLant - repaired the existing ditch and slopes and provided a cement lining for the southside of A Street ditch. | A positive use determination of 100% for the project to cement line the south side of the "A" street ditch. | 2001-03-07 | 26000 | 100
5124 | T1 | Equistar Chemicals LP | Equistar Channelview | 8280 Sheldon Rd | Channelview | TX | 77530 | Harris | CN600124705 | RN100542281 | Replaced two open air vats used to add butylated hydroxy toluene to product streams with a closed additive system. | A positive use determination of 100% for the BHT additive closed system. | 1999-04-01 | 315000 | 100
5125 | T1 | Equistar Chemicals LP | Equistar Channelview | 8280 Sheldon Rd | Channelview | TX | 77530 | Harris | CN600124705 | RN100542281 | Replaced the OP II Olefins flare tip. Made piping changes to connect the production unit to an alternative flare stack. Made modifications at the flare header piping to isolate the stack during tip replacements. | A positive use determination of 100% for the OP II Olefins Unit flare tip replacement and the flare stack and piping modifications. | 1999-04-01 | 1855000 | 100
5126 | T1 | Equistar Chemicals LP | Equistar Channelview | 8280 Sheldon Rd | Channelview | TX | 77530 | Harris | CN600124705 | RN100542281 | Similar projects in the IPOH Unit, SMA Mid-Plant Area, Poly BD Unit and East Utilities area addresses secondary containment by installation of ditch gate valves, curbs and pads at valve sites, paving to close drainage loops, ditch paving and other work. | A positive use determination of 100% for the paving, pads, ditch paving, curbing and valves. | 1999-04-01 | 326000 | 100
5127 | T1 | Equistar Chemicals LP | Equistar Channelview | 8280 Sheldon Rd | Channelview | TX | 77530 | Harris | CN600124705 | RN100542281 | Replaced the Alkylation Unit flare knockout drum. | A positive use determination of 100% for the project to replace the Alkylation Unit flare knock out drum. | 1999-04-01 | 700000 | 100
5128 | T1 | Equistar Chemicals LP | Equistar Channelview | 8280 Sheldon Rd | Channelview | TX | 77530 | Harris | CN600124705 | RN100542281 | Added a new vent compressor sized to increase VOC recovery, allowing fewer environmental excursions of C4 hydrocarbons currently vented to the flare. | A positive use determination of 50% for the new vent compressor. | 1999-04-01 | 2736000 | 100
5129 | T1 | Equistar Chemicals LP | Equistar Channelview | 8280 Sheldon Rd | Channelview | TX | 77530 | Harris | CN600124705 | RN100542281 | Installed a fully automated trip system for the two olefins units to prevent releases due to overloading the flares. New multiple pressure transmitters to monitor the fractionation towers. Solenoid valves added to the reboiler steam valves trip steam out of towers. Transmitters and solenoids are wired to a failsafe controller with installation in respective control rooms. | A positive use determination of 100% for the Fractionation Towers Shut Down System. | 1999-04-01 | 650000 | 100
5130 | T1 | Rhodia Inc | Rhodia Inc | 3439 Park St | Baytown | TX | 77520 | Harris | CN600125330 | RN100211317 | Purchase and installation of 2 new caustic circulating pumps for the venturi scrubber at the dock. | A positive use determination of 100% for the two new caustic circulating pumps. | 2001-03-07 | 19031 | 100
5131 | T1 | Rhodia Inc | Rhodia Inc | 3439 Park St | Baytown | TX | 77520 | Harris | CN600125330 | RN100211317 | Installed 4 new SO2 monitors around the plant perimeter. | A positive use determination of 100% for the four SO2 monitors. | 2001-03-07 | 11265 | 100
5132 | T1 | Rhodia Inc | Rhodia Inc | 3439 Park St | Baytown | TX | 77520 | Harris | CN600125330 | RN100211317 | Abated 4000 square feet of Transite asbestos siding on the plant maintenance building. | A positive use determination of 100% for the asbestos abatement project. | 2001-03-15 | 11030 | 100
5133 | T1 | Rhodia Inc | Rhodia Inc | 8615 Manchester St | Houston | TX | 77012 | Harris | CN600125330 | RN100220581 | The site collects all surface and process water. The plan is to convert the entire site from underground sewers to a system of lined concrete trenches, collection sumps, pumps, and overhead pipelines. This project involved construction of a concrete surface trench, 500 ft. in length, 2 ft. wide and an average 5 1/2 ft. deep; and a concrete lift station, fiberglass lined, and equipped with level controls and three vertical lift pumps. | A positive use determination of 100% for the concrete surface trench, the fiberglass lined concrete lift station with level controls, and the three vertical pumps. | 2001-03-15 | 622327 | 100
5134 | T1 | Rhodia Inc | Rhodia Inc | 8615 Manchester St | Houston | TX | 77012 | Harris | CN600125330 | RN100220581 | This project included the purchase and installation of valves for sand filters in the Advanced Water Treatment system. | A positive use determination of 100% for the valves for the sand filters. | 2001-03-15 | 24900 | 100
5135 | T1 | Rhodia Inc | Rhodia Inc | 8615 Manchester St | Houston | TX | 77012 | Harris | CN600125330 | RN100220581 | This project included the purchase and installation of a mixer in the #2 mix tank in the Advanced Water Treatment system. | A positive use determination of 100% for the mixer. | 2001-03-15 | 5100 | 100
5136 | T1 | Rhodia Inc | Rhodia Inc | 8615 Manchester St | Houston | TX | 77012 | Harris | CN600125330 | RN100220581 | Installation of continuous O2 and CO monitoring system on the exit gases from the Sulfuric Regeneration Acid Unit. | A positive use determination of 100% for the O2 and CO monitoring system. | 2001-03-15 | 290000 | 100
5137 | T1 | Rhodia Inc | Rhodia Inc | 8615 Manchester St | Houston | TX | 77012 | Harris | CN600125330 | RN100220581 | Installed a new larger venturi caustic scrubber along with a packed tower in series. | A positive use determination of 100% for the new caustic venturi scrubber and packed tower. | 2001-03-15 | 535340 | 100
5138 | T1 | Rhodia Inc | Rhodia Inc | 8615 Manchester St | Houston | TX | 77012 | Harris | CN600125330 | RN100220581 | Installed a new, properly sized, Spent Acid Tank Car Vent Line. The system includes appropriate instrumentation and controls. | A positive use determination of 100% for the new spent acid tank car vent line. | 2001-03-15 | 241937 | 100
5139 | T1 | Rhodia Inc | Rhodia Inc | 8615 Manchester St | Houston | TX | 77012 | Harris | CN600125330 | RN100220581 | Modifications were made to storage tanks in the Treatment Service unit to improve instrumentation for pressure, level, and temperature in the tanks. Redundant pressure transmitters, pressure control valves, redundant level indicators, and redundant temperature devices were installed on 6 tanks (B1, B2, H1, H2, F2, & F3). | A positive use determination of 100% for the redundant pressure transmitters, level indicators and temperature devices installed on the 6 tanks (B1, B2, H1, H2, F2, & F3). | 2001-03-15 | 380200 | 100
5140 | T1 | El Paso Electric Company | El Paso Electric - Copper | 651 Hawkins Blvd | El Paso | TX | 79915 | El Paso | CN600352819 | RN100215490 | Property includes a building addition, hardware, software, and ancillaries which will be used to monitor exhaust emissions. | A positive use determination of 100% for the building addition and the continuous emission analyzers and ancillaries. | 2001-03-15 | 60628 | 100
5141 | T1 | Exxon Mobil Corporation | ExxonMobil Refinery - Beaumont | End of Burt Street | Beaumont | TX | 77704 | Jefferson | CN600123939 | RN102450756 | Installed continuous emission monitoring systems on boilers 15, 16, and 17. | A positive use determination of 100% for the continuous emission monitoring system for boilers 15, 16, and 17. | 2001-02-21 | 900000 | 100
5142 | T3 | E I Du Pont De Nemours & Co Inc | DuPont Victoria | 2695 Old Bloomington Rd N | Victoria | TX | 77903 | Victoria | CN600128284 | RN102663671 | Constructed a new facility consisting of an evaporator, two 75,000 gallon tanks, rail and truck loading, concrete containment, and associated pumps, piping, and instrumentation. | Withdrawn by applicant | 2001-03-21 | 5313000 | 100
5143 | T3 | Mount Vernon Mills Inc | Mount Vernon Mills Cuero | 202 Gazzie St | Cuero | TX | 77954 | Dewitt | CN600298400 | RN103872339 | Installed filtration for Warping and Weaving and an overhead loom cleaning and evacuation system. | A positive use determination of 100% for the filtration for warping piping system, 10.9% for the weave loom air filtration system, and 71.4% for the loom waste collection system. | 2001-04-27 | 1898168 | 100
5144 | T1 | Koch Petroleum Group LP | Koch Corpus Christi - West | 2825 Suntide Rd | Corpus Christi | TX | 78409 | Nueces | CN600879712 | RN100235266 | Conversion of the West DHT, East Isomax and East Hydrobon Units. Low NOx burners for Hydrobon and Isomax Units. | Withdrawn by applicant | 2001-04-03 | 29750000 | 100
5145 | T2 | Koch Petroleum Group LP | Koch Corpus Christi - West | 2825 Suntide Rd | Corpus Christi | TX | 78409 | Nueces | CN600879712 | RN100235266 | Project to construct feed line, pumps, and control valve to further reduce the waste generation and minimalize pollution associated with oil bearing wastewater treatment plant sludges. | A positive use determination of 100% for the dedicated pipeline with associated pumps and control valves. | 2001-02-28 | 600000 | 100
5146 | T2 | Koch Petroleum Group LP | Koch Corpus Christi - West | 2825 Suntide Rd | Corpus Christi | TX | 78409 | Nueces | CN600879712 | RN100235266 | Developing a comprehensive Environmental Compliance Mapping System for multi-media environmental requirements to ensure and demonstrate compliance with env. laws and regulations. | A positive use determination of 100% for the Environmental Compliance Mapping System. | 2001-03-08 | 1064000 | 100
5147 | T2 | Koch Petroleum Group LP | Koch Corpus Christi - West | 2825 Suntide Rd | Corpus Christi | TX | 78409 | Nueces | CN600879712 | RN100235266 | Project to improve the reliability of the Flare Gas Recovery Unit. The scope include: Upgrade compressors seal system to dual mechanical seal. Add a spare condensate pump. Replace variable frequency drive. Add or upgrade controls and control loops. | A positive use determination of 100% for the improvements to the flare gas recovery unit. | 2001-02-28 | 400000 | 100
5148 | T1 | ISK Magnetics Inc | Greens Bayou Plant | 2239 Haden Rd | Houston | TX | 77015 | Harris | CN600375653 | RN100667583 | Replaced the HCl storage tank located at the ISK MIO waste water treatment plant. | A positive use determination of 100% for the hydrochloric acid storage tank. | 2001-03-08 | 21404 | 100
5149 | T1 | Crown Central Petroleum Corp | Crown Central - Pasadena Refinery | 111 Red Bluff Rd | Pasadena | TX | 77506 | Harris | CN600273999 | RN100716661 | Replaced the floating roof and seals in tank 95, | A positive use determination of 100% for the internal floating roof for tank 85. | 2001-03-08 | 248580 | 100
5150 | T1 | E I Du Pont De Nemours & Co Inc | DuPont Sabine River Works | FM 1006 | Orange | TX | 77630 | Orange | CN600128284 | RN106987852 | 1. Provide vapor control and recovery system for product tankage, loading facilities and associated piping to route emissions to flare system. 2. Eliminated flanges by use of welded pipes. 3. Provided spill containment and wastewater segregation. 4. Upgraded the sampling and monitoring systems. | A positive use determination of 100% for the vapor recovery piping to the existing flare; the welded pipe joints to replace flanges; the spill containment and wastewater segregation; and the sampling and monitoring equipment. | 2001-03-08 | 3640000 | 100
5151 | T1 | E I Du Pont De Nemours & Co Inc | DuPont Sabine River Works | FM 1006 | Orange | TX | 77630 | Orange | CN600128284 | RN106987852 | This project provided capacity for loading/unloading up to 4 trucks of liquid products or has waste in a facility designed to provide proper protection from unauthorized spills or discharges. | A positive use determination of 100% for the spill containment and covered bays in the truck loading area. | 2001-03-23 | 1723000 | 100
5152 | T1 | E I Du Pont De Nemours & Co Inc | DuPont Sabine River Works | FM 1006 | Orange | TX | 77630 | Orange | CN600128284 | RN106987852 | This project is to replace an existing 50 year old drinking water supply lines that serve the main distribution lines for the sites potable water system. | A positive use determination of 100% for the replacement of the existing drinking water supply lines that serve as the main distribution lines for potable water at the plant. | 2001-03-23 | 2148000 | 100
5153 | T1 | E I Du Pont De Nemours & Co Inc | DuPont Sabine River Works | FM 1006 | Orange | TX | 77630 | Orange | CN600128284 | RN106987852 | This project is a series of steps to treat and reduce waste generated from HCN manufacturing area. 1. Installation of a tank system to improve feed composition and feed rate consistency for waste recovery evaporator system. 2. Provide full containment for copper sulfate mix facilities. 3. Add an oil removal/recovery system to eliminate ammonia and oil blowdown waste from a vaporization system. 4. Installed a closed containment system to reduce vapors. 5. Upgrade the monitoring system for water discharges. 6. Flow Control for a wastewater purge to the wastewater storage tank. | A positive use determination of 100% for the installation of a tank system to improve feed composition and feed rate consistency for waste recovery evaporator system; provide full containment for copper sulfate mix facilities; add an oil removal/recovery system to eliminate ammonia and oil blowdown waste from a vaporization system; installed a closed containment system to reduce vapors; upgrade the monitoring system for water discharges; and flow control for a wastewater purge to the wastewater storage tank. | 2001-03-23 | 7300000 | 100
5154 | T1 | E I Du Pont De Nemours & Co Inc | DuPont Sabine River Works | FM 1006 | Orange | TX | 77630 | Orange | CN600128284 | RN106987852 | Installed two analyzer houses that have continuous emission monitoring systems. | A positive use determination of 100% for the two analyzer houses with continuous emission monitors. | 2001-03-23 | 1138500 | 100
5155 | T1 | E I Du Pont De Nemours & Co Inc | DuPont Sabine River Works | FM 1006 | Orange | TX | 77630 | Orange | CN600128284 | RN106987852 | This project provided improved spill containment for Adipure catalyst facilities. | A positive use determination of 100% for the diking and sumps installed to contain material within the Adipure catalyst facilities. | 2001-03-23 | 55000 | 100
5156 | T1 | Phillips Petroleum Co | Sweeny Chemical & NGL Fractionation | Hwy 35 & FM 524 | Old Ocean | TX | 77463 | Brazoria | CN603881871 | RN101619179 | Installed a cooling tower for the Unit 29 Coker Facility. | A positive use determination of 100% for the cooling tower for Unit 29 Coker Facility. | 2001-03-19 | 3767329 | 100
5157 | T1 | Phillips Petroleum Co | Sweeny Chemical & NGL Fractionation | Hwy 35 & FM 524 | Old Ocean | TX | 77463 | Brazoria | CN603881871 | RN101619179 | Replaced existing fuel burners in Unit 25 with low NOx burners. | A positive use determination of 100% for the low NOx burners. | 2001-03-19 | 480000 | 100
5158 | T1 | Phillips Petroleum Co | Sweeny Chemical & NGL Fractionation | Hwy 35 & FM 524 | Old Ocean | TX | 77463 | Brazoria | CN603881871 | RN101619179 | Upgraded the Unit 3, Fluid Catalytic Cracker Unot's electrostatic precipitator. | A positive use determination of 100% for the project to upgrade the electrostatic precipitator for Unit 3, Fluid Catalytic Cracker Unit. | 2001-03-19 | 1300000 | 100
5159 | T1 | Phillips Petroleum Co | Sweeny Chemical & NGL Fractionation | Hwy 35 & FM 524 | Old Ocean | TX | 77463 | Brazoria | CN603881871 | RN101619179 | Made improvements to the U 27 (Heavy Oil Cracking Unit) electrostatic precipitator. | A positive use determination of 100% for the project to improve the electrostatic precipitator for Unit 27 (Heavy Oil Cracking Unit). | 2001-03-19 | 500000 | 100
5160 | T1 | Phillips Petroleum Co | Sweeny Chemical & NGL Fractionation | Hwy 35 & FM 524 | Old Ocean | TX | 77463 | Brazoria | CN603881871 | RN101619179 | Constructed a spill response boat ramp and emergency equipment storage facilities. | A positive use determination of 100% for the boat ramp and the emergency equipment storage facilities. | 2001-03-19 | 210000 | 100
5161 | T1 | Phillips Petroleum Co | Sweeny Chemical & NGL Fractionation | Hwy 35 & FM 524 | Old Ocean | TX | 77463 | Brazoria | CN603881871 | RN101619179 | Installed a vapor recovery system at unit 28. | A positive use determination of 100% for the vapor recovery system installed at Unit 28. | 2001-03-19 | 500000 | 100
5162 | T1 | Valspar Corporation The | Valspar Coatings | 2350 114Th St | Grand Prairie | TX | 75050 | Dallas | CN600128409 | RN100216571 | Installed a new 60 ton air cooled chiller to keep a 4000 gallon water tank chilled to 50 f. The water is circulated through the plant to cool mills, change tanks and mix tanks thereby reducing emissions. | A positive use determination of 100% for the new 60 ton air cooled chiller. | 2001-03-19 | 152092 | 100
5163 | T1 | Engineered Polymer Solutions Inc | Valspar Coatings | 701 Shiloh Rd | Garland | TX | 75042 | Dallas | CN600534630 | RN100215995 | Completed work on dust/vapor collector installed as a part of the Plant Ventilation Upgrade Project. Installed flame arrestors for the thermal oxidizer. Installed a conservation vent and a 3" stainless steel vent line to the Cool Tank C vessel as part of the project to convert it into Reactor R-8. | A positive use determination of 100% for the work on dust/vapor collector installed as a part of the Plant Ventilation Upgrade Project; the flame arrestors installed for the thermal oxidizer; and the conservation vent and 3" stainless steel vent line installed to the Cool Tank C vessel. | 2001-03-19 | 1156060 | 100
5164 | T1 | Valspar Corporation The | Valspar Coatings | 701 Shiloh Rd | Garland | TX | 75042 | Dallas | CN600128409 | RN100215995 | Installed a new 60 ton air cooled chiller to keep a 4000 gallon water tank chilled to 50 f. The water is circulated through the plant to cool mills, change tanks and mix tanks thereby reducing emissions. | A positive use determination of 100% for the new 60 ton air cooled chiller. | 2001-03-19 | 152092 | 100
5165 | T1 | Lyondell-Citgo Refining LP | Lyondell - Bayport | 10801 Choate Rd | Pasadena | TX | 77507 | Harris | CN600344402 | RN102523107 | Installed two new liquid fuel filters (M1301A/B) on a new containment pad that has a chemical resistant coating applied. Each filter will have a relief valve and nitrogen piping. | A positive use determination of 100% for the two new filters and the associated containment equipment. | 2001-03-19 | 180000 | 100
5166 | T1 | Exxon Mobil Corporation | ExxonMobil Chemical - Houston | 9822 Laporte Freeway | Houston | TX | 77071 | Harris | CN600123939 | RN103011169 | Installed secondary containment around a diesel storage tank. | A positive use determination of 100% for the secondary containment installed for the diesel storage tank. | 2001-03-19 | 50000 | 100
5167 | T1 | Koch Petroleum Group LP | Koch Corpus Christi - West | 2825 Suntide Rd | Corpus Christi | TX | 78409 | Nueces | CN600879712 | RN100235266 | Installed groundwater monitoring wells along the boundaries of the refinery | A positive use determination of 100% for the ground water monitoring wells. | 2001-03-19 | 180000 | 100
5168 | T1 | Koch Petroleum Group LP | Koch Corpus Christi - West | 2825 Suntide Rd | Corpus Christi | TX | 78409 | Nueces | CN600879712 | RN100235266 | Implemented a stormwater project in the West Crude area to segregate and prevent process water from entering the West Crude stormwater. | A positive use determination of 100% for the stormwater project in the West Crude area. | 2001-03-26 | 320000 | 100
5169 | T1 | Koch Petroleum Group LP | Koch Corpus Christi - East | 1700 Nueces Bay Blvd | Corpus Christi | TX | 78408 | Nueces | CN600879712 | RN102534138 | Installed and operate a low vacuum extraction system to provide better control of plume. | A positive use determination of 100% for the low vacuum extraction system. | 2001-03-26 | 1073000 | 100
5170 | T1 | Koch Petroleum Group LP | Koch Corpus Christi - West | 2825 Suntide Rd | Corpus Christi | TX | 78409 | Nueces | CN600879712 | RN100235266 | Project to design and install a high density polypropylene barrier wall and associated recovery wells. | A positive use determination of 100% for the high density polypropylene barrier wall and associated recovery wells. | 2001-03-26 | 1800000 | 100
5171 | T1 | Koch Petroleum Group LP | Koch Corpus Christi - West | 2825 Suntide Rd | Corpus Christi | TX | 78409 | Nueces | CN600879712 | RN100235266 | Project to install and operate a groundwater/soil remediation system at Dock 9. | A positive use determination of 100% for the groundwater/soil remediation system at Dock 9. | 2001-03-26 | 570000 | 100
5172 | T1 | Koch Petroleum Group LP | Koch Corpus Christi - West | 2825 Suntide Rd | Corpus Christi | TX | 78409 | Nueces | CN600879712 | RN100235266 | Purchased new analyzers and data loggers for use in monitoring for fugitive leaks. | A positive use determination of 100% for the new analyzers and data loggers for use in monitoring for fugitive leaks. | 2001-03-26 | 250000 | 100
5173 | T1 | Reliant Energy Inc | W A Parish | 2500 Y U Jones Rd | Thompsons | TX | 77481 | Fort Bend | CN600254148 | RN100888312 | Replace Bottom Ash Dewatering Bin Cones | A positive use determination of 100% for the project to replace bottom ash de-watering bin cones. | 2001-03-01 | 85000 | 100
5174 | T1 | Reliant Energy Inc | W A Parish | 2500 Y U Jones Rd | Thompsons | TX | 77481 | Fort Bend | CN600254148 | RN100888312 | Installed agitators in Units 7 & 8 Bottom Ash Sump and Unit 7 Load Out Sump. | A positive use determination of 100% for the project to install agitators in Units 7 & 8 Bottom Ash Sumps and Unit 7 Load Out Sump. | 2001-03-01 | 15000 | 100
5175 | T1 | Reliant Energy Inc | W A Parish | 2500 Y U Jones Rd | Thompsons | TX | 77481 | Fort Bend | CN600254148 | RN100888312 | Asbestos Abatement: Associated costs include asbestos removal, HEPA vacuum equipment, negative air pressure enclosures, glove bags, personal protective equipment, decontamination facilities, testing, disposal, etc. | A positive use determination of 100% for the project to abate asbestos. | 2001-03-01 | 22357 | 100
5176 | T1 | Reliant Energy Inc | W A Parish | 2500 Y U Jones Rd | Thompsons | TX | 77481 | Fort Bend | CN600254148 | RN100888312 | Waste Storage Containers: steel and plastic 55 gallon drums used for temporary storage of wastes. | A positive use determination of 100% for the steel and plastic 55 gallon drums used for temporary storage of wastes. | 2001-03-01 | 2500 | 100
5177 | T1 | Reliant Energy Inc | Fort Bend | 4401 Ave H | Rosenberg | TX | 77471 | Fort Bend | CN600276653 | RN102929494 | Waste Storage Containers: steel and plastic 55 gallon drums used for temporary storage of wastes. | A positive use determination of 100% for the steel and plastic 55 gallon drums used for temporary storage of wastes. | 2001-03-01 | 500 | 100
5178 | T1 | Reliant Energy Inc | Sugarland Service Center | 13300 W Bellfort | Sugar Land | TX | 77478 | Fort Bend | CN601095797 | RN100667898 | Waste Storage Containers: steel and plastic 55 gallon drums used for temporary storage of wastes. | A positive use determination of 100% for the steel and plastic 55 gallon drums used for temporary storage of wastes. | 2001-03-01 | 500 | 100
5179 | T1 | Reliant Energy Inc | W A Parish | 2500 Y U Jones Rd | Thompsons | TX | 77481 | Fort Bend | CN600254148 | RN100888312 | Upgraded Units 5 & 6 bottom ash system. | A positive use determination of 100% for the upgrades to the Units 5 & 6 Bottom Ash System. | 2001-03-01 | 556337 | 100
5180 | T1 | Reliant Energy Inc | W A Parish | 2500 Y U Jones Rd | Thompsons | TX | 77481 | Fort Bend | CN600254148 | RN100888312 | Replaced wastewater ad stormwater sump pumps. | A positive use determination of 100% for the project to replace the waste water and storm water sump pumps. | 2001-03-01 | 136064 | 100
5181 | T1 | Reliant Energy Inc | Greens Bayou | 12070 Beaumont Hwy | Houston | TX | 77049 | Harris | CN601095797 | RN100542851 | Installed a flue gas recirculation system for NOx reduction. | A positive use determination of 100% for the flue gas re-circulation system. | 2001-03-01 | 757760 | 100
5182 | T1 | Texas Genco II LP | Cedar Bayou | 7705 Old West Bay Rd | Baytown | TX | 77520 | Chambers | CN603919200 | RN100825371 | BOOMS, PADS, AND ABSORBENT FOR SPILL RESPONSE/CLEANUP | A positive use determination of 100% for the booms, pads, and absorbents purchased for spill response/cleanup. | 2001-03-01 | 6321 | 100
5183 | T1 | Texas Genco II LP | Cedar Bayou | 7705 Old West Bay Rd | Baytown | TX | 77520 | Chambers | CN603919200 | RN100825371 | Asbestos Abatement: Associated costs include asbestos removal, HEPA vacuum equipment, negative air pressure enclosures, glove bags, personal protective equipment, decontamination facilities, testing, disposal, etc. | A positive use determination of 100% for the asbestos abatement project. | 2001-03-01 | 19398 | 100
5184 | T1 | Reliant Energy Inc | SR Berton | 2012 Miller Cut-Off Rd | Deer Park | TX | 77536 | Harris | CN600254148 | RN100825389 | Asbestos Abatement: Associated costs include asbestos removal, HEPA vacuum equipment, negative air pressure enclosures, glove bags, personal protective equipment, decontamination facilities, testing, disposal, etc. | A positive use determination of 100% for the asbestos abatement project. | 2001-03-01 | 147466 | 100
5185 | T1 | Reliant Energy Inc | Deepwater | 901 Light Co Rd | Pasadena | TX | 77506 | Harris | CN600254148 | RN100542877 | Asbestos Abatement: Associated costs include asbestos removal, HEPA vacuum equipment, negative air pressure enclosures, glove bags, personal protective equipment, decontamination facilities, testing, disposal, etc. | A positive use determination of 100% for the asbestos abatement project. | 2001-03-01 | 14472 | 100
5186 | T1 | Reliant Energy Inc | Greens Bayou | 12070 Beaumont Hwy | Houston | TX | 77049 | Harris | CN601095797 | RN100542851 | Asbestos Abatement: Associated costs include asbestos removal, HEPA vacuum equipment, negative air pressure enclosures, glove bags, personal protective equipment, decontamination facilities, testing, disposal, etc. | A positive use determination of 100% for the asbestos abatement project. | 2001-03-01 | 863734 | 100
5187 | T1 | Texas Genco Ii LP | Ho Clarke | 2045 South Main | Houston | TX | 77045 | Harris | CN602755415 | RN100542653 | Asbestos Abatement: Associated costs include asbestos removal, HEPA vacuum equipment, negative air pressure enclosures, glove bags, personal protective equipment, decontamination facilities, testing, disposal, etc. | A positive use determination of 100% for the asbestos abatement project. | 2001-03-01 | 92582 | 100
5188 | T1 | Reliant Energy Inc | TH Wharton | 16301 Sh 249 | Houston | TX | 77064 | Harris | CN600254148 | RN100542885 | Asbestos Abatement: Associated costs include asbestos removal, HEPA vacuum equipment, negative air pressure enclosures, glove bags, personal protective equipment, decontamination facilities, testing, disposal, etc. | A positive use determination of 100% for the asbestos abatement project. | 2001-03-01 | 862378 | 100
5189 | T1 | Reliant Energy Inc | Webster | 19301 Galveston Rd | Webster | TX | 77598 | Harris | Insufficent Information | Insufficent Information | Asbestos Abatement: Associated costs include asbestos removal, HEPA vacuum equipment, negative air pressure enclosures, glove bags, personal protective equipment, decontamination facilities, testing, disposal, etc. | A positive use determination of 100% for the asbestos abatement project. | 2001-03-01 | 2510 | 100
5190 | T1 | Reliant Energy Inc | SR Berton | 2012 Miller Cut-Off Rd | Deer Park | TX | 77536 | Harris | CN600254148 | RN100825389 | Installed a flue gas recirculation system for NOx reduction. | A positive use determination of 100% for the flue gas re-circulation system. | 2001-03-01 | 152920 | 100
5191 | T1 | Reliant Energy Inc | Limestone | Route 1, Box 85 | Jewett | TX | 75846 | Limestone | CN600254148 | RN104644828 | Installed 8 opacity monitors for precipitators and 2 opacity monitors for stacks. | A positive use determination of 100% for the 10 opacity monitors. | 2001-03-01 | 58014 | 100
5192 | T1 | Reliant Energy Inc | PH Robinson | 5501 Hwy 146 | Bacliff | TX | 77518 | Galveston | CN600254148 | RN101062826 | Replaced air registers on upper level of burners with upgraded design to allow independent air register operation on each burner cell. | A positive use determination of 100% for the project to upgrade the air registers on PHR4. | 2001-03-01 | 258247 | 100
5193 | T1 | Reliant Energy Inc | PH Robinson | 5501 Hwy 146 | Bacliff | TX | 77518 | Galveston | CN600254148 | RN101062826 | Installed burners out of service valves on Unit 1 and Unit 2. | A positive use determination of 100% for the burners-out-of-service gas valves for Units 1 & 2. | 2001-03-01 | 109074 | 100
5194 | T1 | Reliant Energy Inc | W A Parish | 2500 Y U Jones Rd | Thompsons | TX | 77481 | Fort Bend | CN600254148 | RN100888312 | Installed Low NOx Burners on WAP Unit 3. | A positive use determination of 70% for the Low NOx Burners for Unit 3. | 2001-03-01 | 533687 | 100
5195 | T1 | Reliant Energy Inc | W A Parish | 2500 Y U Jones Rd | Thompsons | TX | 77481 | Fort Bend | CN600254148 | RN100888312 | Project will involve the evaluation, selection, engineering, and installation of NOx control technology on Unit 8. Low NOx burners, flue gas recirculation, and selective catalytic reduction will be required. | A positive use determination of 70% for the Low NOx Burners and a positive use determination of 100% for the flue gas re-circulation and selective catalytic reduction. | 2001-03-01 | 47930983 | 100
5196 | T1 | Reliant Energy Inc | W A Parish | 2500 Y U Jones Rd | Thompsons | TX | 77481 | Fort Bend | CN600254148 | RN100888312 | Replace Unit 8 Baghouse Control System: Upgrades to the system include: 1. new PLC control system; 2. system to identify modules that may be causing opacity problems; 3. Go switch upgrade; 4. control program to optimize cleaning method; and 5. a CRT operator interface relocated to the manned FGD control room. | A positive use determination of 100% for the project to replace the Unit 8 baghouse control system. | 2001-03-01 | 425000 | 100
5197 | T1 | Reliant Energy Inc | PH Robinson | 5501 Hwy 146 | Bacliff | TX | 77518 | Galveston | CN600254148 | RN101062826 | Extend flue gas sample lines to grade to improve boiler emission tuning activities for NOx reduction. | A positive use determination of 100% for the project to extend the flue gas sample lines to grade. | 2001-03-01 | 69632 | 100
5198 | T1 | Reliant Energy Inc | PH Robinson | 5501 Hwy 146 | Bacliff | TX | 77518 | Galveston | CN600254148 | RN101062826 | Installed position feedback on Induced Flue Gas Recirculation dampers to the Bailey control system. | A positive use determination of 100% for the IFGR position feedback control. | 2001-03-01 | 57918 | 100
5199 | T1 | Reliant Energy Inc | W A Parish | 2500 Y U Jones Rd | Thompsons | TX | 77481 | Fort Bend | CN600254148 | RN100888312 | Replace Unit 8 FGD (Scrubber) Recycle Piping: Replaced all of the rubber-lined carbon steel recycle piping with fiber-reinforced plastic piping. Install platforms for access to recycle pump discharge valves. | A positive use determination of 100% for the project to replace Unit 8 FGD (scrubber) recycle piping. | 2001-03-01 | 1500000 | 100
5200 | T1 | Reliant Energy Inc | Limestone | Route 1, Box 85 | Jewett | TX | 75846 | Limestone | CN600254148 | RN104644828 | Mist Eliminators: Mist Eliminators on the FGD towers were replaced with an upgraded design. | A positive use determination of 100% for the project to replace the mist eliminators on the FGD towers. | 2001-03-01 | 399821 | 100
5201 | T1 | Reliant Energy Inc | PH Robinson | 5501 Hwy 146 | Bacliff | TX | 77518 | Galveston | CN600254148 | RN101062826 | Yard Water Sump Pump Systems: Optimized Yard Sumps #3, 4, 5, & 13. | A positive use determination of 100% for the project to optimize Yard Water Sump Pumps 3, 4, 5, and 13. | 2001-03-01 | 9779 | 100
5202 | T1 | Reliant Energy Inc | PH Robinson | 5501 Hwy 146 | Bacliff | TX | 77518 | Galveston | CN600254148 | RN101062826 | Septic System Filter Line: Installed additional discharge line and isolation valve. | A positive use determination of 100% for the Septic System Filter Line. | 2001-03-01 | 2276 | 100
5203 | T1 | Reliant Energy Inc | PH Robinson | 5501 Hwy 146 | Bacliff | TX | 77518 | Galveston | CN600254148 | RN101062826 | Antifoulent Coating: Painted the condenser tunnels on PHR3-4 with antifoulent coating. | A positive use determination of 100% for the Anti-Foulant Coating. | 2001-03-01 | 36998 | 100
5204 | T1 | Reliant Energy Inc | TH Wharton | 16301 Sh 249 | Houston | TX | 77064 | Harris | CN600254148 | RN100542885 | Waste Storage Containers: steel and plastic 55 gallon drums used for temporary storage of wastes. | A positive use determination of 100% for the steel and plastic 55 gallon drums used for temporary storage of wastes. | 2001-03-01 | 1500 | 100
5205 | T1 | Reliant Energy Inc | SR Berton | 2012 Miller Cut-Off Rd | Deer Park | TX | 77536 | Harris | CN600254148 | RN100825389 | Waste Storage Containers: steel and plastic 55 gallon drums used for temporary storage of wastes. | A positive use determination of 100% for the steel and plastic 55 gallon drums used for temporary storage of wastes. | 2001-03-01 | 1000 | 100
5206 | T1 | Texas Genco Ii LP | Ho Clarke | 2045 South Main | Houston | TX | 77045 | Harris | CN602755415 | RN100542653 | Waste Storage Containers: steel and plastic 55 gallon drums used for temporary storage of wastes. | A positive use determination of 100% for the steel and plastic 55 gallon drums used for temporary storage of wastes. | 2001-03-01 | 500 | 100
5207 | T1 | Reliant Energy Inc | Deepwater | 901 Light Co Rd | Pasadena | TX | 77506 | Harris | CN600254148 | RN100542877 | Waste Storage Containers: steel and plastic 55 gallon drums used for temporary storage of wastes. | A positive use determination of 100% for the steel and plastic 55 gallon drums used for temporary storage of wastes. | 2001-03-01 | 750 | 100
5208 | T1 | Reliant Energy Inc | Greens Bayou | 12070 Beaumont Hwy | Houston | TX | 77049 | Harris | CN601095797 | RN100542851 | Waste Storage Containers: steel and plastic 55 gallon drums used for temporary storage of wastes. | A positive use determination of 100% for the steel and plastic 55 gallon drums used for temporary storage of wastes. | 2001-03-01 | 1000 | 100
5209 | T1 | Reliant Energy Inc | San Jacinto | 845 Sens Rd | La Porte | TX | 77571 | Harris | CN600254148 | RN100542901 | Waste Storage Containers: steel and plastic 55 gallon drums used for temporary storage of wastes. | A positive use determination of 100% for the steel and plastic 55 gallon drums used for temporary storage of wastes. | 2001-03-01 | 500 | 100
5210 | T1 | Reliant Energy Inc | Webster | 19301 Galveston Rd | Webster | TX | 77598 | Harris | Insufficent Information | Insufficent Information | Waste Storage Containers: steel and plastic 55 gallon drums used for temporary storage of wastes. | A positive use determination of 100% for the steel and plastic 55 gallon drums used for temporary storage of wastes. | 2001-03-01 | 750 | 100
5211 | T1 | Reliant Energy Inc | Edc | 12301 Kurland | Houston | TX | 77034 | Harris | CN600276653 | RN102421633 | Waste Storage Containers: steel and plastic 55 gallon drums used for temporary storage of wastes. | A positive use determination of 100% for the steel and plastic 55 gallon drums used for temporary storage of wastes. | 2001-03-01 | 1500 | 100
5212 | T1 | Reliant Energy Inc | Bellaire Service Center | 4300 Bissonnet | Bellaire | TX | 77401 | Harris | CN600276653 | RN100651280 | Waste Storage Containers: steel and plastic 55 gallon drums used for temporary storage of wastes. | A positive use determination of 100% for the steel and plastic 55 gallon drums used for temporary storage of wastes. | 2001-03-01 | 500 | 100
5213 | T1 | Reliant Energy Inc | Berry Service Center | 8706 East Hardy | Houston | TX | 77093 | Harris | CN600276653 | RN100652726 | Waste Storage Containers: steel and plastic 55 gallon drums used for temporary storage of wastes. | A positive use determination of 100% for the steel and plastic 55 gallon drums used for temporary storage of wastes. | 2001-03-01 | 500 | 100
5214 | T1 | Reliant Energy Inc | Central Complex | 4500 South Shaver | Houston | TX | 77034 | Harris | CN600254148 | RN102797164 | Waste Storage Containers: steel and plastic 55 gallon drums used for temporary storage of wastes. | A positive use determination of 100% for the steel and plastic 55 gallon drums used for temporary storage of wastes. | 2001-03-01 | 7500 | 100
5215 | T1 | Reliant Energy Inc | Channelview Service Center | 15025 I-10 East | Channelview | TX | 77530 | Harris | CN601095797 | RN100656560 | Waste Storage Containers: steel and plastic 55 gallon drums used for temporary storage of wastes. | A positive use determination of 100% for the steel and plastic 55 gallon drums used for temporary storage of wastes. | 2001-03-01 | 500 | 100
5216 | T1 | Texas Genco Ii LP | Ho Clarke | 2045 South Main | Houston | TX | 77045 | Harris | CN602755415 | RN100542653 | Waste Storage Containers: steel and plastic 55 gallon drums used for temporary storage of wastes. | A positive use determination of 100% for the steel and plastic 55 gallon drums used for temporary storage of wastes. | 2001-03-01 | 500 | 100
5217 | T1 | Reliant Energy Inc | Cypress Service Center | 18018 Cypress Church Rd | Cypress | TX | 77429 | Harris | CN600276653 | RN101992832 | Waste Storage Containers: steel and plastic 55 gallon drums used for temporary storage of wastes. | A positive use determination of 100% for the steel and plastic 55 gallon drums used for temporary storage of wastes. | 2001-03-01 | 500 | 100
5218 | T1 | Reliant Energy Inc | Greenspoint Service Center | 2301 West Greens Rd | Houston | TX | 77032 | Harris | CN603881384 | RN108872078 | Waste Storage Containers: steel and plastic 55 gallon drums used for temporary storage of wastes. | A positive use determination of 100% for the steel and plastic 55 gallon drums used for temporary storage of wastes. | 2001-03-01 | 500 | 100
5219 | T1 | Reliant Energy Inc | Humble Service Center | 10010 FM 1960 | Humble | TX | 77338 | Harris | CN601095797 | RN100662980 | Waste Storage Containers: steel and plastic 55 gallon drums used for temporary storage of wastes. | A positive use determination of 100% for the steel and plastic 55 gallon drums used for temporary storage of wastes. | 2001-03-01 | 500 | 100
5220 | T1 | Reliant Energy Inc | Katy Service Center | 5431 Highway Blvd | Katy | TX | 77450 | Harris | CN601095797 | RN100664010 | Waste Storage Containers: steel and plastic 55 gallon drums used for temporary storage of wastes. | A positive use determination of 100% for the steel and plastic 55 gallon drums used for temporary storage of wastes. | 2001-03-01 | 500 | 100
5221 | T1 | Reliant Energy Inc | Magnolia Park Service Center | 104 N Greenwood | Houston | TX | 77011 | Harris | CN601095797 | RN100665017 | Waste Storage Containers: steel and plastic 55 gallon drums used for temporary storage of wastes. | A positive use determination of 100% for the steel and plastic 55 gallon drums used for temporary storage of wastes. | 2001-03-01 | 500 | 100
5222 | T1 | Reliant Energy Inc | South Houston Central Complex | 4500 South Shaver | Houston | TX | 77034 | Harris | CN600254148 | RN102797164 | Waste Storage Containers: steel and plastic 55 gallon drums used for temporary storage of wastes. | A positive use determination of 100% for the steel and plastic 55 gallon drums used for temporary storage of wastes. | 2001-03-01 | 500 | 100
5223 | T1 | Reliant Energy Inc | Spring Branch Service Center | 10310 Old Katy Rd | Houston | TX | 77043 | Harris | CN601095797 | RN100666924 | Waste Storage Containers: steel and plastic 55 gallon drums used for temporary storage of wastes. | A positive use determination of 100% for the steel and plastic 55 gallon drums used for temporary storage of wastes. | 2001-03-01 | 500 | 100
5224 | T1 | Reliant Energy Inc | Underground Service Center | 2320 West Dallas | Houston | TX | 77002 | Harris | CN603881384 | RN100685288 | Waste Storage Containers: steel and plastic 55 gallon drums used for temporary storage of wastes. | A positive use determination of 100% for the steel and plastic 55 gallon drums used for temporary storage of wastes. | 2001-03-01 | 500 | 100
5225 | T1 | Texas Genco Ii LP | TH Wharton | 16301 Sh 249 | Houston | TX | 77064 | Harris | CN602755415 | RN100542885 | Water Equalization Tank: A well water equalization tank was installed to optimize the supply of water. | A positive use determination of 100% for the Water Equalization Tank. | 2001-03-05 | 611194 | 100
5226 | T1 | Reliant Energy Inc | Limestone | Route 1, Box 85 | Jewett | TX | 75846 | Limestone | CN600254148 | RN104644828 | Replaced bottom ash piping for Unit 1. | A positive use determination of 50% for the bottom ash piping replacement. | 2001-03-05 | 171674 | 100
5227 | T1 | Reliant Energy Inc | Limestone | Route 1, Box 85 | Jewett | TX | 75846 | Limestone | CN600254148 | RN104644828 | Installed tangential Low NOx Combustion System on Unit 2. | A positive use determination of 100% for the Low NOx Concentric Firing System for Unit 2. | 2001-03-05 | 8710805 | 100
5228 | T1 | Reliant Energy Inc | Limestone | Route 1, Box 85 | Jewett | TX | 75846 | Limestone | CN600254148 | RN104644828 | Replaced the FGD pipe on Units 1 & 2. | A positive use determination of 100% for the project to replace FGD Pipe for Units 1 & 2. | 2001-03-05 | 39463 | 100
5229 | T1 | Reliant Energy Inc | Limestone | Route 1, Box 85 | Jewett | TX | 75846 | Limestone | CN600254148 | RN104644828 | Replaced the bottom ash grinders on Units 1 & 2. | A positive use determination of 50% for the project to replace the bottom ash grinders for Units 1 & 2. | 2001-03-05 | 60058 | 100
5230 | T1 | Reliant Energy Inc | Garden Villa Substation | Mykawa | Houston | TX | 77048 | Harris | CN600254148 | RN100542877 | During construction/expansion activities contaminated soil was remediated under TSCA regulations. | A positive use determination of 100% for the remediation of the contaminated soil. | 2001-03-05 | 2000 | 100
5231 | T1 | Reliant Energy Inc | Baytown Service Center | 333 Ward Rd | Baytown | TX | 77520 | Chambers | CN600276653 | RN100649813 | During construction/expansion activities contaminated soil was remediated under TSCA regulations. | A positive use determination of 100% for the remediation of the contaminated soil. | 2001-03-05 | 500 | 100
5232 | T1 | Reliant Energy Inc | Campbell Station | 2620 Campbell Rd | Houston | TX | 77080 | Harris | Insufficent Information | Insufficent Information | Due to equipment failure/spill event, contaminated soil was remediated. | A positive use determination of 100% for the project to remediate PCB contaminated soil. | 2001-03-05 | 39489 | 100
5233 | T1 | Reliant Energy Inc | Limestone | Route 1, Box 85 | Jewett | TX | 75846 | Limestone | CN600254148 | RN104644828 | Waste Storage Containers: steel and plastic 55 gallon drums used for temporary storage of wastes. | A positive use determination of 100% for the waste storage containers. | 2001-03-05 | 2000 | 100
5234 | T1 | Reliant Energy Inc | Limestone | Route 1, Box 85 | Jewett | TX | 75846 | Limestone | CN600254148 | RN104644828 | Two Super Suckers: Waste hauling equipment. | A positive use determination of 100% for the two Super Suckers. | 2001-03-05 | 472553 | 100
5235 | T1 | Reliant Energy Inc | Limestone | Route 1, Box 85 | Jewett | TX | 75846 | Limestone | CN600254148 | RN104644828 | The berm around stormwater basin ST-18 was improved and raised to improve capacity and retention. | A positive use determination of 100% for the stormwater basin berm improvement projects. | 2001-03-05 | 22047 | 100
5236 | T1 | Reliant Energy Inc | PH Robinson | 5501 Hwy 146 | Bacliff | TX | 77518 | Galveston | CN600254148 | RN101062826 | Upgraded and automated Tricellorator system with new automatic valve, piping and timers to enhance the oil skimming and aerator pumps. | A positive use determination of 100% for the project to upgrade the Tricellorator System. | 2001-03-05 | 8410 | 100
5237 | T1 | Reliant Energy Inc | Webster | 19301 Galveston Rd | Webster | TX | 77598 | Harris | Insufficent Information | Insufficent Information | Discharge Outfall Defoaming System: a water spray defoaming system was replaced to improve defoaming capability at Outfall 001. | A positive use determination of 100% for the replacement discharge outfall defoaming system. | 2001-03-05 | 14058 | 100
5238 | T1 | Reliant Energy Inc | Webster | 19301 Galveston Rd | Webster | TX | 77598 | Harris | Insufficent Information | Insufficent Information | The acid line at the chemical waste treatment system was replaced. | A positive use determination of 100% for the Acid Line Replacement. | 2001-03-05 | 6921 | 100
5239 | T1 | Reliant Energy Inc | PH Robinson | 5501 Hwy 146 | Bacliff | TX | 77518 | Galveston | CN600254148 | RN101062826 | Waste Storage Containers: steel and plastic 55 gallon drums used for temporary storage of wastes. | A positive use determination of 100% for the waste storage containers. | 2001-03-05 | 2000 | 100
5240 | T1 | Reliant Energy Inc | Webster | 19301 Galveston Rd | Webster | TX | 77598 | Galveston | Insufficent Information | Insufficent Information | Waste Storage Containers: steel and plastic 55 gallon drums used for temporary storage of wastes. | A positive use determination of 100% for the waste storage containers. | 2001-03-05 | 750 | 100
5241 | T1 | Reliant Energy Inc | Galveston Service Center | 502 27Th St | Galveston | TX | 77550 | Galveston | CN603881384 | RN108872060 | Waste Storage Containers: steel and plastic 55 gallon drums used for temporary storage of wastes. | A positive use determination of 100% for the waste storage containers. | 2001-03-05 | 500 | 100
5242 | T1 | Reliant Energy Inc | PH Robinson | 5501 Hwy 146 | Bacliff | TX | 77518 | Galveston | CN600254148 | RN101062826 | Asbestos Abatement: Associated costs include asbestos removal, HEPA vacuum equipment, negative air pressure enclosures, glove bags, personal protective equipment, decontamination facilities, testing, disposal, etc. | A positive use determination of 100% for the asbestos abatement project. | 2001-03-05 | 262174 | 100
5243 | T1 | Reliant Energy Inc | Webster | 19301 Galveston Rd | Webster | TX | 77598 | Galveston | Insufficent Information | Insufficent Information | Asbestos Abatement: Associated costs include asbestos removal, HEPA vacuum equipment, negative air pressure enclosures, glove bags, personal protective equipment, decontamination facilities, testing, disposal, etc. | A positive use determination of 100% for the asbestos abatement project. | 2001-03-05 | 862378 | 100
5244 | T1 | Reliant Energy Inc | PH Robinson | 5501 Hwy 146 | Bacliff | TX | 77518 | Galveston | CN600254148 | RN101062826 | Units 1 - 4 Generator Lead Room Drains: Replaced, re-routed, and hard piped drains for all four unit generator lead room drains to the Oily Waste Treatment System. | A positive use determination of 100% for the project to upgrade the Generator Lead Room Drains for Units 1 - 4. | 2001-03-05 | 12756 | 100
5245 | T1 | Texas Genco II LP | Cedar Bayou | 7705 Old West Bay Rd | Baytown | TX | 77520 | Chambers | CN603919200 | RN100825371 | Waste Storage Containers: steel and plastic 55 gallon drums used for temporary storage of wastes. Remediation: During construction/expansion activities contaminated soil was remediated. | A positive use determination of 100% for the waste storage containers. | 2001-03-05 | 2000 | 100
5246 | T1 | Reliant Energy Inc | Baytown Service Center | 333 Ward Rd | Baytown | TX | 77520 | Chambers | CN600276653 | RN100649813 | Waste Storage Containers: steel and plastic 55 gallon drums used for temporary storage of wastes. Remediation: During construction/expansion activities contaminated soil was remediated. | A positive use determination of 100% for the waste storage containers. | 2001-03-05 | 500 | 100
5247 | T1 | Azteca Milling Co Llp | Azteca Milling Co | 4700 South Jefferson | Plainview | TX | 79072 | Hale | CN603916008 | RN100215086 | Constructed four wet scrubbers - one for each process line. Constructed a wastewater treatment plant. | A positive use determination of 100% for the four wet scrubbers and the waste water treatment plant. | 2001-03-05 | 3342000 | 100
5248 | T1 | Rock-Tenn Company Of Texas | Rock-Tenn Company | 1120 E Claredon St | Dallas | TX | 75203 | Dallas | CN603527805 | RN100218668 | Installation of Low NOx burners in boiler. | Returned for failure to respond to a deficiency letter. | 2001-05-02 | 463800 | 100
5249 | T2 | Calpine Corporation | Calpine Hidalgo Energy Center | 4005 North Seminary Rd | Edinburg | TX | 78539 | Hidalgo | CN600131932 | RN100224989 | The following property: Steam Turbine Lube Oil Demister; Combustion Turbine A & B Lube Oil Demisters; HRSG A & B Continuous Emission Monitor Systems; Oil/Water Separator; Stormwater Pond, Pumps, Piping to Cooling Tower; Transformer Containment Basins for A, B, C, and Aux. Trans, and spare LCI trans.; Steam Turbine Lube Oil Containment Basin; Gas Chromatograph; and Cooling Towers - ten Cells. | A positive use determination of 100% for the Steam Turbine Lube Oil Demister; Combustion Turbine A & B Lube Oil Demisters; HRSG A & B Continuous Emission Monitor Systems; Oil/Water Separator; Stormwater Pond, Pumps, Piping to Cooling Tower; Transformer Containment Basins for A, B, C, and Aux. Trans, and spare LCI trans.; Steam Turbine Lube Oil Containment Basin; Gas Chromatograph; and Cooling Towers - ten Cells. | 2001-04-26 | 5022914 | 100
5250 | T1 | Nalco Energy Services LP | Nalco/Exxon Freeport Plant | PO Drawer N CR 229 | Freeport | TX | 77541 | Brazoria | CN602898751 | RN102185717 | Concrete and asphalt paving was added for env. pollution prevention throughout the plant. 1. General Paving Improvement. 2. Concrete Area for Paraformaldehyde Bad Dumpster. 3. Storage Access Improvements. 4. Concrete Storage Area North of Material Warehouse. | A positive use determination of 100% for the four paving projects. | 2001-03-05 | 112600 | 100
5251 | T1 | The Dow Chemical Company | The Dow Chemical Company | 2301 Brazosport Blvd | Freeport | TX | 77541 | Brazoria | CN600356976 | RN102692258 | Installed an aeration system in a wastewater treatment reactor. | A positive use determination of 100% for the aeration system installed in the wastewater treatment reactor. | 2001-03-05 | 600000 | 100
5252 | T1 | The Dow Chemical Company | The Dow Chemical Company | 2301 Brazosport Blvd | Freeport | TX | 77541 | Brazoria | CN600356976 | RN102692258 | Installed an activated carbon bed system for use in polishing rainwater effluent prior to discharge. | A positive use determination of 100% for the activated carbon bed system. | 2001-03-05 | 465000 | 100
5253 | T1 | The Dow Chemical Company | The Dow Chemical Company | 2301 Brazosport Blvd | Freeport | TX | 77541 | Brazoria | CN600356976 | RN102692258 | Installed a new transition piece and dry quench drum with associated piping and instrumentation on the R-30 thermal oxidizer. | A positive use determination of 100% for the new transition piece and dry quench drum with associated piping and instrumentation installed on the R-30 thermal oxidizer. | 2001-03-05 | 1530000 | 100
5254 | T1 | The Dow Chemical Company | The Dow Chemical Company | 2301 Brazosport Blvd | Freeport | TX | 77541 | Brazoria | CN600356976 | RN102692258 | Installed new process controls and instrumentation on the FTB-603 thermal oxidizer. | A positive use determination of 100% for the project to install new process controls and instrumentation on the FTB-603 thermal oxidizer. | 2001-03-07 | 330000 | 100
5255 | T1 | The Dow Chemical Company | The Dow Chemical Company | 2301 Brazosport Blvd | Freeport | TX | 77541 | Brazoria | CN600356976 | RN102692258 | Project included installation of Low NOx burners on DTU-44 Fired Heater and supporting equipment necessary for the operation of the burners. | A positive use determination of 100% for the new low NOx burners and supporting equipment installed on the DTU-44 fired heater. | 2001-03-07 | 113000 | 100
5256 | T1 | The Dow Chemical Company | The Dow Chemical Company | 2301 Brazosport Blvd | Freeport | TX | 77541 | Brazoria | CN600356976 | RN102692258 | Property includes instrumentation, analytical equipment and monitoring equipment for monitoring outfalls. | A positive use determination of 100% for the instrumentation, analytical equipment and monitoring equipment installed for monitoring outfalls. | 2001-03-07 | 322000 | 100
5257 | T1 | The Dow Chemical Company | The Dow Chemical Company | 2301 Brazosport Blvd | Freeport | TX | 77541 | Brazoria | CN600356976 | RN102692258 | Installed new combustion chambers, burners, combustion air blowers, new process control, and instrumentation on the F-2A/B thermal oxidizers. | A positive use determination of 100% for the project to install new combustion chambers, burners, combustion air blowers, new process controls, and instrumentation on the F-2A/B thermal oxidizers. | 2001-03-07 | 1900000 | 100
5258 | T1 | The Dow Chemical Company | The Dow Chemical Company | 2301 Brazosport Blvd | Freeport | TX | 77541 | Brazoria | CN600356976 | RN102692258 | installed a Shimadzu TOC-5000A total organic carbon analyzer. | A positive use determination of 100% for the Shimadzu TOC-5000A Total Carbon Analyzer. | 2001-03-07 | 25000 | 100
5259 | T1 | The Dow Chemical Company | The Dow Chemical Company | 2301 Brazosport Blvd | Freeport | TX | 77541 | Brazoria | CN600356976 | RN102692258 | Purchase of a flare. | A positive use determination of 100% for the new flare. | 2001-03-07 | 79000 | 100
5260 | T1 | The Dow Chemical Company | The Dow Chemical Company | 2301 Brazosport Blvd | Freeport | TX | 77541 | Brazoria | CN600356976 | RN102692258 | Includes an on-line copper analyzer. | A positive use determination of 100% for the on-line copper analyzer. | 2001-03-07 | 60000 | 100
5261 | T1 | The Dow Chemical Company | The Dow Chemical Company | 2301 Brazosport Blvd | Freeport | TX | 77541 | Brazoria | CN600356976 | RN102692258 | Installed a new TDI tar transfer piping system. | A positive use determination of 100% for the thermal oxidizer feed piping. | 2001-03-07 | 115000 | 100
5262 | T1 | The Dow Chemical Company | The Dow Chemical Company | 2301 Brazosport Blvd | Freeport | TX | 77541 | Brazoria | CN600356976 | RN102692258 | Installed waste water piping system to mover waste water to the bio oxidation waste water treatment plant. | A positive use determination of 100% for the waste water piping system. | 2001-03-07 | 89000 | 100
5263 | T1 | The Dow Chemical Company | The Dow Chemical Company | 2301 Brazosport Blvd | Freeport | TX | 77541 | Brazoria | CN600356976 | RN102692258 | Installed a 5,000,000 btu/hr, low NOx, multi-stage thermal oxidizer. | A positive use determination of 100% for the low NOx Thermal Oxidizer. | 2001-03-07 | 1600000 | 100
5264 | T1 | The Dow Chemical Company | The Dow Chemical Company | 2301 Brazosport Blvd | Freeport | TX | 77541 | Brazoria | CN600356976 | RN102692258 | Purchase of total organics carbon analyzer. | A positive use determination of 100% for the total organic carbon analyzer. | 2001-03-07 | 27000 | 100
5265 | T1 | The Dow Chemical Company | The Dow Chemical Company | 2301 Brazosport Blvd | Freeport | TX | 77541 | Brazoria | CN600356976 | RN102692258 | Installed a new mechanical refrigeration unit designed to cool a vent condenser. | A positive use determination of 50% for the new mechanical refrigeration unit. | 2001-03-07 | 27500 | 100
5266 | T1 | The Dow Chemical Company | The Dow Chemical Company | 2301 Brazosport Blvd | Freeport | TX | 77541 | Brazoria | CN600356976 | RN102692258 | Installed a secondary containment area at 3 different locations - B3130, B3600 at Styrene 1 and B7100 at Styrene 2. | A positive use determination of 100% for the secondary containment installed at the three areas. | 2001-03-07 | 86000 | 100
5267 | T1 | The Dow Chemical Company | The Dow Chemical Company | 2301 Brazosport Blvd | Freeport | TX | 77541 | Brazoria | CN600356976 | RN102692258 | Upgraded 18 monitoring points to most effective technology. | A positive use determination of 100% for the project to upgrade the 18 monitoring points. | 2001-03-07 | 1000000 | 100
5268 | T1 | The Dow Chemical Company | The Dow Chemical Company | 2301 Brazosport Blvd | Freeport | TX | 77541 | Brazoria | CN600356976 | RN102692258 | Installed a new tank to replace an existing tank that was leaking and had the potential of causing contamination of rain water outfall. The new tank is built of different material and will provide better resistance to leaks developing. | Withdrawn by applicant | 2002-03-28 | 800000 | 100
5269 | T1 | The Dow Chemical Company | The Dow Chemical Company | 2301 Brazosport Blvd | Freeport | TX | 77541 | Brazoria | CN600356976 | RN102692258 | Pollution control property consists of a steam injection combustor for the gas turbine, in combination with a Selective Catalytic Reduction (SCR) unit for the associated HRSG. A continuous emission monitoring system was installed on each of the five HRSG stacks. | A positive use determination of 100% for the steam injection combustors, the Selective Catalytic Reduction (SCR) units, and the Continuous emission monitoring systems. | 2002-03-12 | 44700000 | 100
5270 | T1 | The Dow Chemical Company | The Dow Chemical Company | 2301 Brazosport Blvd | Freeport | TX | 77541 | Brazoria | CN600356976 | RN102692258 | Outfall Upgrade Project: provided new state of the art instruments, communication equipment, piping, housings, and sampling facilities. | A positive use determination of 100% for the Outfall Upgrade Project. | 2002-03-12 | 2133000 | 100
5271 | T1 | The Dow Chemical Company | The Dow Chemical Company | 2301 Brazosport Blvd | Freeport | TX | 77541 | Brazoria | CN600356976 | RN102692258 | Project to install sumps and trenches to capture the first 1/2 inch of rainwater for testing and treatment, and to isolate Train 1 from Lagoons 1 & 2. Project consists of 3 new sumps to collect rainwater runoff from Train 1. Also revised tank truck/rail car loading area sump so that non-process rainwater runoff can be discharged directly into DSN-201 outfall. | A positive use determination of 100% for the Storm Water Segregation Project. | 2002-03-12 | 650000 | 100
5272 | T1 | The Dow Chemical Company | The Dow Chemical Company | 2301 Brazosport Blvd | Freeport | TX | 77541 | Brazoria | CN600356976 | RN102692258 | A new brine process tank and two pumps were installed on Train 1 to replace the salt ditch. | A positive use determination of 100% for the brine process tank and the two pumps. | 2002-03-12 | 850000 | 100
5273 | T1 | The Dow Chemical Company | The Dow Chemical Company | 2301 Brazosport Blvd | Freeport | TX | 77541 | Brazoria | CN600356976 | RN102692258 | Project to install approximately 40,000 GPM of additional storm water pump capacity. Project includes a 42" lift pump with 450 hp motor, associated piping, civil/structural supports, and required electrical capacity. | A positive use determination of 100% for the project to increase storm water pump capacity. | 2002-03-12 | 800000 | 100
5274 | T1 | The Dow Chemical Company | The Dow Chemical Company | 2301 Brazosport Blvd | Freeport | TX | 77541 | Brazoria | CN600356976 | RN102692258 | Project to keep rainwater from OSBL areas from entering process areas. Project included ditches, swales, berms, culverting, and rocking to prevent erosion and grassing to eliminated suspended solids. | A positive use determination of 100% for the Storm Water Segregation Project. | 2002-03-12 | 1500000 | 100
5275 | T1 | The Dow Chemical Company | The Dow Chemical Company | 2301 Brazosport Blvd | Freeport | TX | 77541 | Brazoria | CN600356976 | RN102692258 | NBT Upgrade Project: improvements include installation of two 30' by 30' API 620 rubber lined tanks for providing holding capacity to allow for more precise processing of waste streams. The project also installed new agitators in all processing tanks, new FRP pumps, additional pH control loops, and new analytical equipment. | A positive use determination of 100% for the NBT Upgrade Project. | 2002-03-12 | 4500000 | 100
5276 | T1 | The Dow Chemical Company | The Dow Chemical Company | 2301 Brazosport Blvd | Freeport | TX | 77541 | Brazoria | CN600356976 | RN102692258 | Project to install a new fan and electrical equipment to improve the reliability of the B-824 Thermal Oxidizer. | A positive use determination of 100% for the new fan and electrical equipment for the B-824 Thermal Oxidizer. | 2002-03-12 | 707000 | 100
5277 | T1 | The Dow Chemical Company | The Dow Chemical Company | 2301 Brazosport Blvd | Freeport | TX | 77541 | Brazoria | CN600356976 | RN102692258 | Project to purchase roll-off bins for use in moving wastes from different Dow Chemical plants to the landfills. | A positive use determination of 100% for the roll-off bins. | 2002-03-12 | 100000 | 100
5278 | T1 | The Dow Chemical Company | The Dow Chemical Company | 2301 Brazosport Blvd | Freeport | TX | 77541 | Brazoria | CN600356976 | RN102692258 | B-8 TTU Water Softener: Necessary for pollution control associated with the TTU Thermal Oxidizer. Equipment consists of a packaged unit, a sand prefilter, parallel resin tanks, and PLC for control. | A positive use determination of 100% for the B-8 TTU Water Softener. | 2002-03-12 | 266000 | 100
5279 | T1 | The Dow Chemical Company | The Dow Chemical Company | 2301 Brazosport Blvd | Freeport | TX | 77541 | Brazoria | CN600356976 | RN102692258 | Project designed and built a new RCRA Storage Site, consisting of a concrete slab and sump, in the A-22 Block. | A positive use determination of 100% for the new RCRA Storage Site. | 2002-03-12 | 109000 | 100
5280 | T1 | The Dow Chemical Company | The Dow Chemical Company | 2301 Brazosport Blvd | Freeport | TX | 77541 | Brazoria | CN600356976 | RN102692258 | Project to segregate the Ethylene Amine facilities wastewater treatment process from the rest of Dow's Texas Operations. This required the creation of a new waste water treatment facility. | A positive use determination of 100% for the new waste water treatment facility. | 2002-03-12 | 58500000 | 100
5281 | T1 | The Dow Chemical Company | The Dow Chemical Company | 2301 Brazosport Blvd | Freeport | TX | 77541 | Brazoria | CN600356976 | RN102692258 | Installed online copper analyzers in the outfall stream from the waste water treatment plant. | A positive use determination of 100% for the online copper analyzers. | 2002-03-12 | 41000 | 100
5282 | T1 | The Dow Chemical Company | The Dow Chemical Company | 2301 Brazosport Blvd | Freeport | TX | 77541 | Brazoria | CN600356976 | RN102692258 | This project includes all of the new equipment and controls required to route the process vents through a new knock-out drum for liquid recovery, and then to the existing flare line for LHC-7. | A positive use determination of 100% for the project to route the process vents through a new knock-out drum for liquid recovery, and then to the existing flare line. | 2002-03-12 | 764000 | 100
5283 | T1 | The Dow Chemical Company | The Dow Chemical Company | 2301 Brazosport Blvd | Freeport | TX | 77541 | Brazoria | CN600356976 | RN102692258 | Installed new fuel gas meters to: A-3500 Block; Flare FL -900; Flare FL-100; and Flare FL-7001. | A positive use determination of 100% for the four fuel gas meters. | 2002-03-12 | 27172 | 100
5284 | T1 | The Dow Chemical Company | The Dow Chemical Company | 2301 Brazosport Blvd | Freeport | TX | 77541 | Brazoria | CN600356976 | RN102692258 | Project to install Flare, CZ-9, and associated equipment, piping, and instrumentation. | A positive use determination of 100% for the project to install Flare, CZ-9, and associated equipment, piping, and instrumentation. | 2002-03-12 | 178000 | 100
5285 | T1 | The Dow Chemical Company | The Dow Chemical Company | 2301 Brazosport Blvd | Freeport | TX | 77541 | Brazoria | CN600356976 | RN102692258 | Project built a shed over a rail car unloading area and storm water diversions away from the area. | A positive use determination of 100% for the project to built a shed over a rail car unloading area and storm water diversions away from the area. | 2002-03-12 | 300000 | 100
5286 | T1 | The Dow Chemical Company | The Dow Chemical Company | 2301 Brazosport Blvd | Freeport | TX | 77541 | Brazoria | CN600356976 | RN102692258 | CLT-830 Upgrade Project: provided design and installation of an improved center well and feed well in the CTL-830, and a clarifier for settling solids in the waste water treatment plant. | A positive use determination of 100% for the CLT-830 Upgrade Project. | 2002-03-12 | 29000 | 100
5287 | T1 | The Dow Chemical Company | The Dow Chemical Company | 2301 Brazosport Blvd | Freeport | TX | 77541 | Brazoria | CN600356976 | RN102692258 | Freeport Primary Conveyor Modifications: provided for improvements to the solids conveying equipment associated with the filter press operations in the waste water treatment plant. | A positive use determination of 100% for the project to make modifications to the Freeport Primary Conveyor. | 2002-03-12 | 68000 | 100
5288 | T1 | The Dow Chemical Company | The Dow Chemical Company | 2301 Brazosport Blvd | Freeport | TX | 77541 | Brazoria | CN600356976 | RN102692258 | Project to provide new state of the art BOD analyzers, pH transmitters, sludge level transmitters, and radar level transmitters in the waste water treatment plant. | A positive use determination of 100% for the BOD analyzers, pH transmitters, sludge level transmitters, and radar level transmitters. | 2002-03-12 | 188000 | 100
5289 | T1 | Reliant Energy Inc | W A Parish | 2500 Y U Jones Rd | Thompsons | TX | 77481 | Fort Bend | CN600254148 | RN100888312 | Constructed solid waste disposal Cell 2A. | A positive use determination of 100% for the construction of landfill cell 2A. | 2001-03-05 | 351031 | 100
5290 | T1 | TXU Lonestar Pipeline | Gb S-125 | CR 2601 West of Bethel | Bethel | TX | 75832 | Anderson | CN604265710 | Not Regulated by TCEQ | Installed a cathodic protection ground bed station to protect a natural gas pipeline. | A positive use determination of 100% for the cathodic protection ground bed station. | 2001-03-15 | 15179 | 100
5291 | T1 | TXU Lonestar Pipeline | Gb L8B-14 | FM 974 .75 NW of 190 | North Zulch | TX | 77872 | Brazos | CN604265710 | Not Regulated by TCEQ | Installed a cathodic protection ground bed station to protect a natural gas pipeline. | A positive use determination of 100% for the cathodic protection ground bed station. | 2001-03-15 | 14347 | 100
5292 | T1 | TXU Lonestar Pipeline | Gb L8-9-01 | E Hwy 6 Woodviller - Osr | Bryan | TX | 77803 | Brazos | CN604265710 | Not Regulated by TCEQ | Installed a cathodic protection ground bed station to protect a natural gas pipeline. | A positive use determination of 100% for the cathodic protection ground bed station. | 2001-03-15 | 19871 | 100
5293 | T1 | TXU Lonestar Pipeline | Gb L8-77 | E Villa Maria Rd | Bryan | TX | 77803 | Brazos | CN604265710 | Not Regulated by TCEQ | Installed a cathodic protection ground bed station to protect a natural gas pipeline. | A positive use determination of 100% for the cathodic protection ground bed station. | 2001-03-15 | 18119 | 100
5294 | T1 | TXU Lonestar Pipeline | Gb L8-70 | Off of Gopher Lane | Bryan | TX | 77803 | Brazos | CN604265710 | Not Regulated by TCEQ | Installed a cathodic protection ground bed station to protect a natural gas pipeline. | A positive use determination of 100% for the cathodic protection ground bed station. | 2001-03-15 | 22109 | 100
5295 | T1 | TXU Lonestar Pipeline | Gb T-6 | 1 M NW of Byers | Byers | TX | 76357 | Clay | CN604265710 | Not Regulated by TCEQ | Installed a cathodic protection ground bed station to protect a natural gas pipeline. | A positive use determination of 100% for the cathodic protection ground bed station. | 2001-03-15 | 16231 | 100
5296 | T1 | TXU Lonestar Pipeline | Gb T-5 | E of Hwy 148 @ Bz Rd | Petrolia | TX | 76377 | Clay | CN604265710 | Not Regulated by TCEQ | Installed a cathodic protection ground bed station to protect a natural gas pipeline. | A positive use determination of 100% for the cathodic protection ground bed station. | 2001-03-15 | 12077 | 100
5297 | T1 | TXU Lonestar Pipeline | Gb F11-01 | County Line Rd 1 S | Dallas | TX | 75261 | Dallas | CN604265710 | Not Regulated by TCEQ | Installed a cathodic protection ground bed station to protect a natural gas pipeline. | A positive use determination of 100% for the cathodic protection ground bed station. | 2001-03-15 | 19524 | 100
5298 | T1 | TXU Lonestar Pipeline | Gb X21-04 | CR 266 1 M W Rising Star | Rising Star | TX | 76471 | Eastland | CN604265710 | Not Regulated by TCEQ | Installed a cathodic protection ground bed station to protect a natural gas pipeline. | A positive use determination of 100% for the cathodic protection ground bed station. | 2001-03-15 | 13775 | 100
5299 | T1 | TXU Lonestar Pipeline | Gb U-116 | .5 M S of FM 2142 | Hamlin | TX | 79520 | Fisher | CN604265710 | Not Regulated by TCEQ | Installed a cathodic protection ground bed station to protect a natural gas pipeline. | A positive use determination of 100% for the cathodic protection ground bed station. | 2001-03-15 | 16331 | 100
5300 | T1 | TXU Lonestar Pipeline | Gb U-114 | FM 255 & FM 2142 | Hamlin | TX | 79520 | Fisher | CN604265710 | Not Regulated by TCEQ | Installed a cathodic protection ground bed station to protect a natural gas pipeline. | A positive use determination of 100% for the cathodic protection ground bed station. | 2001-03-15 | 18551 | 100
5301 | T1 | TXU Lonestar Pipeline | Gb Wa-177 | Nolan/Fisher Co Line | Sweetwater | TX | 79556 | Fisher | CN604265710 | Not Regulated by TCEQ | Installed a cathodic protection ground bed station to protect a natural gas pipeline. | A positive use determination of 100% for the cathodic protection ground bed station. | 2001-03-15 | 19114 | 100
5302 | T1 | TXU Lonestar Pipeline | Gb Ma-02 | FM 246 2 M SW of I45 | Streetman | TX | 75859 | Freestone | CN604265710 | Not Regulated by TCEQ | Installed a cathodic protection ground bed station to protect a natural gas pipeline. | A positive use determination of 100% for the cathodic protection ground bed station. | 2001-03-15 | 15402 | 100
5303 | T1 | TXU Lonestar Pipeline | Gb L8A(2Nd)-31 | W of Plum Creek | Oakwood | TX | 75855 | Freestone | CN604265710 | Not Regulated by TCEQ | Installed a cathodic protection ground bed station to protect a natural gas pipeline. | A positive use determination of 100% for the cathodic protection ground bed station. | 2001-03-15 | 20066 | 100
5304 | T1 | TXU Lonestar Pipeline | Gb Ea-10 | 1.25 M Ene of Denison | Denison | TX | 75021 | Grayson | CN604265710 | Not Regulated by TCEQ | Installed a cathodic protection ground bed station to protect a natural gas pipeline. | A positive use determination of 100% for the cathodic protection ground bed station. | 2001-03-15 | 12101 | 100
5305 | T1 | TXU Lonestar Pipeline | Gb V-164 | 2.5M W of Roans Prairie | Roans Prairie | TX | 77875 | Grimes | CN604265710 | Not Regulated by TCEQ | Installed a cathodic protection ground bed station to protect a natural gas pipeline. | A positive use determination of 100% for the cathodic protection ground bed station. | 2001-03-15 | 20241 | 100
5306 | T1 | TXU Lonestar Pipeline | Gb K5-1A-10 | 1 M NW of Midway | Hamilton | TX | 76531 | Hamilton | CN604265710 | Not Regulated by TCEQ | Installed a cathodic protection ground bed station to protect a natural gas pipeline. | A positive use determination of 100% for the cathodic protection ground bed station. | 2001-03-15 | 18771 | 100
5307 | T1 | TXU Lonestar Pipeline | Gb -O38-15 | Off Hc 3532 | Saltillo | TX | 75478 | Hopkins | CN604265710 | Not Regulated by TCEQ | Installed a cathodic protection ground bed station to protect a natural gas pipeline. | A positive use determination of 100% for the cathodic protection ground bed station. | 2001-03-15 | 20127 | 100
5308 | T1 | TXU Lonestar Pipeline | Gb 021-07 | FM 903 5M E of Greenville | Greenville | TX | 75401 | Hunt | CN604265710 | Not Regulated by TCEQ | Installed a cathodic protection ground bed station to protect a natural gas pipeline. | A positive use determination of 100% for the cathodic protection ground bed station. | 2001-03-15 | 500 | 100
5309 | T1 | TXU Lonestar Pipeline | Gb Uh-07 | FM 1661 @ Sh 92 | Stamford | TX | 79553 | Jones | CN604265710 | Not Regulated by TCEQ | Installed a cathodic protection ground bed station to protect a natural gas pipeline. | A positive use determination of 100% for the cathodic protection ground bed station. | 2001-03-15 | 12731 | 100
5310 | T1 | TXU Lonestar Pipeline | Gb U-112 | Off Us83 By NW 9 St | Hamlin | TX | 79520 | Jones | CN604265710 | Not Regulated by TCEQ | Installed a cathodic protection ground bed station to protect a natural gas pipeline. | A positive use determination of 100% for the cathodic protection ground bed station. | 2001-03-15 | 17244 | 100
5311 | T1 | TXU Lonestar Pipeline | Gb U-109 | FM 1835 By Rr Tracks | Hamlin | TX | 79520 | Jones | CN604265710 | Not Regulated by TCEQ | Installed a cathodic protection ground bed station to protect a natural gas pipeline. | A positive use determination of 100% for the cathodic protection ground bed station. | 2001-03-15 | 16200 | 100
5312 | T1 | TXU Lonestar Pipeline | Gb U-106 | Off Sh 92 @ FM 136 | Hamlin | TX | 79520 | Jones | CN604265710 | Not Regulated by TCEQ | Installed a cathodic protection ground bed station to protect a natural gas pipeline. | A positive use determination of 100% for the cathodic protection ground bed station. | 2001-03-15 | 17208 | 100
5313 | T1 | TXU Lonestar Pipeline | Gb U-104 | Off Sh 92 @ FM 145 | Hamlin | TX | 79520 | Jones | CN604265710 | Not Regulated by TCEQ | Installed a cathodic protection ground bed station to protect a natural gas pipeline. | A positive use determination of 100% for the cathodic protection ground bed station. | 2001-03-15 | 22790 | 100
5314 | T1 | TXU Lonestar Pipeline | Gb U-102 | Off Sh 92 @ FM 155 | Hamlin | TX | 79520 | Jones | CN604265710 | Not Regulated by TCEQ | Installed a cathodic protection ground bed station to protect a natural gas pipeline. | A positive use determination of 100% for the cathodic protection ground bed station. | 2001-03-15 | 17355 | 100
5315 | T1 | TXU Lonestar Pipeline | Gb U-99 | Off Sh 92 @ FM 183 | Stamford | TX | 79553 | Jones | CN604265710 | Not Regulated by TCEQ | Installed a cathodic protection ground bed station to protect a natural gas pipeline. | A positive use determination of 100% for the cathodic protection ground bed station. | 2001-03-15 | 17344 | 100
5316 | T1 | TXU Lonestar Pipeline | Gb U-97 | Off Sh 92 @ FM 193 | Stamford | TX | 79553 | Jones | CN604265710 | Not Regulated by TCEQ | Installed a cathodic protection ground bed station to protect a natural gas pipeline. | A positive use determination of 100% for the cathodic protection ground bed station. | 2001-03-15 | 16974 | 100
5317 | T1 | TXU Lonestar Pipeline | Gb U-95 | Off Sh 92 1.75 M W of 277 | Stamford | TX | 79553 | Jones | CN604265710 | Not Regulated by TCEQ | Installed a cathodic protection ground bed station to protect a natural gas pipeline. | A positive use determination of 100% for the cathodic protection ground bed station. | 2001-03-15 | 20822 | 100
5318 | T1 | TXU Lonestar Pipeline | Gb U-94 | Off Sh 92 .75 M W of 277 | Stamford | TX | 79553 | Jones | CN604265710 | Not Regulated by TCEQ | Installed a cathodic protection ground bed station to protect a natural gas pipeline. | A positive use determination of 100% for the cathodic protection ground bed station. | 2001-03-15 | 26366 | 100
5319 | T1 | TXU Lonestar Pipeline | Gb Dd-19 | Off FM 322 | Terrell | TX | 75160 | Kaufman | CN604265710 | Not Regulated by TCEQ | Installed a cathodic protection ground bed station to protect a natural gas pipeline. | A positive use determination of 100% for the cathodic protection ground bed station. | 2001-03-15 | 20830 | 100
5320 | T1 | TXU Lonestar Pipeline | Gb M11-8-02 | Off Hwy 71 | Tehuacana | TX | 76686 | Limestone | CN604265710 | Not Regulated by TCEQ | Installed a cathodic protection ground bed station to protect a natural gas pipeline. | A positive use determination of 100% for the cathodic protection ground bed station. | 2001-03-15 | 21959 | 100
5321 | T1 | TXU Lonestar Pipeline | Gb L8A-13 | CR 609 1 M SW Lavender | Mart | TX | 76664 | Limestone | CN604265710 | Not Regulated by TCEQ | Installed a cathodic protection ground bed station to protect a natural gas pipeline. | A positive use determination of 100% for the cathodic protection ground bed station. | 2001-03-15 | 18328 | 100
5322 | T1 | TXU Lonestar Pipeline | Gb L8A-11A | Between CR 606 & 612 | Mart | TX | 76664 | Limestone | CN604265710 | Not Regulated by TCEQ | Installed a cathodic protection ground bed station to protect a natural gas pipeline. | A positive use determination of 100% for the cathodic protection ground bed station. | 2001-03-15 | 20428 | 100
5323 | T1 | TXU Lonestar Pipeline | Gb N-71 | CR 312 2 M S of Llano | Llano | TX | 78643 | Llano | CN604265710 | Not Regulated by TCEQ | Installed a cathodic protection ground bed station to protect a natural gas pipeline. | A positive use determination of 100% for the cathodic protection ground bed station. | 2001-03-15 | 17406 | 100
5324 | T1 | TXU Lonestar Pipeline | Gb V-144 | FM 1372 | North Zulch | TX | 77872 | Madison | CN604265710 | Not Regulated by TCEQ | Installed a cathodic protection ground bed station to protect a natural gas pipeline. | A positive use determination of 100% for the cathodic protection ground bed station. | 2001-03-15 | 16647 | 100
5325 | T1 | TXU Lonestar Pipeline | Gb Suaa-06 | 7 M SW of Madisonville | Madisonville | TX | 77864 | Madison | CN604265710 | Not Regulated by TCEQ | Installed a cathodic protection ground bed station to protect a natural gas pipeline. | A positive use determination of 100% for the cathodic protection ground bed station. | 2001-03-15 | 9721 | 100
5326 | T1 | TXU Lonestar Pipeline | Gb L8Bab-03 | N of Sh 190 | North Zulch | TX | 77872 | Madison | CN604265710 | Not Regulated by TCEQ | Installed a cathodic protection ground bed station to protect a natural gas pipeline. | A positive use determination of 100% for the cathodic protection ground bed station. | 2001-03-15 | 16355 | 100
5327 | T1 | TXU Lonestar Pipeline | Gb L8Ba-11 | FM 1372 2.5 SW of Cottonw | North Zulch | TX | 77872 | Madison | CN604265710 | Not Regulated by TCEQ | Installed a cathodic protection ground bed station to protect a natural gas pipeline. | A positive use determination of 100% for the cathodic protection ground bed station. | 2001-03-15 | 17407 | 100
5328 | T1 | TXU Lonestar Pipeline | Gb L8B4-10 | FM 330 E of FM 327 | Normangee | TX | 77871 | Madison | CN604265710 | Not Regulated by TCEQ | Installed a cathodic protection ground bed station to protect a natural gas pipeline. | A positive use determination of 100% for the cathodic protection ground bed station. | 2001-03-15 | 13832 | 100
5329 | T1 | TXU Lonestar Pipeline | Gb X-326 | FM 1787 | Odessa | TX | 79766 | Ector | CN604265710 | Not Regulated by TCEQ | Installed a cathodic protection ground bed station to protect a natural gas pipeline. | A positive use determination of 100% for the cathodic protection ground bed station. | 2001-03-15 | 32247 | 100
5330 | T1 | TXU Lonestar Pipeline | Gb V-54 | Near NW CR 2290 | Blloming Grove | TX | 76626 | Navarro | CN604265710 | Not Regulated by TCEQ | Installed a cathodic protection ground bed station to protect a natural gas pipeline. | A positive use determination of 100% for the cathodic protection ground bed station. | 2001-03-15 | 12293 | 100
5331 | T1 | TXU Lonestar Pipeline | Gb O38-30 | Off Hwy 271 | Bogata | TX | 75417 | Red River | CN604265710 | Not Regulated by TCEQ | Installed a cathodic protection ground bed station to protect a natural gas pipeline. | A positive use determination of 100% for the cathodic protection ground bed station. | 2001-03-15 | 17346 | 100
5332 | T1 | TXU Lonestar Pipeline | Gb E30-08 | FM 44 N of Hwy 82 | Annonam | TX | 75550 | Red River | CN604265710 | Not Regulated by TCEQ | Installed a cathodic protection ground bed station to protect a natural gas pipeline. | A positive use determination of 100% for the cathodic protection ground bed station. | 2001-03-15 | 12379 | 100
5333 | T1 | TXU Lonestar Pipeline | Gb L8-69 | 1.6 M E of Benchley | Bryan | TX | 77801 | Robertson | CN604265710 | Not Regulated by TCEQ | Installed a cathodic protection ground bed station to protect a natural gas pipeline. | A positive use determination of 100% for the cathodic protection ground bed station. | 2001-03-15 | 15578 | 100
5334 | T1 | TXU Lonestar Pipeline | Gb L8-66 | CR 259 W of Rabbit Lane | Bryan | TX | 77801 | Robertson | CN604265710 | Not Regulated by TCEQ | Installed a cathodic protection ground bed station to protect a natural gas pipeline. | A positive use determination of 100% for the cathodic protection ground bed station. | 2001-03-15 | 15578 | 100
5335 | T1 | TXU Lonestar Pipeline | Gb L8-63 | Off FM 2459 @ Hwy 6 | Bryan | TX | 77801 | Robertson | CN604265710 | Not Regulated by TCEQ | Installed a cathodic protection ground bed station to protect a natural gas pipeline. | A positive use determination of 100% for the cathodic protection ground bed station. | 2001-03-15 | 18309 | 100
5336 | T1 | TXU Lonestar Pipeline | Gb L8-61 | Off FM 2459 & McCarver | Hearne | TX | 77859 | Robertson | CN604265710 | Not Regulated by TCEQ | Installed a cathodic protection ground bed station to protect a natural gas pipeline. | A positive use determination of 100% for the cathodic protection ground bed station. | 2001-03-15 | 15578 | 100
5337 | T1 | TXU Lonestar Pipeline | Gb L8-59 | Near Hwy 6 South77859 | Hearne | TX | 77859 | Robertson | CN604265710 | Not Regulated by TCEQ | Installed a cathodic protection ground bed station to protect a natural gas pipeline. | A positive use determination of 100% for the cathodic protection ground bed station. | 2001-03-15 | 23000 | 100
5338 | T1 | TXU Lonestar Pipeline | Gb L8-56 | CR 239 | Hearne | TX | 77859 | Robertson | CN604265710 | Not Regulated by TCEQ | Installed a cathodic protection ground bed station to protect a natural gas pipeline. | A positive use determination of 100% for the cathodic protection ground bed station. | 2001-03-15 | 15578 | 100
5339 | T1 | TXU Lonestar Pipeline | Gb L8-55 | Max Grenwelgr Rd | Hearne | TX | 77859 | Robertson | CN604265710 | Not Regulated by TCEQ | Installed a cathodic protection ground bed station to protect a natural gas pipeline. | A positive use determination of 100% for the cathodic protection ground bed station. | 2001-03-15 | 25407 | 100
5340 | T1 | TXU Lonestar Pipeline | Gb L8-53 | End of CR 103 | Hearne | TX | 77859 | Robertson | CN604265710 | Not Regulated by TCEQ | Installed a cathodic protection ground bed station to protect a natural gas pipeline. | A positive use determination of 100% for the cathodic protection ground bed station. | 2001-03-15 | 17705 | 100
5341 | T1 | TXU Lonestar Pipeline | Gb L8-50 | CR 118 S of Calvert | Calvert | TX | 77837 | Robertson | CN604265710 | Not Regulated by TCEQ | Installed a cathodic protection ground bed station to protect a natural gas pipeline. | A positive use determination of 100% for the cathodic protection ground bed station. | 2001-03-15 | 15578 | 100
5342 | T1 | TXU Lonestar Pipeline | Gb L8-48 | FM 1644 E Pf Calvert | Calvert | TX | 77837 | Robertson | CN604265710 | Not Regulated by TCEQ | Installed a cathodic protection ground bed station to protect a natural gas pipeline. | A positive use determination of 100% for the cathodic protection ground bed station. | 2001-03-15 | 15578 | 100
5343 | T1 | TXU Lonestar Pipeline | Gb R(2Nd)-24 | FM 394 Near FM 399 | Rowena | TX | 76875 | Runnels | CN604265710 | Not Regulated by TCEQ | Installed a cathodic protection ground bed station to protect a natural gas pipeline. | A positive use determination of 100% for the cathodic protection ground bed station. | 2001-03-15 | 13280 | 100
5344 | T1 | TXU Lonestar Pipeline | Gb Kc7Aa-09 | FM 1606 By FM 1610 | Snyder | TX | 79549 | Scurry | CN604265710 | Not Regulated by TCEQ | Installed a cathodic protection ground bed station to protect a natural gas pipeline. | A positive use determination of 100% for the cathodic protection ground bed station. | 2001-03-15 | 20257 | 100
5345 | T1 | TXU Lonestar Pipeline | Gb A22-1-1-4 | Off Post Oak Dr | Wichita Falls | TX | 76310 | Wichita | CN604265710 | Not Regulated by TCEQ | Installed a cathodic protection ground bed station to protect a natural gas pipeline. | A positive use determination of 100% for the cathodic protection ground bed station. | 2001-03-15 | 13836 | 100
5346 | T1 | TXU Lonestar Pipeline | Gb W19-06 | Hwy 101 By FM 1557 | Chico | TX | 76431 | Wise | CN604265710 | Not Regulated by TCEQ | Installed a cathodic protection ground bed station to protect a natural gas pipeline. | A positive use determination of 100% for the cathodic protection ground bed station. | 2001-03-15 | 15076 | 100
5347 | T1 | TXU Lonestar Pipeline | Gb W-61 | Off FM 1655 2 M W | Alvord | TX | 76225 | Wise | CN604265710 | Not Regulated by TCEQ | Installed a cathodic protection ground bed station to protect a natural gas pipeline. | A positive use determination of 100% for the cathodic protection ground bed station. | 2001-03-15 | 17289 | 100
5349 | T1 | TXU Lonestar Pipeline | Gb L19-14 | Cd 424 By Hwy 79 | Thrall | TX | 76578 | Williamson | CN604265710 | Not Regulated by TCEQ | Installed a cathodic protection ground bed station to protect a natural gas pipeline. | A positive use determination of 100% for the cathodic protection ground bed station. | 2001-03-15 | 12272 | 100
5350 | T1 | Solvay Polymers Inc | Solvay Polymers | 1230 Battleground Rd | Deer Park | TX | 77536 | Harris | CN601467491 | RN100229905 | VOC Emissions Reduction & Recovery Project: This project included adding a new ethylene recovery unit (ERU3) and improving the existing unit (ERU1). Flare flow meters were added on the flare vent header. | A positive use determination of 100% for the VOC Emission Reduction and Recovery Project. | 2001-03-22 | 4038000 | 100
5351 | T1 | Solvay Polymers Inc | Solvay Polymers | 1230 Battleground Rd | Deer Park | TX | 77536 | Harris | CN601467491 | RN100229905 | A tract of land was purchased for use as a long-term railyard. Four acres of the tract has been set aside for use as a stormwater retention pond. | A positive use determination of 100% for the four acres purchased for use as a stormwater retention pond. | 2001-03-22 | 428570 | 100
5352 | T1 | Solvay Polymers Inc | Solvay Polymers | 1230 Battleground Rd | Deer Park | TX | 77536 | Harris | CN601467491 | RN100229905 | Dust seals were improved on the polymer flake palletizing machines. | A positive use determination of 100% for the improved dust seals. | 2001-03-22 | 159000 | 100
5353 | T1 | Goodyear Tire & Rubber Company | Goodyear Chemical Plant | 2000 Goodyear Dr | Houston | TX | 77001 | Harris | CN600616049 | RN100870898 | Modified I.C. engines to reduce NOx. Added relief valves and connect the valves to the flare. | A positive use determination of 100% for the Engine NOx Reduction Projects and the Plant 2 Pressure Relief Valve Project. | 2001-03-22 | 321090 | 100
5354 | T1 | Solvay Interox Inc | Solvay Interox Inc | 1230 Battleground Rd | Deer Park | TX | 77536 | Harris | CN601467491 | RN100229905 | This water diversion project involved process distillation tower overheads and secondary containment diking solvent pumps in the AO97 area. | A positive use determination of 100% for the AO97 Waste Water Minimization Project and the Secondary Spill Containment Project. | 2001-04-19 | 104250 | 100
5355 | T1 | Solvay Interox Inc | Solvay Interox Inc | 1230 Battleground Rd | Deer Park | TX | 77536 | Harris | CN601467491 | RN100229905 | Particulate Control Project: Consisted of ground level containment systems and placement of spill control equipment at locations for fugitive solid control. Project included improved rapping on the filter bag system. | A positive use determination of 100% for the particulate control project. | 2001-03-19 | 314000 | 100
5356 | T1 | TXU Lonestar Pipeline | Gb Rl-18 | FM 2324 By FM 1275 | Emory | TX | 75440 | Rains | CN604265710 | Not Regulated by TCEQ | Installed a cathodic protection ground bed station to protect a natural gas pipeline. | A positive use determination of 100% for the cathodic protection ground bed station. | 2001-03-15 | 188889 | 100
5357 | T1 | TXU Lonestar Pipeline | Gb Rj-55 | FM 3907 & FM 3908 | Wills Point | TX | 75169 | Van Zandt | CN604265710 | Not Regulated by TCEQ | Installed a cathodic protection ground bed station to protect a natural gas pipeline. | A positive use determination of 100% for the cathodic protection ground bed station. | 2001-03-15 | 13500 | 100
5358 | T1 | TXU Lonestar Pipeline | Gb Ro-81 | Off Nicholson Lake Rd | Chappell Hill | TX | 77426 | Washington | CN604265710 | Not Regulated by TCEQ | Installed a cathodic protection ground bed station to protect a natural gas pipeline. | A positive use determination of 100% for the cathodic protection ground bed station. | 2001-03-15 | 18515 | 100
5359 | T1 | TXU Lonestar Pipeline | Gb Rf-35 | Cd 502 E of Mexia | Mexia | TX | 77426 | Limestone | CN604265710 | Not Regulated by TCEQ | Installed a cathodic protection ground bed station to protect a natural gas pipeline. | A positive use determination of 100% for the cathodic protection ground bed station. | 2001-03-15 | 15990 | 100
5360 | T1 | TXU Lonestar Pipeline | Gb R-O-168 | Off Hwy 6 By FM 2745 | Kosse | TX | 76653 | Falls | CN604265710 | Not Regulated by TCEQ | Installed a cathodic protection ground bed station to protect a natural gas pipeline. | A positive use determination of 100% for the cathodic protection ground bed station. | 2001-03-15 | 17589 | 100
5361 | T1 | TXU Lonestar Pipeline | Gb Rf-70 | Off Hwy 6 By Ih 35 | Waco | TX | 76701 | McLennan | CN604265710 | Not Regulated by TCEQ | Installed a cathodic protection ground bed station to protect a natural gas pipeline. | A positive use determination of 100% for the cathodic protection ground bed station. | 2001-03-15 | 500 | 100
5362 | T1 | Valley Co-Op Oil Mill | Valley Co-Op Oil Mill | 1901 N Exp 77 | Harlingen | TX | 78553 | Cameron | CN600129738 | RN102261021 | Mineral Oil System: The air entrained into the extraction unit by the pores of the material to be extracted must be eliminated. In doing so, this air will carry a certain amount of hexane. This hexane laden air is brought into contact with mineral or vegetable oil which absorbs the hexane, The hexane is evaporated and further condensed and recycled to the solvent circuit. | A positive use determination of 100% for the Mineral Oil System. | 2001-03-23 | 281955 | 100
5363 | T1 | Firestone Polymers LLC | Firestone Polymers LLC | 5713 FM 1006 | Orange | TX | 77630 | Orange | CN601590789 | RN100224468 | The following projects: Flare Modification (7936) increase the flare header and to route the relief valves in the south tank farm to the flare; Refurbish Sewer Treatment Plant (7978) replaced piping, handrails, pipe support and building steel; Replace the economizer on Direct Fired Thermal Oxidizer Waste Heat Boiler (7979); Replace or rebuild relief valves in the plant (8072); Replace asbestos insulation (8077); Installed a different sample system on MSA Sensors on Dewatering Screens and Presses(8122); Replace floating roof seal on DF-138(8189) & DF-137(8213); Install spill containment around F-822 & F-860 tanks (8237) | A positive use determination of 100% for the Flare Modification Project (7936); Refurbish Sewer Treatment Plant Project (7978); project to replace the economizer on Direct Fired Thermal Oxidizer Waste Heat Boiler (7979); project to replace or rebuild relief valves in the plant (8072); project to replace asbestos insulation (8077); project to install a different sample system on MSA Sensors on Dewatering Screens and Presses(8122); the replacement of the floating roof seal on DF-138(8189) & DF-137(8213); and the spill containment around F-822 & F-860 tanks (8237). | 2001-03-28 | 329869 | 100
5364 | T1 | FMK Inc | FMK Inc | 2021 Northwest Stalings D | Nacogdoches | TX | 75961 | Nacogdoches | insufficient Information | Insufficient Information | Installed a new paint booth in order to meet air permit requirements. | A positive use determination of 100% for the 2 Downdraft, Dry Filter Paint Spray Booths. | 2001-04-11 | 296198 | 100
5365 | T2 | Calpine Corporation | Calpine Magic Valley Generation | 3333 N McColl Rd | Edinburg | TX | 78539 | Hidalgo | CN601427073 | RN100209576 | The following items: Demister, Waste Water Treatment Facility, Vapor Recovery Equipment, Selective Catalytic Reduction System, Air/Fuel Ratio Controllers, Continuous Emission Monitors, Low-NOx Burners, CPI Separator, Chlorination, Dechlorination, Conveyances, Pumps, Sumps, Tanks, and Basins, Water Conservation Systems, Cooling Towers, pH Meter, Dissolved Oxygen Meter, Chart Recorder, On-Line Analyzer, Secondary Containment, Combustion Turbine Cooling Air Bypass System, Gas Chromatograph, Combustion Turbine Inlet Guide Vanes, and Site Hard Surfacing. | A positive use determination of 100% for the Demister, Waste Water Treatment Facility, Vapor Recovery Equipment, Selective Catalytic Reduction System, Air/Fuel Ratio Controllers, Continuous Emission Monitors, Low-NOx Burners, CPI Separator, Chlorination, Dechlorination, Conveyances, Pumps, Sumps, Tanks, and Basins, Water Conservation Systems, Cooling Towers, pH Meter, Dissolved Oxygen Meter, Chart Recorder, On-Line Analyzer, Secondary Containment, Combustion Turbine Cooling Air Bypass System, Gas Chromatograph, Combustion Turbine Inlet Guide Vanes, and Site Hard Surfacing. | 2001-04-26 | 23697412 | 100
5366 | T1 | Letourneau Ellis Williams Company Inc | Letourneau Ellis Williams Company Inc | 6500 Brittmoore Rd | Houston | TX | 77041 | Harris | CN600360465 | RN104348339 | Purchased an electric sweeper for use in surface cleaning as a means of reducing particulate matter. | A positive use determination of 100% for the electric sweeper. | 2001-03-23 | 9499 | 100
5367 | T1 | GB Biosciences Corporation | GB Biosciences Greens Bayou | 2239 Haden Rd | Houston | TX | 77015 | Harris | CN600132831 | RN100238492 | This project replaced the seals on the CTL II ribbon blender with mechanical seals to reduce particulate matter. In order to install the new seals modifications were made to the blender covers and the existing seal housings. | A positive use determination of 100% for the mechanical seals installed on the CTL II ribbon blender shafts and the necessary modifications. | 2001-03-07 | 30575 | 100
5368 | T1 | GB Biosciences Corporation | GB Biosciences Greens Bayou | 2239 Haden Rd | Houston | TX | 77015 | Harris | CN600132831 | RN100238492 | Converted the IPN catalyst hopper vent stream baghouse, FD-105, to ceramic fiber material suitable for the vent stream temperatures. An extension to the above project is the replacement of the hopper extension from the catalyst hopper, FB-104, to an extension having a higher pressure rating and the replacement of the rupture disk on the hopper extension to the higher pressure rating. A 3rd portion of the project involved improvements to the catalyst spent fines drumming system. The improvements included: Lowering the drum conveyor; better weight scales; high level alarm; and a knife gate air-actuated valve. Also a new concrete spill containment pad and dike was added. | A positive use determination of 100% for the IPN Catalyst Improvements Project. | 2001-03-07 | 390100 | 100
5369 | T1 | GB Biosciences Corporation | GB Biosciences Greens Bayou | 2239 Haden Rd | Houston | TX | 77015 | Harris | CN600132831 | RN100238492 | Purchased three 60 minute Scott 4.5 Air-Packs and three LifeAir-5 escape packs for use around chlorine. Replaced 18 self-contained breathing apparatus in order to meet regulations. Each member of the plant emergency team is issued personnel protection equipment. 20% of this equipment was replaced this year. | A positive use determination of 100% for the three 60 minute Scott 4.5 Air-Packs, the three LifeAir-5 escape packs for use around chlorine, and the replacement of the 18 self-contained breathing apparatus. | 2001-03-07 | 52600 | 100
5370 | T1 | GB Biosciences Corporation | GB Biosciences Greens Bayou | 2239 Haden Rd | Houston | TX | 77015 | Harris | CN600132831 | RN100238492 | Chlorine is used in the manufacture of CTL. Process vents containing chlorine are routed to a caustic scrubber. The scrubber vessels were replace. Also upgrade the caustic cooling system. Replaced existing heat exchangers and pumps with larger equipment and installed an in-line analyzer. The emergency scrubber system was upgraded by replacing the orifice meter with a magnetic flow meter. | A positive use determination of 100% for the Chlorine Neutralizer Scrubber Upgrade Project. | 2001-03-07 | 898224 | 100
5371 | T1 | GB Biosciences Corporation | GB Biosciences Greens Bayou | 2239 Haden Rd | Houston | TX | 77015 | Harris | CN600132831 | RN100238492 | Installed an inlet water flow control valve as part of the switch to surface water. | A positive use determination of 100% for the inlet control valve for the potable water system. | 2001-03-07 | 67800 | 100
5372 | T1 | Goodyear Tire & Rubber Company | Goodyear Chemical Plant | Ih 10 @ Smith Rd | Beaumont | TX | 77720 | Jefferson | CN600616049 | RN102561925 | The following items: Underground Piping - from the canal to the clarifier; Stormwater Controller; and Pump - Decanters H/C. | A positive use determination of 100% for the underground Piping - from the canal to the clarifier; Stormwater Controller; and Pump - Decanters H/C. | 2001-03-07 | 4545704 | 100
5373 | T1 | Goodyear Tire & Rubber Company | Goodyear Chemical Plant | Ih 10 @ Smith Rd | Beaumont | TX | 77720 | Jefferson | CN600616049 | RN102561925 | The following items: Regenerative Thermal Oxidizer; Flare System; Vent Gas Absorber System; Tertiary Stripper System; Crumb Tank; Seals for Cement Pumps; and Strippers Used In conjunction with Final Control Devices. | A positive use determination of 100% for the following items: Regenerative Thermal Oxidizer; Flare System; Vent Gas Absorber System; Tertiary Stripper System; Crumb Tank; Seals for Cement Pumps; and Strippers Used In conjunction with Final Control Devices. | 2001-03-19 | 5495140 | 100
5374 | T1 | KMTEX Inc | KMTEX Inc | 2450 S Gulfway Dr | Port Arthur | TX | 77641 | Jefferson | CN604105007 | RN100640283 | Carbon bed rental during nonyl propyl bromide campaign to reduce emissions. | A positive use determination of 100% for the carbon bed. | 2001-03-19 | 15968 | 100
5375 | T1 | KMTEX Inc | KMTEX Inc | 2450 S Gulfway Dr | Port Arthur | TX | 77641 | Jefferson | CN604105007 | RN100640283 | Provided concrete containment for T-400 tank farm and other process areas. | A positive use determination of 100% for the concrete containment. | 2001-03-19 | 20386 | 100
5376 | T1 | KMTEX Inc | KMTEX Inc | 2450 S Gulfway Dr | Port Arthur | TX | 77641 | Jefferson | CN604105007 | RN100640283 | Installed high level alarms on tanks to prevent overfilling. | A positive use determination of 100% for the high level alarms. | 2001-03-19 | 9310 | 100
5377 | T1 | KMTEX Inc | KMTEX Inc | 2450 S Gulfway Dr | Port Arthur | TX | 77641 | Jefferson | CN604105007 | RN100640283 | Modification of vent flare knockout pot to minimize emissions and reduce liquid loading from entering flare. | A positive use determination of 100% for the project to modify the vent flare knockout pot. | 2001-03-19 | 15000 | 100
5378 | T1 | KMTEX Inc | KMTEX Inc | 2450 S Gulfway Dr | Port Arthur | TX | 77641 | Jefferson | CN604105007 | RN100640283 | Installed a roof over truck loading area which will eliminate rainwater contamination in process area, thus reducing wastewater. | A positive use determination of 100% for the roof installed over the truck loading area. | 2001-03-19 | 10194 | 100
5379 | T1 | KMTEX Inc | KMTEX Inc | 2450 S Gulfway Dr | Port Arthur | TX | 77641 | Jefferson | CN604105007 | RN100640283 | Installed a roof over process area which will eliminate rainwater contamination in process area, thus reducing wastewater. | A positive use determination of 100% for the roof installed over the process area. | 2001-03-19 | 8000 | 100
5380 | T1 | KMTEX Inc | KMTEX Inc | 2450 S Gulfway Dr | Port Arthur | TX | 77641 | Jefferson | CN604105007 | RN100640283 | Reduced boiler emissions by upgrading the boiler controls and burners. | A positive use determination of 100% for the project to upgrade the controls and burners for the boilers. | 2001-03-19 | 10000 | 100
5381 | T1 | KMCO LP | KMCO LP | 16503 Ramsey Rd | Crosby | TX | 77532 | Harris | CN604105221 | RN101613511 | Installed a liquid ring vacuum pump as a replacement for Beach-Russ to control NOx and organic emissions. Added liquid ring vacuum pumps to RK-8 in order to decrease emissions to flare due to vacuum stripping rather than nitrogen/natural gas sparging. | A positive use determination of 100% for the liquid ring vacuum pumps. | 2001-03-19 | 43500 | 100
5382 | T1 | KMCO LP | KMCO LP | 16503 Ramsey Rd | Crosby | TX | 77532 | Harris | CN604105221 | RN101613511 | Installed concrete pad and diking in tank farm 1500 to prevent soil contaminations. Also allows stormwater to be directed to wastewater treatment unit. | A positive use determination of 100% for the concrete pad and diking. | 2001-03-21 | 16494 | 100
5383 | T1 | KMCO LP | KMCO LP | 16503 Ramsey Rd | Crosby | TX | 77532 | Harris | CN604105221 | RN101613511 | Reduced boiler emissions by upgrading boiler controls and burners. | A positive use determination of 100% for the project to upgrade the controls and burners for the boilers. | 2001-03-21 | 25330 | 100
5384 | T1 | KMCO LP | KMCO LP | 16503 Ramsey Rd | Crosby | TX | 77532 | Harris | CN604105221 | RN101613511 | Installed a custom made thermocoupling in order to improve reliability and reducing upset emissions. | A positive use determination of 100% for the custom made thermocouple. | 2001-03-21 | 4000 | 100
5385 | T1 | KMCO LP | KMCO LP | 16503 Ramsey Rd | Crosby | TX | 77532 | Harris | CN604105221 | RN101613511 | Installed an additional mole sieve dryer to dry process ethanol stream, | A positive use determination of 100% for the mole sieve dryer. | 2001-03-21 | 27500 | 100
5386 | T1 | Reliant Energy Inc | Channelview | 8280 Sheldon Rd | Channelview | TX | 77530 | Harris | CN600254148 | RN100220276 | Installed a continuous emission monitoring system to measure and record concentrations from each exhaust stack. | A positive use determination of 100% for the continuous emission monitors. | 2001-03-21 | 825338 | 100
5387 | T1 | Reliant Energy Inc | Channelview | 8280 Sheldon Rd | Channelview | TX | 77530 | Harris | CN600254148 | RN100220276 | Install SCR: project will involve engineer, and installation of selective catalytic | A positive use determination of 100% for the selective catalytic reduction system. | 2001-03-21 | 76000 | 100
5388 | T1 | PPG Industries Inc | PPG La Porte Fine Chemicals | 1901 West H St | La Porte | TX | 77571 | Harris | CN600124614 | RN102540754 | Installed a new thermal oxidizer which will double the current vent capacity. It also incorporates a waste heat recovery boiler. Upgrades made to the acid plant consist of a larger absorption system to accommodate increased acid flow from existing and new production units, and ancillary equipment necessary to concentrate the weak acid streams from both oxidizers to 32% acid for commercial sales. Installed a multi-point monitor on the phosgene cold vent unit. Provided an emergency generator and a fume release header system . Installed an ID fan on the #1 thermal oxidizer. Eliminated the polyethylene tubing line to the waste water collection tank and hard piped reactor 6002 to dump down tank, the cold vent unit, and the waste water collection tank. Installed a caustic scrubber for the hoods in the Pharma industrialization lab. | A positive use determination of 100% for the thermal oxidizer with waste heat recovery boiler, the upgrades made to the acid plant, the multi-point monitor on the phosgene cold vent unit, the emergency generator and fume release header system, the ID fan on the #1 thermal oxidizer, the elimination of the polyethylene tubing line, and the caustic scrubber for the Pharma industrialization lab. | 2001-04-27 | 12008300 | 100
5389 | T1 | PPG Industries Inc | PPG La Porte Fine Chemicals | 1901 West H St | La Porte | TX | 77571 | Harris | CN600124614 | RN102540754 | Installed a control at the North HCL sump and installed an additional caustic control loop on the North HCL above ground line to the Neut Pit. Upgraded critical upstream parts of the waste water collection system. Installed a waste water system composed of a new sump for existing underground drains, an 8000 gal reaction tank, a 50000 gal attenuation tank. Installed curbing, sealed expansion joints and covered an area for the storage of liquid products. Also curb the Zasp storage building. | A positive use determination of 100% for the pH control for the North HCL sump and the additional caustic control loop on the North HCL above ground line to the Neut Pit; the upgrade of critical upstream parts of the waste water collection system; the waste water system composed of a new sump for existing underground drains, an 8000 gal reaction tank, and a 50000 gal attenuation tank; and the curbing, sealed expansion joints and covered an area for the storage of liquid products; and the curbing for the Zasp storage building. | 2001-03-26 | 1953000 | 100
5390 | T1 | Hays Energy Limited Partnership | Hays Energy Facility | 1601 Francis Harris Ln | San Marcos | TX | 78666 | Hays | CN600125611 | RN100211689 | Air filters used to remove particulate matter before air enters turbine. Catalyst system used to reduce NOx from exhaust gas. Continuous emission monitoring systems. Four high efficiency lean burn gas turbine engines. Four air cooled water towers. Concrete containment pit for collecting water and oil. Mechanical oil/water separator. Structures installed to control storm water. Waste water system used to treat cooling tower blowdown, recovering high quality water for demineralizer and cooling tower make-up, produce de-mineralized water for use in the plant. Retention ponds used for storm water control. Installed natural or manmade materials as secondary containment. Installed tanks, containers, pumps, piping, secondary containment, vent controls and other ancillary equipment used to collect and store waste for disposal. Concrete parking lots, roadways and other plant areas. | A positive use determination of 100% for the Selective Catalyst Reduction system, the continuous emission monitoring systems, the four air cooled water towers, the concrete containment pit for collecting water and oil, the mechanical oil/water separators, the structures installed to control storm water, the retention ponds, the liners installed to prevent soil contamination, the tanks, containers, pumps, piping, secondary containment, vent controls and other ancillary equipment used to collect and store waste for disposal, and the concrete parking lots, roadways and other plant areas. | 2001-07-13 | 74003634 | 100
5391 | T1 | Roche Vitamins Inc | Roche Vitamins Freeport | 1000 CR 227 | Freeport | TX | 77541 | Brazoria | CN600636567 | RN101190221 | Project to rehabilitate and upgrade the under ground storm sewer system. Improved secondary containment dikes in the tank area and repaired cracks in existing containment dikes. Installed a new micro gas chromatograph. Replaced a waste water effluent pump and installed a sump pump in the waste water treatment plant. | A positive use determination of 100% for the project to rehabilitate and upgrade the under ground storm sewer system; the improvements made to the secondary containment dikes in the tank area and the repair of cracks in existing containment dikes; the installation of a new micro gas chromatograph; and the replacement waste water effluent pump and the installation of a sump pump in the waste water treatment plant. | 2001-03-27 | 998133 | 100
5392 | T1 | Penreco | Penreco | 4401 Park Ave | Dickinson | TX | 77539 | Galveston | CN600130819 | RN100221282 | Alcohol Collection Header: consists of 2 separate 6" stainless steel pipes which collect vapors and routes them to the thermal oxidizer. Thermal Oxidizer: used to combust vapors from the alcohol collection header. Safety System & Interlocks: each KO pot is equipped with a mist eliminator, high level and high high level alarms. Isolation and by-pass valves are located on each collection header. Low pressure switches were installed on the regenerative blower and on both combustion/dilution air blowers. A Siemens model S7 programmable logic controller and a burner control system were installed. A self-checking UV sensor provides continuous flame supervision. | A positive use determination 100% for the thermal oxidizer. | 2001-03-23 | 568879 | 100
5393 | T1 | Kwikset Corporation | Kwikset Corporation | 2600 N Hwy 91 | Denison | TX | 75020 | Grayson | CN600455406 | RN101997310 | The following items: Cooling Towers, WWT Sandfilter, DMP WWT System, Scrubber (Black Nickle), Secondary Containment (DMP & Black Nickle), Awnings for Slabs, Punch Oil Press, Cyclone, DAF, and Granulator. | A positive use determination of 100% for the Cooling Towers, WWT Sandfilter, DMP WWT System, Scrubber (Black Nickle), Secondary Containment (DMP & Black Nickle), Awnings for Slabs, Punch Oil Press, Cyclone, DAF, and Granulator. | 2001-04-27 | 1681601 | 100
5394 | T3 | Odfjell Terminals (Baytank) Inc | Odfjell Terminals Baytank | 12211 Port Rd | Seabrook | TX | 77586 | Galveston | CN600129654 | RN100218411 | In order to provide better protection for the environment the company has installed stainless steel chemical storage tanks, process lines, valves and pumps. | A positive use determination of 37.32% for the stainless steel chemical storage tanks, process lines, and pumps. | 2001-04-23 | 11045133 | 100
5395 | T3 | Odfjell Terminals (Baytank) Inc | Odfjell Terminals Baytank | 12211 Port Rd | Seabrook | TX | 77586 | Galveston | CN600129654 | RN100218411 | In order to provide better protection for the environment the company has installed stainless steel chemical storage tanks, process lines, valves and pumps. | A positive use determination of 37.32% for the stainless steel chemical storage tanks, process lines, and pumps. | 2001-04-23 | 11045133 | 100
5396 | T1 | Letourneau Inc | Letourneau Inc | 2400 S MacArthur Blvd | Longview | TX | 75601 | Gregg | CN600360465 | RN10650779 | The following items: 1. Installed a baghouse for department 840 electric arc furnaces. 2. Replaced the existing burners with low NOx burners for department 847 aisle heat treat furnace. Purchased a sweeper to control particulate matter from department 895 aisle. 4. Installed a dust collection system for department 889 sandblast unit. | A positive use determination of 100% for the baghouse for department 840 electric arc furnaces, the project to replace existing burners with low NOx burners for department 847 aisle heat treat furnace, the purchase of the sweeper for department 895 aisle, and the dust collection system for department 889 sandblast unit. | 2001-03-23 | 4145787 | 100
5397 | T1 | Flowtronex Psi Inc | Flowtronex Psi Inc | 10661 Newkirk St | Dallas | TX | 75247 | Dallas | CN602457301 | RN102451879 | Installed a new paint booth. | A positive use determination of 100% for the new paint booth. | 2001-03-23 | 283457 | 100
5398 | T1 | Agrifos Fertilizer Llp | Agrifos Fertilizer Llp | 2001 Jackson Rd | Pasadena | TX | 77506 | Harris | CN601105273 | No Regulated Entity at this Location | The following items: Ammonia Vaporizer Steam Exchanger; Cooling tower and necessary equipment installed to eliminate use of once through water; Sulfuric Acid Steam line; Containment structures for acids; Water recirculation tank; Pre-neutralization tank containment; Evaporator "B" steam exchange; Fluoride containment system; and gypsum pumps. | A positive use determination of 100% for the SPA containment foundations and demolition, the water recirculation system, the pre-neutralization tank containment, the fluorides containment property, the gypsum pumps, and the cooling tower and associated equipment. A negative determination for the cooling tower and associated equipment, the sulfuric acid steam line, the ammonia vaporizer steam exchanger, and the evaporator "B" steam exchange line. This equipment is process equipment and is not eligible for a positive use determination. | 2001-04-11 | 12640536 | 100
5399 | T1 | Shell Chemical Llp | Shell Chemical - Deer Park | 5900 Hwy 225 | Deer Park | TX | 77536 | Harris | CN602641664 | RN104660915 | The following three projects: 1, South waste water treater - primary and secondary solids belt presses, 2. Grandfathered Facilities Phase I - installed an internal floating roof (IFR) with mechanical shoe seal in tank T-105(48-2), Built a new tank with IFR to replace 3 smaller tanks - T-66R1(30-5), replaced foam log seal with mechanical shoe seal T-95(60-2), installed an IFR with mechanical shoe seal T-67b(30-9); installed three low NOx burners as replacement burners for olefins; and installed continuous emission monitors on 17 olefins furnaces plus H-902 and installed a catalytic converter on the exhaust of engine DPU-303. | A positive use determination of 100% for the primary and secondary solids belt presses, Grandfathered Facilities Phase I Project, installed three low NOx burners as replacement burners for olefins; and installed continuous emission monitors on 17 olefins furnaces plus H-902 and installed a catalytic converter on the exhaust of engine DPU-303. | 2001-03-23 | 3902207 | 100
5400 | T1 | Lone Star Industries Inc | Maryneal Cement | Star Route Box 25 | Sweetwater | TX | 79556 | Nolan | CN600363683 | RN100220847 | Paved the main plant road and the dirt road between the quarry. Purchased a roll-off box system for use in controlling waste material. Purchased a new street sweeper. | A positive use determination of 100% for the project to pave the main plant road and the dirt road between the quarry, the purchase of the roll-off box system for use in controlling waste material, and the purchase of the new street sweeper. | 2001-03-23 | 42569 | 100
5401 | T1 | Sabine Mining Company The | Sabine Mining Company | 6501 FM 968 W | Hallsville | TX | 75650 | Harrison | CN600835797 | RN103968707 | Constructed sedimentation ponds to hold water mine water. Also installed pumps and a dewatering system to transport water to the ponds. | A positive use determination of 100% for the sedimentation ponds, the pumps, and the dewatering system. | 2001-04-11 | 1241074 | 100
5402 | T1 | Aristech Chemical Corporation | Aristech La Porte Plant | 8811 Strang Rd | La Porte | TX | 77571 | Harris | CN600132096 | RN102888328 | Flare Gas Recovery System Debottlenecking Project: debottlenecking system added to existing FGRS in Feb. 1997. Upgrades have been made to the system and additional upgrades will be made during 2001. The upgrades consist of a new refrigeration package and a compressor. Future upgrades include the addition of a chilled hexane system (refrigeration package, tank, delivery pump, & associated piping & instrumentation) and 2 heat exchangers. | A positive use determination of 50% for the Flare Gas Recovery System Debottlenecking Project. | 2001-03-23 | 530497 | 100
5403 | T1 | Entergy Gulf States Inc | Entergy Sabine Plant | 1000 Power House Rd | Bridge City | TX | 77611 | Orange | CN603282054 | Insufficient Information | Installed an API coalescing filter separator to serve as an oil/water separator. It consists of a concrete foundation, pipes, pumps, electrical wiring and conduits, and a control system. | A positive use determination of 100% for the API coalescing filter separator. | 2001-03-23 | 350000 | 100
5404 | T1 | Midlothian Energy Limited Partnership | Midlothian Energy | 5000 V V Jones Rd | Venus | TX | 76084 | Ellis | Insufficient Information | Insufficient Information | Various items at Units 5-6: 1. Air filter system designed to remove particulate matter from the gas turbine inlets. 2. Catalyst system used to reduce NOx in exhaust gases. 3. Equipment installed to monitor emissions. Control and monitoring equipment installed to maintain optimal operating conditions. 4. Two gas fired compressor turbines with lean burn engines. 5. Two cooling towers. Units 1-6: concrete containment pit for collecting oil and water released from turbines. Common Plant: 1. API Separator. 2. Structures installed to control stormwater. 3. Natural and man-made materials installed to reduce escape of spills. 4. Equipment for collecting and storing wastes prior to disposal including tanks, containers, pumps, piping, secondary containment, vent controls and other ancillary equipment. 5. concrete paving of parking lots, roadways, and other plant areas. | A positive use determination of 100% for the Selective Catalyst Reduction system, the continuous emission monitoring systems, the air cooled water towers, the concrete containment pit for collecting water and oil, the mechanical oil/water separators, the structures installed to control storm water, the liners installed to prevent soil contamination, the tanks, containers, pumps, piping, secondary containment, vent controls and other ancillary equipment used to collect and store waste for disposal, and the concrete parking lots, roadways and other plant areas. | 2001-07-13 | 29750000 | 100
5405 | T1 | Phillips Petroleum Co | Sweeny Chemical & NGL Fractionation | Hwy 35 & FM 524 | Old Ocean | TX | 77463 | Brazoria | CN603881871 | RN101619179 | Installed a continuous emission monitoring system on unit 35. | A positive use determination of 100% for the continuous emission monitoring system for Unit 35. | 2001-03-27 | 347000 | 100
5406 | T2 | Phillips Petroleum Co | Sweeny Chemical & NGL Fractionation | Hwy 35 & FM 524 | Old Ocean | TX | 77463 | Brazoria | CN603881871 | RN101619179 | Unit 56, waste water treatment unit, has been upgraded with instrumentation that provides the operators of the plant an overall view of the complete waste water treatment system. | A positive use determination of 100% for the upgrade of the instrumentation for the Unit 56 waste water treatment plant. | 2001-03-27 | 3492000 | 100
5407 | T1 | North Texas Cement Company | North Texas Cement - Midlothian | 900 Gifco Rd | Midlothian | TX | 76065 | Ellis | CN605048529 | RN104881826 | Installed improvements to the final cover at the CKD Landfill. Made improvements to the North and South Ponds. | A positive use determination of 100% for the final cover installed in the landfill. | 2001-04-06 | 1200000 | 100
5408 | T1 | North Texas Cement Company | North Texas Cement - Midlothian | 900 Gifco Rd | Midlothian | TX | 76065 | Ellis | CN605048529 | RN104881826 | Project involving the rebuild of the #3 precipitator including the latest technology in collection plates, solid electrodes, and an improved rapper cleaning system. The project will also include the replacement of corroded internal structure members. | A positive use determination of 100% for the project to rebuild the #3 Electrostatic Precipitator. | 2001-04-06 | 959272 | 100
5409 | T1 | North Texas Cement Company | North Texas Cement - Houston | 9550 Clinton Dr | Houston | TX | 77029 | Harris | CN602540452 | RN102415353 | Project to replace the existing Airbelt conveyor used to transport cement from the domes to the truck and rail load out silos. This will require extending the existing tunnel by 90 feet to accommodate the flatter angle of the new belt. An 80-foot bucket elevator will convey the cement from the belt to the top of the truck silos. | A positive use determination of 100% for the pollution control equipment consisting of foundations and paving, drainage pipe and stormwater diversion, relocated dust collector, and the differential and static transmitters on the dust collectors. associated with the new air belt conveyor system. | 2001-04-27 | 1314000 | 100
5410 | T1 | Nalco Energy Services LP | Nalco/Exxon Energy Chemicals | 7701 Hwy 90-A | Sugar Land | TX | 77478 | Fort Bend | CN602898751 | RN102895745 | Replaced a waste water transfer pump. | A positive use determination of 100% for the waste water transfer pump replacement. | 2001-04-05 | 4184 | 100
5411 | T1 | Nalco Energy Services LP | Nalco/Exxon Energy Chemicals | 7701 Hwy 90-A | Sugar Land | TX | 77478 | Fort Bend | CN602898751 | RN102895745 | Installation of condensate collection system to allow for recovery and reuse of condensate. | A positive use determination of 100% for the condensate collection system. | 2001-04-05 | 9273 | 100
5412 | T1 | Nalco Energy Services LP | Nalco/Exxon Energy Chemicals | 7701 Hwy 90-A | Sugar Land | TX | 77478 | Fort Bend | CN602898751 | RN102895745 | Installed piggable transfer lines to reduce the amount of waste generated | A positive use determination of 100% for the piggable transfer lines. | 2001-04-05 | 47994 | 100
5413 | T1 | Nalco Energy Services LP | Nalco/Exxon Energy Chemicals | 7701 Hwy 90-A | Sugar Land | TX | 77478 | Fort Bend | CN602898751 | RN102895745 | Installed a zero waste samples and pumps to eliminate waste generation and air emissions. | A positive use determination of 100% for the zero waste sampler and pumps. | 2001-04-05 | 128942 | 100
5414 | T1 | Nalco Energy Services LP | Nalco/Exxon Energy Chemicals | 7701 Hwy 90-A | Sugar Land | TX | 77478 | Fort Bend | CN602898751 | RN102895745 | Installed dry disconnect fittings to eliminate excess chemical spills and fugitive emissions. | A positive use determination of 100% for the dry disconnect fittings installed on the 4th street manifold. | 2001-04-05 | 13399 | 100
5415 | T1 | Nalco Energy Services LP | Nalco/Exxon Energy Chemicals | 7701 Hwy 90-A | Sugar Land | TX | 77478 | Fort Bend | CN602898751 | RN102895745 | Installed high level shutdown and high level alarm for amine storage tank. | A positive use determination of 100% for the high level shutdown and alarms installed on the CB-1 amine storage tank. | 2001-04-05 | 13509 | 100
5416 | T1 | Nalco Energy Services LP | Nalco/Exxon Energy Chemicals | 7701 Hwy 90-A | Sugar Land | TX | 77478 | Fort Bend | CN602898751 | RN102895745 | Installed vapor collection lines for two reactors. The vapors are routed to a thermal oxidizer. | A positive use determination of 100% for the vapor collection lines for reactors 127 and 128. | 2001-04-05 | 4551 | 100
5417 | T1 | Nalco Energy Services LP | Nalco/Exxon Energy Chemicals | 7701 Hwy 90-A | Sugar Land | TX | 77478 | Fort Bend | CN602898751 | RN102895745 | Installed secondary containment around hazardous waste storage tanks and ancillary equipment.s6 | A positive use determination of 100% for the secondary containment installed around the Portafeed Wash Waste Tanks. | 2001-04-05 | 4804 | 100
5418 | T1 | Nalco Energy Services LP | Nalco/Exxon Energy Chemicals | 7701 Hwy 90-A | Sugar Land | TX | 77478 | Fort Bend | CN602898751 | RN102895745 | Installed 15 rupture disc with pressure gauges on all process vessels. | A positive use determination of 100% for the rupture discs with pressure gauges. | 2001-04-05 | 26687 | 100
5419 | T1 | Agrifos Fertilizer Llp | Agrifos Fertilizer Llp | 2001 Jackson Rd | Pasadena | TX | 77506 | Harris | CN601105273 | No Regulated Entity at this Location | To reduce the amount of NOx emitted to the atmosphere, the latent heat from process steam is used throughout the facility. The steam is used in a heat exchanger in Evaporator "A", which is responsible for diluting concentrated phosphoric acid. The use of this already-heated process steam eliminates the need to use a boiler to generate the required heat. Property includes Evaporator "A" Steam Exchange, electrical, steel, piping, valves, spare parts, and engineering. | A negative determination. The property listed in this application, steam exchange property, is considered to be production equipment and not pollution control property. | 2001-03-28 | 543858 | 100
5420 | T1 | Agrifos Fertilizer Llp | Agrifos Fertilizer Llp | 2001 Jackson Rd | Pasadena | TX | 77506 | Harris | CN601105273 | No Regulated Entity at this Location | Industrial outfalls in the process provide effluent water, which is then routed to an area of freshwater wetlands located on the West end of Agrifor property. The reuse of effluent water in creating a wetland area reduces the use of once-through water in the facility by recycling process water and by eliminating the need to bring in fresh water solely for use in the wetlands. The addition of this equipment also allows the creation of an environmentally-friendly zone in the Houston Ship channel region. Property includes: cooling tower, surge tanks for cooling tower and clarifier, pumps for the surge tanks, and piping/valves for the cooling tower, surge tanks and form the 006 sump to the clarifier. | A positive use determination of 100% for the cooling tower, surge tanks for cooling tower and clarifier, pumps for the surge tanks, and piping/valves for the cooling tower, surge tanks and form the 006 sump to the clarifier. | 2001-04-20 | 834000 | 100
5421 | T1 | Agrifos Fertilizer Llp | Agrifos Fertilizer Llp | 2001 Jackson Rd | Pasadena | TX | 77506 | Harris | CN601105273 | No Regulated Entity at this Location | A by-product of the process is a large amount of waste gypsum. Agrifos contains this solid waste in large piles. A large-scaled project to combine the #2 & #3 piles has been completed. Concrete walls and ditches were used to build the actual pond and connecting walls, creating concrete containment areas to protect the land and groundwater supply. Pumps and pipes were installed to move the gypsum from the process area to the pile. Property includes: retaining wall, perimeter road, concrete ditch, toe road, starter dikes, underdrains, pump bases, vertical sump pumps, pump motors, and pipe bridge to pile. | A positive use determination of 100% for the project to combine piles 2 and 3 into one large pile. | 2001-03-28 | 6138340 | 100
5422 | T1 | Pilot Chemical Company | Pilot Chemical Company | 11623 N Houston Rosslyn | Houston | TX | 77086 | Harris | CN600127617 | RN100214618 | Installed a slab on grade with retaining curb were designed for containment. | A positive use determination of 100% for the slab with retaining curb. | 2001-03-28 | 53138 | 100
5423 | T1 | National Semiconductor | National Semiconductor Arlington | 1111 W Bardin Rd | Arlington | TX | 76017 | Tarrant | CN600759666 | RN101466324 | A 17 page listing of property is included with tis application. | A positive use determination as detailed in the attached spreadsheet. | 2001-04-20 | 9192594 | 100
5424 | T2 | Phillips Petroleum Co | Phillips Petroleum Borger Refinery | State Spur 119 N | Borger | TX | 79007 | Hutchinson | CN603881871 | RN102495884 | Unit 43 B Train Upgrade: Unit 43 is a sulfur recovery unit. This unit converts H2S to elemental sulfur. Without Unit 43, H2S would have to be flared, creating SOx, which in turn creates acid rain. Since this unit reduces emissions, it is considered an environmental expenditure. | Withdrawn by applicant | 2001-04-25 | 831000 | 100
5425 | T1 | Phillips Petroleum Co | Phillips Petroleum Borger Refinery | State Spur 119 N | Borger | TX | 79007 | Hutchinson | CN603881871 | RN102495884 | Unit 28 Continuous Emission Monitoring Systems: installed as required by permit. | A positive use determination of 100% for the continuous emission monitors installed on Unit 28. | 2001-04-05 | 232000 | 100
5426 | T1 | Phillips Petroleum Co | Phillips Petroleum Borger Refinery | State Spur 119 N | Borger | TX | 79007 | Hutchinson | CN603881871 | RN102495884 | Selenium Injection Well: an injection well was constructed to inject the ARDS sour water stripper bottoms. The well was installed to meet Selenium waste water permit requirements. | A positive use determination of 100% for the injection well for the ARDS sour water stripper bottoms. | 2001-04-05 | 3376000 | 100
5427 | T1 | Stolthaven (Houston) Inc | Stolthaven | 15630 Jacintoport Blvd | Houston | TX | 77015 | Harris | CN600124820 | RN100210475 | Installed internal floating roofs and secondary seals for tanks D15-25 thru 28 & P15-29, 30, 32, 33, 34. Installed a carbon absorber. Installed a condensate return system in order to reduce the amount of make-up water required. Installed tank vent system to collect air contaminants. Site preparation and road construction projects to reduce dust emissions. Constructed concrete containment structures for tanks D15-25 thru 28, D7-1 thru 3, and P15-29, 30, 32, 33, & 34. Made improvements to waste water treatment system. Installed dikes at 7 Tank expansion for containment and collection of potential releases. | A positive use determination of 100% for the internal floating roofs and secondary seals for tanks D15-25 thru 28 & P15-29, 30, 32, 33, 34; the carbon absorber; the condensate return system; the tank vent system; the site preparation and road construction projects; the concrete containment structures for tanks D15-25 thru 28, D7-1 thru 3, and P15-29, 30, 32, 33, & 34; the improvements to waste water treatment system; and the dikes at 7 Tank expansion. | 2001-04-25 | 1526014 | 100
5428 | T1 | P & J Industries Inc | P & J Industries Inc | 44 Butterflied Trail Blvd | El Paso | TX | 79906 | El Paso | CN600793285 | RN106612476 | Waste Water Treatment Facility: used to treat wastewater. | A positive use determination of 100% for the waste water treatment facility. | 2001-04-05 | 316192 | 100
5429 | T1 | Frito-Lay Inc | Frito-Lay Inc | 3310 Hwy 36 | Rosenberg | TX | 77471 | Fort Bend | CN603940792 | RN104912811 | Waste Water Equipment: Submersible pumps (5); Raw Wastewater Pump (2); Rotary Drum; mechanical clarifier; 2 10 hp pumps. 1 7hp pump. Belt filter press. Flat conveyor with belt filter press. Screw conveyor with belt filter press. Starch recovery system. Tank clarifier concrete. 2 raw material pumps, rotary drum screen. clarifier, 3 10hp pump, Belt filter press, 2 screw conveyor with belt filter presses, starch recovery system, clarifier permits, pumps and sprinklers, waste water systems, and starch recovery system transformer. PC oil mist eliminators. | A positive use determination of 100% for the 5 submersible pumps; the 2 raw waste water pumps; the rotary drum; mechanical clarifier; 2 10 hp pumps; 1 7hp pump; belt filter press; flat conveyor with belt filter press; screw conveyor with belt filter press; starch recovery system; tank clarifier concrete; rotary drum screen; clarifier; 3 10hp pump; belt filter press; 2 screw conveyor with belt filter presses; starch recovery system; clarifier permits; pumps and sprinklers; waste water systems; starch recovery system transformer; and PC oil mist eliminators. | 2001-04-27 | 2425276 | 100
5430 | T1 | Tradex Converting Inc | Tradex Converting Inc | 1150 Enterprise Dr #200 | Coppell | TX | 75019 | Dallas | Insufficient Information | Insufficient Information | The equipment consists of 8 ASS combl-units (type HP) which are vacuum based solid particulate collection system. | A positive use determination of 100% for the 8 vacuum based particulate collection systems. | 2001-04-06 | 24956 | 100
5431 | T1 | Diversco Inc | Diversco Inc | 1100 Venture Ct #100 | Carrollton | TX | 75006 | Dallas | CN600279756 | RN100569144 | Dust collection system is a cyclone based vacuum based solid particulate collection system. | A positive use determination of 100% for the cyclone based vacuum system for particulate collection from process equipment. | 2001-04-06 | 29598 | 100
5432 | T1 | Sanijet Corporation | Sanijet Corporation | 1461 S Beltline Rd #100 | Coppell | TX | 75019 | Dallas | Insufficent Information | Insufficent Information | Paint booth consists of a totally enclosed, self-contained system that has built in air filtration and monitoring. | A positive use determination of 100% for the paint booth. | 2001-04-06 | 30758 | 100
5433 | T1 | Dexas International Inc | Dexas International Inc | 2221 Luna Road | Carrollton | TX | 75006 | Dallas | None Listed | None Listed | Installed a dust collection system consisting of a cyclone vacuum system connected to piping and flexible tubing. | A positive use determination of 100% for the cyclone vacuum dust collection system with piping and flexible tubing. | 2001-04-06 | 68881 | 100
5434 | T1 | Dexas International Inc | Dexas International Inc | 2221 Luna Road | Carrollton | TX | 75006 | Dallas | None Listed | None Listed | Installed a self contained, totally enclosed paint spray booth with built in air filtration and a monitor system. | A positive use determination of 100% for the paint spray booth. | 2001-04-06 | 26287 | 100
5435 | T1 | Dexas International Inc | Dexas International Inc | 2221 Luna Road | Carrollton | TX | 75006 | Dallas | None Listed | None Listed | Installed an oil skimmer for use in removing liquid contaminants from process waste water. | A positive use determination of 100% for the oil skimmer. | 2001-04-06 | 6574 | 100
5436 | T1 | Heckett Multiserve In | Heckett Multiserve Inc | Hwy 67 | Midlothian | TX | 76065 | Ellis | CN601217839 | RN102298767 | Installed a concrete containment slab and a high pressure water cleaning system. | A positive use determination of 100% for the concrete containment slab and high pressure water cleaning equipment. | 2001-04-06 | 5944 | 100
5437 | T1 | Heckett Multiserve In | Heckett Multiserve Inc | Hwy 67 | Midlothian | TX | 76065 | Ellis | CN601217839 | RN102298767 | Installed a particulate containment system consisting of baghouses, bags, air lines, compressor, and piping. | A positive use determination of 100% for the baghouses, bags, air lines, piping, compressors, and installation. | 2001-04-06 | 418815 | 100
5438 | T1 | Heckett Multiserve In | Heckett Multiserve Inc | Hwy 67 | Midlothian | TX | 76065 | Ellis | CN601217839 | RN102298767 | Waste Water Treatment & Recycle System: filtration and skimmer used to clean process waste water and allow its reuse. | A positive use determination of 100% for the waste water recycle and treatment system. | 2001-04-06 | 76682 | 100
5439 | T1 | Heckett Multiserve In | Heckett Multiserve Inc | Hwy 67 | Midlothian | TX | 76065 | Ellis | CN601217839 | RN102298767 | Installed a lip to serve as a containment device for fuel tanks. | A positive use determination of 100% for the 30 by 30 concrete pad with a 12" lip. | 2001-04-06 | 1547 | 100
5440 | T1 | Temple-Inland Forest Products Corp | Temple-Inland Pineland Complex | FM Rd 2426 & Yellow Pine | Pineland | TX | 75968 | Sabine | CN600372684 | RN101276343 | Boiler Overfire Air System: Includes engineering, boiler controls, OFA fans, motors, electrical and concrete pad. Used to reduce NOx and particulate matter form boiler. | A positive use determination of 100% for the boiler overfire air system and associated controls. | 2001-04-09 | 524470 | 100
5441 | T1 | BASF Corporation | Freeport | 602 Copper Rd | Freeport | TX | 77541 | Brazoria | CN600124895 | RN102535143 | Several pieces of property. Installed continuous emissions monitoring systems to analyze gas emissions. Installed a heat recovery steam generator duct firing system with low NOx burners. Installed controls and analytical equipment to improve combustion efficiency and reduce NOx formation. Welding connections, instead of threaded connection, in the fuel system to eliminate fugitive emission leaks. Env. Paving - site preparation and paving. Constructed east side concrete containment ditch. Installed larger impellers on existing stormwater pumps. Installation of heat exchangers and pumps to reduce discharges, Demineralizer Chemical Feed & Condensate Recovery System: installed chemical storage tanks, pumps & piping, along with condensate storage drum and pumps. Provided wastewater cooling before discharge. Installed a gas turbine generator which uses both diffusion and premix burner technology. | A positive use determination of 100% for the continuous emissions monitoring systems, heat recovery steam generator duct firing system with low NOx burners, the welded pipe connections, instead of threaded connection, the Env. Paving, the concrete containment ditch, the impellers for storm water pumps, heat exchangers and pumps, demineralizer chemical feed & condensate recovery system, waste water cooling system. A negative determination for the gas turbine generator and the fuel system controls, neither of these items are considered to be pollution control property. | 2001-05-24 | 6074739 | 100
5442 | T2 | Ennis-Tractebel Power Company LP | Ennis-Tractebel Power LP | 4001 West Ennis Ave | Ennis | TX | 75120 | Ellis | CN603461740 | RN100212430 | Selective Catalytic Reduction Systems: NOx reduction system. Exhaust Stack. Continuous emission monitoring equipment. Secondary containment. Oil/Water separator. Waste and Storm Water diversion structures. In order to meet local noise requirements Silencers were installed on the heat recovery steam generator and equipment sound enclosures and other silencing equipment was installed. | A positive use determination of 100% for the selective catalytic reduction systems, the exhaust stack, the continuous emission monitoring equipment, the secondary containment, the Oil/Water separator, the waste and storm water diversion structures, and the silencers. | 2001-04-27 | 17172000 | 100
5443 | T1 | Schumacher Company Inc | Schumacher Company Inc | 5610 Polk | Houston | TX | 77023 | Harris | CN603166851 | RN100917970 | Installed the following equipment in the waste water treatment plant: Helical Gear Sets - to repair mixers; and LMI chemical feed pump to replace an existing pumps. | A positive use determination of 100% for the helical gear set and the chemical feed pump. | 2001-04-09 | 3714 | 100
5444 | T1 | Dixie Electro Plating Company Inc | Dixie Electro Plating Co | 3001 Engelke | Houston | TX | 77003 | Harris | CN600303846 | RN100593920 | Concrete Work: areas throughout the facility were lined with concrete as spill containment or secondary containment. Liners: areas throughout the facility were lined with High Density Polyethylene as spill containment or secondary containment. | A positive use determination of 100% for the concrete work and the liners. | 2001-04-06 | 12107 | 100
5445 | T1 | Polyone Corporation | Polyone Corporation | 4402 Pasadena Freeway | Pasadena | TX | 77503 | Harris | CN600376206 | RN102079704 | Dust Collector 5th Floor: installed and in-line bin vent filter. Railcar Heel Recover: Installed a hopper blower/filter to remove the railcar heels. Dust Collector - Mix/Cool: install baghouse and fan to vent cooler/mixer. Pigment Feeder Upgrade: install vacuum system with rotary valve. Misc. Paving: installed to enable sweeper to remove resin. Bulk Stabilizer: tank and concrete dike that contains resin spills that would enter the storm sewer system. | A positive use determination of 100% for the in-line bin vent filter, hopper blower/filter, baghouse and fan to vent cooler/mixer, vacuum system with rotary valve, environmental paving, and the Bulk Stabilizer tank and concrete dike. | 2001-04-06 | 631000 | 100
5446 | T1 | Alcoa Inc | Alcoa Point Comfort | State Highway 35 | Point Comfort | TX | 77978 | Calhoun | CN601452329 | RN102705381 | Morris Sumps - R35Tank Farm: sump pumps installed to segregate stormwater from process water. Switchgear 160-1: Installed to manage disposal of waste in the landfill. Morris 3VJC-14 Agitator Sump Pumps: replace 4 chopper pumps. Wash Water Heating w/Flash System - used to reroute a liquid stream back to process lines. Concrete Aprons: properly control scale, wet residue and green liquor during and after tank cleanings. Densification of Washer U F Solids: separate floc distribution system for the last stage washers in each train and concrete foundation and containment area for dry floc. Flow Indication for Recycle Return: aid in water balance, Recycle Lake Floating Pump Station: used to segregate stormwater from process water. Switchgear 160-2 Replacement: equipment used to manage the disposal of waste in the landfill. Storm Lake Ditch-Concrete Trench: used to channel high TA water from the intercept station to the storm lake. | A positive use determination of 5% for the wash water heating with flash system and a positive use determination of 100% for the other 9 waste management projects. | 2001-04-06 | 626623 | 100
5447 | T1 | Globitech Inc | Globitech Inc | 200 W FM 1417 | Sherman | TX | 75091 | Grayson | CN600426670 | RN100739929 | The following property: Acid Exhaust System: system installed to remove contaminants from a gas stream. Condenser Water System: cooling tower and condenser water circulation pumps. Chilled Water System: Chiller and chilled water circulation pumps. Industrial Waste Sewer System: plumbing installed to segregate storm water from process wastewater. Storm Water Sewer System: system installed to control storm water. Potable Water System: plumbing installed to segregate storm water. Dust Separator & Vacuum Blower: piping, hoods, vents, and blowers to collect air contaminants. General Exhaust System: new exhaust stacks. Cleanroom Air Units, Filters, and Wall System: piping, hoods, vents & blowers. DI Water Basin: Used to process waste water generated on-site. Floor Trench: used to irrigate and disburse wastewater. Point of Use Acid Scrubber: removes contaminants from a gas stream. Carbon Filters for Recirculation: remove particulates from a gas stream. Acid Waste Neutralization System: provide waste water neutralization of Fab tool waste streams. EPI Chamber Exhaust Reactors: exhaust system installed to remove contaminants from a gas stream. Point of Use Scrubbers: installed to remove contaminants from gas streams. | A positive use determination of 100% for the Acid Exhaust System, the Industrial Waste Sewer System, the Storm Water Sewer System, the Potable Water System, the Dust Separator & Vacuum Blower:, the General Exhaust System, the Floor Trench, the Point of Use Acid Scrubber, the Acid Waste Neutralization System, the EPI Chamber Exhaust Reactors, and the Point of Use Scrubbers. The other items requested: the Condenser Water System; the Chilled Water System; the Clean Room Air Units, Filters, And Wall System; the DI Water Basin: and the Carbon Filters for Re-circulation, are considered to be production equipment and are not eligible for a positive use determination. | 2001-04-20 | 3018450 | 100
5448 | T1 | TXU Electric Company | TXU South Terrell Substation | 9951 CR 301 | Terrell | TX | 75160 | Kaufman | CN603313842 | Insufficient Information | An earthen berm was built completely around the oil-filled equipment at the substations. Drains were installed to allow for the removal of water. Polymer beads were installed in the drains. | A positive use determination of 100% for the secondary containment system installed at the substations. | 2001-04-19 | 18044 | 100
5449 | T1 | TXU Electric Company | SW Mckinney Substation | 1-75 At Virginia Pkwy | Mc Kinney | TX | 75070 | Collin | CN603313842 | Insufficient Information | An earthen berm was built completely around the oil-filled equipment at the substations. Drains were installed to allow for the removal of water. Polymer beads were installed in the drains. | A positive use determination of 100% for the secondary containment system installed at the substations. | 2001-04-19 | 52884 | 100
5450 | T1 | TXU Electric Company | Killeen-Elms Substation | 2801 East Elms Rd | Killeen | TX | 76542 | Bell | CN603313842 | Insufficient Information | An earthen berm was built completely around the oil-filled equipment at the substations. Drains were installed to allow for the removal of water. Polymer beads were installed in the drains. | A positive use determination of 100% for the secondary containment system installed at the substations. | 2001-04-19 | 19053 | 100
5451 | T1 | TXU Electric Company | Round Rock Ne | FM 1460 @ FM 3406 | Round Rock | TX | 78664 | Williamson | CN603313842 | Insufficient Information | An earthen berm was built completely around the oil-filled equipment at the substations. Drains were installed to allow for the removal of water. Polymer beads were installed in the drains. | A positive use determination of 100% for the secondary containment system installed at the substations. | 2001-04-19 | 13365 | 100
5452 | T1 | TXU Electric Company | Mayfield Rd Substation | 2255 Mayfield Rd | Grand Prairie | TX | 75052 | Dallas | CN603313842 | Insufficient Information | An earthen berm was built completely around the oil-filled equipment at the substations. Drains were installed to allow for the removal of water. Polymer beads were installed in the drains. | A positive use determination of 100% for the secondary containment system installed at the substations. | 2001-04-19 | 9200 | 100
5453 | T1 | TXU Electric Company | Lake Creek Substation | 4278 E Lake Creek Rd | Riesel | TX | 76682 | McLennan | Insufficient Information | Insufficient Information | An earthen berm was built completely around the oil-filled equipment at the substations. Drains were installed to allow for the removal of water. Polymer beads were installed in the drains. | A positive use determination of 100% for the secondary containment system installed at the substations. | 2001-04-19 | 18227 | 100
5454 | T1 | E&A Technologies Inc | E&A Technologies Inc | 988 Kessler Dr | El Paso | TX | 79907 | El Paso | CN602384935 | RN100611086 | Installed a fully enclosed paint/priming system booth designed to capture particulate matter. Installed an exhaust dust system. Installed a process waste water treatment system. | A positive use determination of 100% for the enclosed paint system booth, the exhaust dust system, and the waste water treatment system. | 2001-04-19 | 613883 | 100
5455 | T1 | Celanese Ltd | Celanese Clear Lake | 9502 Bayport Blvd | Pasadena | TX | 77507 | Harris | CN600130850 | RN100227016 | T-68 Residue Inhibitor: installed a system to collect, recover and reuse distillation tower residue material elsewhere in the process. Flare Isolation Devices: reduced emissions by installing an automated valving system to allow the flare header to remain sealed and in operation during maintenance of system components. | A positive use determination of 50% for the T-68 Residue Inhibitor and a positive use determination of 100% for the flare isolation devices. | 2001-04-19 | 384129 | 100
5456 | T1 | Old World Industries | Old World Industries | 9502 Bayport Blvd | Pasadena | TX | 77507 | Harris | CN600130850 | RN100227016 | 1. Thermal Relief System: installed thermal relief devices on piping systems to reclaim ethylene glycol during hot weather conditions. 2. Tank Gauging Systems - Upgraded scrubber, including new instrumentation, to reduce emissions. 3. Flare Line Tie-Ins: installed piping to route CO2 to plant flare system. 4. Env. Concrete/Paving: installed paving and concrete to various process areas throughout the plant to prevent ground contamination and control particulate emissions. 5. Automatic Tank Gauging: installed tank gauging systems with automatic shutoffs on various storage tanks. Automatic Shutoff Valves: installed remotely operated shut-off valves to automatically stop the flow of product under emergency conditions. 7. Waste Water Controls: installed automatic sump level and pump controls for improved effluent management. | A positive use determination of 50% for the Thermal Relief System and the Tank Gauging Systems and a positive use determination of 100% for the Flare Line Tie-Ins, the Environmental Paving, the Automatic Tank Gauging, the Automatic Shutoff Valves, and the Waste Water Controls. | 2001-04-19 | 1808653 | 100
5457 | T1 | Motorola | Motorola - William Cannon | 6501 William Cannon | Austin | TX | 78735 | Travis | CN602689218 | RN102752763 | 1. ECP Cooling Tower Upgrade: replacement of 20 year-old cooling towers . 2. West Pond Expansion: increased the volume of the pond by approximately 3000 cubic feet. | A positive use determination of 100% for the ECP Cooling Tower Upgrade and the West Pond Expansion Project. | 2001-04-19 | 1699000 | 100
5458 | T1 | Motorola | Motorola - William Cannon | 6501 William Cannon | Austin | TX | 78735 | Travis | CN602689218 | RN102752763 | 1. Scrubber 20 Upgrades: project included upgrading existing pumps and increasing the size of the sump in the ammonia scrubber. 2. CUB Boiler Combustion Management: project included the installation of a cool burn steam injection with flue-gas recirculation on a single boiler. | A positive use determination of 100% for the Scrubber 20 Upgrades and the Cub Boiler Combustion Management Pilot Project. | 2001-04-19 | 185000 | 100
5459 | T1 | Motorola | Motorola - Ed Bluestein | 3501 Ed Bluestein Bl | Austin | TX | 78721 | Travis | CN600271365 | RN100843747 | 1. Cooling Tower Enhancements/Replacement: increase the efficiency of existing cooling towers in order to avoid adding capacity (CP-2 & CP-3). Replaced towers at CP-1. 2. Rinse Reclaim: property installed to allow the reclaim of water for use as industrial water. | A positive use determination of 100% for the Rinse Reclaim Project. | 2001-04-19 | 211917 | 100
5460 | T1 | Motorola | Motorola - Ed Bluestein | 3501 Ed Bluestein Bl | Austin | TX | 78721 | Travis | CN600271365 | RN100843747 | MOS-13 Acid Exhaust Scrubber: Installed a 60,000 cubic feet per minute scrubber to add redundant capability. | A positive use determination of 100% for the MOS-13 Scrubber. | 2001-04-19 | 230331 | 100
5461 | T1 | Motorola | Motorola - Ed Bluestein | 3501 Ed Bluestein Bl | Austin | TX | 78721 | Travis | CN600271365 | RN100843747 | Copper System Tank Addition: a new tank was added for surge control. Previously any surges in copper waste were diverted to an acid waste tank. This new tanks allows the waste to be treated and sent to the Industrial Waste Treatment plant. | A positive use determination of 100% for the new tank added to the Copper System for use as a surge tank. | 2001-04-19 | 34996 | 100
5462 | T2 | Encore Wire Limited | Encore Wire Limited | 1410 Millwood Rd | Mc Kinney | TX | 75069 | Collin | CN600130231 | RN104301825 | 1. Copper Fines Rotary Furnace: allows 100% utilization of copper fines. 2. Wire Scrap Processing System: allows for on-site recovery of copper metal from site generated wire scrap. 3. Enclosure for Tailings Collection Area: An enclosure was constructed around the dust collector area, for the wire scrap processing system, to prevent the wind blowing of tailings. 4. Installed a lead stabilizer supersac unloading system and isolation room. 5. PVC Shredder: Out-of-spec plastic is re-ground into small pieces for reuse instead of disposal. 6. PVC Granulator: Out-of-spec plastic is reground for reuse rather than disposal. 7. Security Fencing: Oil spill pollution prevention and storm water rules require companies to control access to plant areas. 8. Erosion Control: bare soil areas at the rod mill and warehouse were vegetated with sod, bushes and trees in order to prevent erosion. | Withdrawn by applicant | 2001-05-15 | 1896923 | 100
5463 | T1 | Encore Wire Limited | Encore Wire Limited | 1410 Millwood Rd | Mc Kinney | TX | 75069 | Collin | CN600130231 | RN104301825 | 1-6. Dust collectors, HEPA filters, bag houses for facility's plastic mill operations. 7&8. Exhaust hoods and ductwork dedicated to extruding process. 9-11. Floor sweepers/scrubbers used to reduce particulate matter. 12. Paving installed at facility to control particulate matter and reduce potential for contamination if a spill occurs. 13. Concrete secondary containment basin for drawing solution filter tank in Wire Plant #2. 14. Dedicated used oil/water storage building with concrete containment dike for tank and building. 15. Used oil/water storage tank - 3000 gal capacity. 16. Drawing solution filter tank in Wire Plant #2 - allows for recovery of copper fines rather than disposal. 17. Employee wash water holding tank and discharge line to sanitary sewer - allows for the recycle/reuse of wash water. 18. Process waste water discharge line for Rod Mill. 19. Drawing solution recirculation basin for wire plant #2. 20. Cooling Towers installed in order to reduce the use of once through water. 21&22: Storm water French drain at warehouse and storm water improvements at Rod Mill. 23. Storm water drainage channel along east side of frontage street. 24. High level indicators for plastic mill's dry ingredient storage silos. | A positive use determination of 100% for the Dust collectors, HEPA filters, and bag houses for facility's plastic mill operations; the Exhaust hoods and duct work dedicated to extruding process; the Floor sweepers/scrubbers; the Paving; the concrete secondary containment basin; the dedicated used oil/water storage building with concrete containment dike for tank and building; the used oil/water storage tank; the drawing solution filter tank in Wire Plant #2; the employee wash water holding tank and discharge line to sanitary sewer; the process waste water discharge line; the drawing solution re-circulation basin; the storm water French drain at warehouse and storm water improvements at Rod Mill; the storm water drainage channel along east side of frontage street; and the high level indicators for plastic mill's dry ingredient storage silos. | 2001-04-20 | 1676030 | 100
5464 | T1 | Guadalupe Power Partners LP | Guadalupe Power Partners | 5740 Weil Rd | Marion | TX | 78124 | Guadalupe | CN600132120 | RN100225820 | A. Cooling Towers installed to allow for reuse of water. B. Zero Liquid DIscharge Facility: comprised of the following subsystems - raw water softener/clarifier system; sludge dewatering system; Evaporator system for treating cooling tower blowdown; Electro-Deionization system. DW storage tank; system for handling evaporator briner; and the service water system. C. Storm water run-off controls. D. Transfer oil contamination basins, e. Cooling tower chemical injection system catch basin. F. Waste water collection and treatment system. G. Boiler blow down collection system. H. HRSG exhaust stacks. I. Continuous emission monitoring system. J. GTG water wash sumps. K. Paving of roads and parking lots. | A positive use determination of 100% for the Cooling Towers, the Zero Liquid DIscharge Facility, the Storm water run-off controls, the transfer oil contamination basins, the cooling tower chemical injection system catch basin, the waste water collection and treatment system, the Boiler blow down collection system, the HRSG exhaust stacks, the continuous emission monitoring system, the GTG water wash sumps, and the paving. | 2001-04-20 | 23067116 | 100
5465 | T1 | Lyondell-Citgo Refining LP | Lyondell - Channelview | 2502 Sheldon Rd | Channelview | TX | 77530 | Harris | CN600344402 | RN100633650 | POSM I Oxygen Bearing Vent Header Reroute Project: Six inch and eight inch oxygen vent headers in the POSM I are currently routed directly to a continuous flare. This project will reroute the oxygen vent headers through a newly installed knockout drum, bottoms pump, and associated foundations, piping, and platforms to new catalytic convertors before going to the continuous flare. | A positive use determination of 100% for the POSM I Oxygen Bearing Vent Header Reroute Project. | 2001-04-20 | 1659000 | 100
5466 | T1 | Metton America Inc | Metton America Inc | 2727 Miller Cut-Off Rd | La Porte | TX | 77571 | Harris | CN600375703 | RN107959728 | Installed a scrubber used to remove HCL from the effluent stream. | A positive use determination of 100% for the scrubber. | 2001-04-20 | 72351 | 100
5467 | T1 | Millennium Petrochemicals Inc | Millennium La Porte | 11603 Strang Rd | La Porte | TX | 77572 | Harris | CN602625402 | RN102490638 | VOC Control in CO2 Vent Gas: Installed a catalytic oxidizer to more efficiently destroy the VOCs in the vent gas stream without the addition of the supplemental natural gas. | A positive use determination of 100% for the catalytic oxidizer. | 2001-04-20 | 945000 | 100
5468 | T1 | Nexen Chemicals USA Inc | Nexen - Texarkana | At International Paper | Domino | TX | 75563 | Cass | Insufficient Information | Insufficient Information | Project to restore the integrity of the existing concrete containment system. Project Scope: 1. Restore badly degraded concrete substrate trenches. 2. Seal (from groundwater migration) perimeter of 8 tank pads and joint between one outer wall and grade. 3. Seal (from ground water migration) multiple cracks in perimeter concrete walls. 4. Restore sump floor and sump walls. | A positive use determination of 100% for the project to restore the integrity of the existing concrete containment system. | 2001-04-20 | 22000 | 100
5469 | T1 | Universal Compression | Universal Compression | 4430 Brittmoore Rd | Houston | TX | 77041 | Harris | CN600305999 | Insufficient Information | Company installed a new paint booth and expanded the existing paint booth. | A positive use determination of 100% for the new paint booth and the expansion of the existing paint booth. | 2001-04-20 | 540832 | 100
5470 | T1 | Toshiba International Corp | Toshiba Houston | 13131 W Little York Rd | Houston | TX | 77041 | Harris | CN600616122 | RN103055034 | The following property: Storm water drainage & detention. Pond & bulkhead. A/C replacement. Hog dust collector. VPI vapor trap. 2nd A-Line paint booth. A-Line paint booth, exhaust, and A/C. Fume extractor 601341. A2-Line XS Paint 1 & 2 exhaust. B-Line weld fume collector. T-Har binks spray booth, Tophat paint booth. Scotchcast dust hog, & dust enclosure. Lv. buffing dust hog. MP6 Torit fume collector. Epcon thermal oxidizer. CNC3, MA7 & CNC3 mist collectors. CNC and MJ7 dust collectors. Cyclonic filtration. Ultrafilter filters. Coolant recycling booth. Paint booth sprinkler. Fuel Cell Fluid Cooler. | A positive use determination of 100% for the storm water drainage & detention; the pond & bulkhead; the A/C replacement; the Hog dust collector; the VPI vapor trap; the 2nd A-Line paint booth; the A-Line paint booth, exhaust, and A/C; the fume extractor; the A2-Line XS Paint 1 & 2 exhaust; the B-Line weld fume collector; the T-Har Binks spray booth; the Tophat paint booth; the Scotchcast dust hog, & dust enclosure; the Lv. buffing dust hog; the MP6 Torit fume collector; the Epcon thermal oxidizer; the CNC3, MA7 & CNC3 mist collectors; the CNC and MJ7 dust collectors; the Cyclonic filtration; the Ultrafilter filters; the Coolant recycling booth; the paint booth sprinkler; and the Fuel Cell Fluid Cooler. | 2001-04-20 | 486065 | 100
5471 | T1 | APAC Texas, Inc | Leston Plant | 4525 Leston Ave | Dallas | TX | 77247 | Dallas | CN600317473 | No Regulated Entity at this Location | Installed a catalytic oxidizer which is called a Blue Smoke System. | A positive use determination of 100% for the catalytic oxidizer | 2001-04-17 | 48900 | 100
5472 | T1 | Phelps Dodge Refining Corporation | Phelps Dodge - El Paso Refinery | 7001 N Loop Rd | El Paso | TX | 79998 | El Paso | CN600132179 | RN100226000 | Installed the following property: A regenerative thermal oxidizer was added to the CCR shaft Furnace. A baghouse was added to remove particulate in the exhaust gas stream from the thermal oxidizer. A heat exchanger was installed to reduce the temperature of the gas stream. Replaced the existing wet scrubber. Installed a cooling tower for the solid shape caster. Constructed a fully compliant storage area for hazardous waste materials. Constructed improvements for controlling stormwater runoff. | A positive use determination of 100% for the regenerative thermal oxidizer, the baghouse, the heat exchanger, the replacement of the existing wet scrubber, the cooling tower, the hazardous waste storage area, ant the improvements for controlling stormwater runoff. | 2001-04-24 | 5635347 | 100
5473 | T1 | Paragon Trade Brands | Paragon Trade Brands - Waco | 4920 Franklin Ave | Waco | TX | 76710 | McLennan | CN600406433 | RN100717545 | Installed a dust collection system for Line 2. | A positive use determination of 100% for the dust collection system for Line 2. | 2001-04-23 | 142672 | 100
5474 | T1 | Ultramar Diamond Shamrock | McKee Refinery | 6701 FM 119 | Sunray | TX | 79086 | Moore | CN600135370 | RN101932606 | Project to restart and update the existing Methanol Unit. In order to comply with current environmental regulations various equipment additions and retrofits were performed. 1. Methanol Distribution System: tie into existing pipe and install new piping to provide methanol to all end users in the facility. 2. Lift Station Pumps: replaced five solids handling pumps at lift stations 4, 5, & 7. 3. Installed low NOx burners and pilots in the #1 Vacuum Unit Heater, #2 Crude Born Heater and the #2 Reformer Charge Heaters. 4. CEMS: installed continuous emission monitoring system in the FCC Unit. | A positive use determination of 100% for the Lift Station Pumps, the low NOx burners and pilots, and the continuous emission monitoring system. The Methanol Distribution System is production equipment. | 2001-04-24 | 831000 | 100
5475 | T1 | Bayer MaterialScience LLC | Bayer - Orange | FM 1006 | Orange | TX | 77631 | Orange | CN600124440 | RN100825363 | 1. Dewatering presses used to mechanically expel process water from rubber products. 2. Activated carbon adsorbsion systems used in the Therban processing line. 3. Vent recovery system used to capture, compress, and condense LiBr and Therban process hydrocarbon gas streams. 4. Decanter used to recover hydrocarbon solvent from process waste waters. 5. Air emissions reduction project included the following systems: hexane recovery condenser, butadiene recovery condenser, CoBR cooling tower hydrocarbon monitors, flare gas flow meters with analyzers. 6. Installation of non-permeable containment for various storage areas and installation of hydrocarbon leak detection,. Monitoring equipment. 7. Installed a vented hood system to collect VOCs and route them to a destruction device. 8. Hydrocarbon recovery project: involves the conversion of the Vanadium Feed Tank to a scrap out stripper flash tank. 9. Installation of various continuous hydrocarbon emission monitors for leak detection. 10. Installed a cyclone separator to remove fines from a process stream. 11. Installed a concrete wash down pad, surface water collection pump, wastewater filter and transfer pumps. 12. Installed cooling tower pumps. 13. Environmental Paving: paved plant areas. | A positive use determination of 100% for the property used to contain and treat process water expelled from rubber products, the Activated carbon adsorbsion systems used in the Therban processing line, the decanter used to recover hydrocarbon solvent from process waste waters, the air emissions reduction project, the non-permeable containment for various storage areas and installation of hydrocarbon leak detection,. Monitoring equipment, the vented hood system, the hydrocarbon recovery project, the continuous hydrocarbon emission monitors for leak detection, the cyclone separator, the concrete wash down pad, surface water collection pump, wastewater filter and transfer pumps, the cooling tower pumps and the environmental paving. A positive use determination of 50% for the vent recovery system. | 2001-04-24 | 11347245 | 100
5476 | T1 | Bayer MaterialScience LLC | Bayer - Baytown | 8500 W Bay Rd | Baytown | TX | 77520 | Chambers | CN603578188 | RN100209931 | Numerous pieces of pollution control property: 1. Waste water filtration system. 2. Vent gas scrubber for Makrolon Unit. 3. TDI Phosgene Decomposition Tower Project. 4. Modification/retrofit of central thermal oxidizing system. 5. Replacement of CFC based refrigeration system with ammonia based system. 6. TDI-II Unit - vent gas blower/scrubber unit. 7. DNT-II Unit waste water holding tank and pumps. 8. MR-1 Unit vent gas separator and demister. 9. Replacement of bag house filters. 10. Upgrade to cooling towers. 11. Project to re-route plant outfall seven miles. 12. Installation of pumps, pipes, conveyances, and tanks used to segregate and control storm water. 13. Project to relocate solid waste storage tanks. 14. Project to renovate Outfall 001. 15. Installation of a spectrometer. 16. Env. paving installed to control dust and particulate matter. 17. Modification of existing vapor-only combustor to a vapor-liquid combustor. | A positive use determination of 100% for the Waste water filtration system, the Vent gas scrubber the TDI Phosgene Decomposition Tower Project, the modification/retrofit of central thermal oxidizing system, the replacement of CFC based refrigeration system, the TDI-II Unit - vent gas blower/scrubber unit, the DNT-II Unit waste water holding tank and pumps, the MR-1 Unit vent gas separator and demister, the replacement bag house filters, the upgrade to the cooling towers, the project to re-route plant outfall seven miles, the installation of pumps, pipes, conveyances, and tanks used to segregate and control storm water, the project to relocate solid waste storage tanks, the project to renovate Outfall 001, the installation of a spectrometer, the env. paving installed to control dust and particulate matter, and the modification of existing vapor-only combustor to a vapor-liquid combustor. | 2001-04-24 | 44594005 | 100
5477 | T1 | TXU Electric Company | Monticello Ses | 9 M SW of Mt Pleasant | Mount Pleasant | TX | 75455 | Titus | CN601537566 | RN102285921 | Replaced the existing crusher house dust collection system with an American Air Filter Rotoclone wet scrubber. | A positive use determination of 100% for the project to replace the existing crusher house dust collection system with an American Air Filter Roto-clone wet scrubber. | 2001-04-24 | 788546 | 100
5478 | T1 | TXU Electric Company | Martin Lake Ses | 8850 FM 2658 N | Henderson | TX | 75653 | Rusk | CN600135511 | RN105127682 | Modifications were made to the ML1 scrubber towers to improve the load bearing capacity of the towers. Stiffeners were added to the SO2 absorber towers to structurally improve the load bearing capacity of the towers. | A positive use determination of 100% for the modifications made to the ML1 scrubber towers. | 2001-04-24 | 18692952 | 100
5479 | T1 | TXU Electric Company | Stryker Creek | Rt 5 Box 219-1 | Jacksonville | TX | 75766 | Cherokee | CN602482861 | RN101621449 | This project involved the installation of ABB's Low NOx Concentric Firing System II. The installation consisted of burner modifications, addition of separated over fire air ports, addition of power tips and addition of coupled louvered air. | A positive use determination of 100% for the project to install ABB's Low NOx Concentric Firing System II. | 2001-04-24 | 728192 | 100
5480 | T1 | TXU Electric Company | Lake Hubbard | 555 Barnes Bridge Rd | Mesquite | TX | 75182 | Dallas | CN600135511 | RN100673490 | In order to reduce NOx emissions from the current level, the existing Over Fire Air Ports were modified with Babcock & Wilcox designed ports to get more OFA penetration. | A positive use determination of 100% for the modification of the existing Over Fire Air Ports with Babcock & Wilcox designed ports. | 2001-04-24 | 375301 | 100
5481 | T1 | TXU Electric Company | Collin | 12771 Preston Rd | Frisco | TX | 75034 | Collin | CN603313842 | Insufficient Information | A Gas Conditioning System, designed by Todd Combustion was installed at Collin SES1. | A positive use determination of 100% for the Gas Conditioning System installed at Collin SES1. | 2001-04-24 | 2612358 | 100
5483 | T1 | Advocate Financial | Dianal America Inc | 9675 Bayport Blvd | Pasadena | TX | 77507 | Harris | CN601184807 | RN100677731 | Specialty Materials Warehouse: storage of hazardous materials. Agglomeration Pad: containment for agglomerated product and water - keeps them from spilling over into an un-lined pond. Empty Drum Storage Pad: temporary staging of empty drums before pick up and removal from plant. | A positive use determination of 100% for the Specialty Materials Warehouse, the Agglomeration Pad, and the Empty Drum Storage Pad. | 2001-04-24 | 624380 | 100
5484 | T1 | Messer Mg Industries | Messer Mg Ind - Waxahachie Plant | 3680 N I-35 E | Waxahachie | TX | 75165 | Ellis | CN602688509 | RN102974441 | Installed a backup generator which uses lean burn engine technology. Installed O2 furnace burn equipment which designed to reduce NOx formation. Constructed a wastewater treatment plant. Installed a cooling tower to eliminate use of once through water. Site preparation performed in order to reduce creation of fugitive dust emissions from plant process and mobile equipment operations. Molecular Sieve Unit used to remove carbon dioxide from the compressed gas inlet air supply consisting of four pressure vessels and a system of inlet and outlet valves to direct process and reactivation gas flow. The reactivation heater is a packaged system consisting of a concurrent shell and tube heat exchanger, a natural gas burner with an integral combustion air blower and burner controls. | A positive use determination of 20% for the backup generator which uses lean burn engine technology. A positive use determination of 100% for the O2 furnace burn equipment, the wastewater treatment plant, the cooling tower to eliminate use of once through water, and the site preparation performed in order to reduce creation of fugitive dust emissions from plant process and mobile equipment operations. A negative determination for the Molecular Sieve Unit which is considered to be production equipment. | 2001-04-24 | 1271530 | 100
5485 | T1 | Capitol Aggregates Ltd | Capitol Aggregates Ltd | 11551 Nacogdoches Rd | San Antonio | TX | 78217 | Bexar | CN602272114 | RN103756656 | The following items: 1. Water truck used to suppress fugitive dust emissions. 2. Water pump used to remove mineral contaminated water from quarry pit for disposal. 3. Enclosed area used for containing raw material to prevent fugitive dust emissions and contamination of rain water. 4. Blower used to route fugitive particulate matter emissions to a final control device. 5. Electrostatic Precipitator used to remove particulate from exhaust gases. 6. Dust collection system that collects fugitive emissions. 7. Concrete stack used to control dispersion of wet kiln emissions. 8. Air alleviator used to remove particulate matter form dry kiln exhaust. 9. Dust collection conveyor system routes dust collected from the dry kiln process are to an enclosed storage area. 10. Concrete stack used to control dispersion of dry kiln emissions. 11. Cooling tower added to existing process to eliminate the use of once through water. 12. Dust collection system that captures particulate matter emissions created from solid fuel grinding system. 13. Jet pulse dust collector captures particulate emissions created during transfer of cement to finish mill. 14. Dust collector captures particulate emissions created during processing of cement in the finish mill operation. 15. Street sweeper used to control particulate emissions from plat roadways. 16. Concrete paving around the clinker production area and for plant roadways to control dust creation and emissions. 17. Cement truck rinse station that cleans particulate matter off of mobile equipment. 18. Cement cooling tower added to existing process to reduce the use of once through water. 19. Ventilation blower directs chemical fumes from laboratory to final control device. 20. Dust collection system capture particulate emissions from Silos 15, 16 & 17 during finished product transfers. 21.Dust collection system captures particulate emissions from Silo 1. 22. Pressure washer used to clean mobile equipment to prevent the transfer of contaminants around the plant. 23. Purchased an anti-freeze recycling system. 24. Enerac 2000E emissions analyzer used by env. lab. 25. Honeywell flow chart recorder used by env. lab. 26. Street sweeper used to control particulate emissions from plant roadways. 27. Lab equipment used for environmental contamination testing. 28. Truck tire wash station. 29. Tire derived fuel system. 30. Project to improve dust collection at clinker points. 31. Dust containment project for Raw Mill 1. 32. Dust collection improvement project for Pack House. 33. Dust collection improvements for Finish Mills 5 & 6. | A positive use determination of 100% for the water truck, the water pump, the enclosed raw material area, the blower, the Electrostatic Precipitator, dust collection system, concrete stack used to control dispersion of wet kiln emissions, air alleviator used to remove particulate matter form dry kiln exhaust, the dust collection conveyor system, the concrete stack used to control dispersion of dry kiln emissions, cooling tower, the dust collection, the jet pulse dust collector, dust collector, the street sweeper, the concrete paving around the clinker production area and for plant roadways, the cement truck rinse station, the cement cooling tower, the ventilation blower, the dust collection systems for Silos 1, 15, 16 & 17 finished product transfers, the pressure washer, the anti-freeze recycling system, the Enerac 2000E emissions analyzer, the Honeywell flow chart recorder, the street sweeper, the lab equipment, the truck tire wash station, the project to improve dust collection at clinker points, the dust containment project for Raw Mill 1, the dust collection improvement project for Pack House, and the dust collection improvements for Finish Mills 5 & 6. A negative determination for the tire derived fuel system which is considered to be production equipment rather than pollution control property. | 2001-04-24 | 9609995 | 100
5486 | T1 | Sachem Inc | Sachem Austin Plant | 821 W Woodward St | Austin | TX | 78704 | Travis | CN600383855 | RN100676345 | The following 21 items: 1. Acid Storage Cabinet for TEC. 2. Cooling Tower Upgrade. 3. Japan recycle lab project - tank and distillation columns, etc. 4. Flood drains for E. 5. Upgrade Han 24% area. 6. Acid Storage Cabinet. 7. ANAL Lab exhaust fan. 8. Bleach Storage tank. 9. HMW pilot 4 com cell. 10. 3 EA conductivity anal. 11. HWM pilot plant exp. 12. Relocation HMW tankage. 13. HNW anolyte treat sys. 14, Air vac hazmat spill-eqt to clean up spills or leaks. 15. 11 containers. 16. 16 cagtnrs 275un met. 17. 4 cgtaners/275/unbfv. 18. 3 pkg tuff tnk 330. 19. 8 totes @ 275. 20. Cagetainer. 21. Totes. | A positive use determination of 100% for the pollution control property listed in the attached spreadsheet. | 2001-04-29 | 353502 | 100
5487 | T2 | Sachem Inc | Sachem Cleburne Plant | 2311 Pipeline Rd | Cleburne | TX | 76031 | Johnson | CN600383855 | RN100976117 | See attached listing of property. | A positive use determination for the property listed in the application. The attached spreadsheet lists the approved percentage for each piece of property. | 2001-04-29 | 4535212 | 100
5488 | T1 | Schenectady International | Schenectady - Freeport | 702 FM 523 | Freeport | TX | 77541 | Brazoria | CN603119280 | RN100218999 | Garlock Gasket Replacement: replaced the garlock gasket with a Grafonic gasket. The Garlock gasket is not compatible to phenol and alkyphenols due to composition. PNP/PCCP Railcar Loading Station - Vapor/Liquid Recovery System: installed a vapor recovery system, scrubbers and stainless steel pans. Carbon Bed: Installed an activated carbon bed (absorber) to the existing waste water treatment process. Flaking Plant Rework: As a result of the flake/brick production at the flaking plant, in conjunction with the continuous bagging process, there is an amount of material that overflows and is not suitable for shipping. A new recycling tank has been added to handle the overflow material and eliminate the potential exposure. Additionally, dust collection is accomplished through a new intgra hood ducted to the existing dust collector. PSV Replacement: The existing insulation jacket (aluminum) was overlayed with a stainless steel jacket to prevent sno-coning effect from product that escapes from the tanks. Emergency Pressure Relief Valve for Storage Tanks: installed to prevent sno-coning. Temperature Control Upgrade for Storage Tanks: New digital output temperature control upgrade for storage tanks. Altus Batcher w/Micromotion Flowmeter: Installed altus and Micromotion batchers to convert inexact manual process to an automated control system. This will allow for automatic measurement of loading of railcars and automatic cut-off to prevent over loading and spills. | A positive use determination of 100% for the Garlock Gasket Replacement, the PNP/PCCP Railcar Loading Station - Vapor/Liquid Recovery System, the Carbon Bed, the new recycling tank and dust collection improvement, the Temperature Control Upgrade for Storage Tanks, the new digital output temperature control upgrade for storage tanks, and the Altus Batcher w/Micro-motion Flow-meter. A positive use determination of 50% for the PSV Replacement and the Emergency Pressure Relief Valve for Storage Tanks. | 2001-04-24 | 1083000 | 100
5489 | T1 | Precoat Metals | Precoat Metals | 16402 Jacintoport Blvd | Houston | TX | 77015 | Harris | CN602858490 | RN100217926 | Installed a waste water treatment system. Replaced the black water treatment system. Installed a curbed area for hazardous materials storage. Installed an air compressor for waste water treatment. Replaced the incinerator. | A positive use determination of 100% for the waste water treatment system, the replacement of the black water treatment system the curbed area for hazardous materials storage, the air compressor for waste water treatment, and the replacement of the incinerator. | 2001-04-24 | 502315 | 100
5490 | T1 | Fullarton Computer Industries Inc | Fullarton Computer Houston Plant | 10739 West Little York | Houston | TX | 77041 | Harris | Insufficient Information | Insufficient Information | Installed an enclosed and self-contained paint process consisting of: Pretreatment (wash) Plant, dry off oven, powder coating booths, cure oven, conveyor, control panel, oil separator, burn-off oven, wash cabinet, spares, installation & delivery, enlargement of dry oven, negative Ions. forced cooling, and air for spray enclosure. | A positive use determination of 100% for the enclosed and self-contained paint process consisting of: Pretreatment (wash) Plant, dry off oven, powder coating booths, cure oven, conveyor, control panel, oil separator, burn-off oven, wash cabinet, spares, installation & delivery, enlargement of dry oven, negative Ions. forced cooling, and air for spray enclosure. | 2001-04-24 | 842014 | 100
5491 | T1 | Temple-Inland Forest Products Corp | Temple-Inland Standard Gypsum | 3401 FM 78 | Mc Queeney | TX | 78123 | Guadalupe | CN602787053 | RN102799780 | Pollution control property: installation of #1 Raymond Mill Baghouse and installation. | A positive use determination of 100% for the #1 Raymond Mill Bag-house and installation | 2001-04-20 | 106000 | 100
5492 | T1 | Atmel Texas LP | Atmel Texas LP | 6431 Longhorn Dr | Irving | TX | 75063 | Dallas | Insufficient Information | No Regulated Entity at this Location | The following property: Building U4 - Chiller, wastewater treatment, cooling tower, acid exhaust, ultra clean exhaust, thermal oxidizer, water recycling, toxic gas, waste water recycling, toxic gas, wastewater treatment, toxic waste vacuum. Project 8007 - BLDG Start-up: water recycling, caustic waste improvements, env. permits, waste water treatment, toxic gas monitoring. Project 8193 - Water Recycling. Project 8379 - install a toxic gas monitoring system. Project 8087 - chemical abatement/toxic gas monitoring. | A positive use determination of 100% for the following projects: Building U4; Project 8007 - Building Start-up; Project 8193 - Water Recycling; Project 8379 - Toxic Gas Monitoring; and Project 8087 - Support. | 2001-04-20 | 10781876 | 100
5493 | T1 | International Aluminum Corp | International Aluminum Corp | 202 Singleton Dr | Waxahachie | TX | 75165 | Ellis | CN602387995 | RN102799947 | Installed a wet fume scrubber on the West Anodizing line. | A positive use determination of 100% for the wet fume scrubber. | 2001-04-20 | 64958 | 100
5494 | T1 | Louisiana Pacific Corporation | Silsbee Osb | Hwy 92 North | Silsbee | TX | 77656 | Hardin | CN600127534 | RN100214998 | Purchased and installed a wet electrostatic precipitator. | A positive use determination of 100% for the wet electrostatic precipitator. | 2001-04-20 | 4768813 | 100
5495 | T1 | Johnson & Johnson Medical Inc | Johnson & Johnson - El Paso | 6300 N Desert Blvd | El Paso | TX | 79912 | El Paso | CN600349096 | No Regulated Entity at this Location | Dust Collection System - used to collect particulate matter from the manufacturing process. | A positive use determination of 100% for the Dust Collection System. | 2001-04-20 | 26165 | 100
5496 | T1 | Johnson & Johnson Medical Inc | Johnson & Johnson - Sherman | 6800 Hwy 75 S | Sherman | TX | 75090 | Grayson | CN600349096 | RN104193875 | Waste Water Control: cooling tower repair and replacement, backflow prevention system, fire-loop backflow, ray-tec water loop, and Process water use. Air Pollution Control: Ethylene Glycol Recovery System, Tubetexer Exhaust Duct, Cavuum System Upgrade, IWKA Dust Collection System, ETO Scrubber Replacement. Solid Waste Pollution Control: Asbestos Removal and purchase of a waste shredder. | A positive use determination of 100% for the cooling tower repair and replacement, the back-flow prevention system, the fire-loop back-flow, the ray-tec water loop, the process water loop extension, the Ethylene Glycol Recovery System, the Tubetexer Exhaust Duct, the Vacuum System Upgrade, the IWKA Dust Collection System, the ETO Scrubber Replacement, the asbestos removal project and the waste shredder. | 2001-04-20 | 617448 | 100
5497 | T1 | Tenaska Inc | Tenaska Frontier Generation Stat | 17500 Hwy 30 | Shiro | TX | 77876 | Grimes | CN600135081 | RN100245539 | Continuous emission monitoring system, dry low NOx combustion system and tuning kit, SCR System- heat recovery steam generator, low NOx burners and stacks for heat recovery steam generator, water/steam injection for turbines, API separator, irrigation for spray field, outfall weir, fuel loading/unloading canopy, wastewater collection & reuse equipment, cooling tower, wastewater collection ponds for spray fields, pH meter, soil analyzer, neutralization - chemical waste sump, solid waste treatment vessels, secondary containment for fuel oil tank, chemical storage areas, and transformers, fuel oil tank liner, groundwater monitoring wells, spill response/clean-up equipment, potable water system (including well), environmental paving, tight fill fittings on fuel and chemical lines, dielectric coatings, and sacrificial anodes. | A positive use determination of 100% for the continuous emission monitoring system, dry low NOx combustion system and tuning kit, SCR System- heat recovery steam generator, low NOx burners and stacks for heat recovery steam generator, water/steam injection for turbines, API separator, irrigation for spray field, outfall weir, fuel loading/unloading canopy, wastewater collection & reuse equipment, cooling tower, wastewater collection ponds for spray fields, pH meter, soil analyzer, neutralization - chemical waste sump, solid waste treatment vessels, secondary containment for fuel oil tank, chemical storage areas, and transformers, fuel oil tank liner, groundwater monitoring wells, spill response/clean-up equipment, potable water system (including well), environmental paving, tight fill fittings on fuel and chemical lines, dielectric coatings, and sacrificial anodes. | 2001-04-25 | 41046171 | 100
5498 | T1 | Oil City Iron Works Inc | Oil City Iron Works Inc | 909 South 12Th St | Corsicana | TX | 75110 | Navarro | CN600390694 | RN100683739 | A used 64,000 CFM Kleissler brand filter bag, pulse-jet type baghouse s/n H-1274 was installed. | A positive use determination of 100% for the used 64,000 CFM Kleissler brand filter bag, pulse-jet type baghouse s/n H-1274. | 2001-04-20 | 156516 | 100
5499 | T1 | Oil City Iron Works Inc | Oil City Iron Works Inc | 909 South 12Th St | Corsicana | TX | 75110 | Navarro | CN600390694 | RN100683739 | In order to better control storm water 33,612 ft of previously graveled plant drives and roadways have been paved with concrete. | A positive use determination of 100% for the paving of the plant drives and roadways. | 2001-04-20 | 89072 | 100
5500 | T1 | IVS Inc | IVS Inc | 166 Shady Lane | Gonzales | TX | 78629 | Gonzales | No Customer by this Name in Central Registry | No Regulated Entity at this Location | GAP-VAX vacuum unit, includes 8 cyclones and 33 bag filters in the baghouse unit. | A positive use determination of 100% for the GAP-VAX vacuum unit. | 2001-04-20 | 100000 | 100
5501 | T1 | Chevron Phillips Chemical Co LP | Chevron Phillips Sweeney Petro | Hwy 335 & FM 524 | Old Ocean | TX | 77463 | Brazoria | CN600303614 | RN100825249 | Installed a temperature monitor, flow controller, and pH meter in order to monitor emissions. Installed catalytic converters and air/fuel ratio controllers on stationary engines. Installed activated carbon systems (carbon beds) for use in reducing VOCs in gas streams. | A positive use determination of 100% for the temperature monitor, flow controller, pH meter, catalytic converters, air/fuel ratio controllers, and activated carbon systems. | 2001-04-23 | 474010 | 100
5502 | T1 | Chevron Phillips Chemical Co LP | Chevron Phillips Chem Philtex & Ryton | State Spur 119 North | Borger | TX | 79007 | Hutchinson | CN600303614 | RN105915854 | Installed the following pollution control property: PPU flare vacuum, CPU column 10 flare vacuum, flare tip installation, ryton cv vent scrubber system, ryton storage tank, philtexs flare, philtex/ryton paint booth, installation of deluge control systems at unit 5 truck rack, construction of storm water pond pump containment, and ryton wastewater filtration system. | A positive use determination of 100% for the PPU flare vacuum, CPU column 10 flare vacuum, flare tip installation, ryton cv vent scrubber system, ryton storage tank, philtexs flare, philtex/ryton paint booth, installation of deluge control systems at unit 5 truck rack, construction of storm water pond pump containment, and ryton wastewater filtration system. | 2001-04-23 | 2763500 | 100
5503 | T1 | Noltex LLC | Noltex LLC | 12220 Strang Rd | La Porte | TX | 77571 | Harris | CN604039271 | RN101049518 | The following property or project: Install nitrogen purge and closed loop sample system. Ethylene compressor 1st & 2nd stage packing. Replace flare flow meter. Replace cooling tower south fan speed control. Replace scrubber duct for Strand Forming Water bath. Installed strainer for flare KO drum pump. Convert #1 waste organics tank into re-work storage tank. Install recycle cooler on #2 waste organics tank. Install a composite sample at the tank outfall discharge. Send MEOH column purge to MEAC column. Scrubber water line for strand forming. Reroute line 2 west trench recirculation line. HD scrubber flow controls. Alternative water sources for vent scrubbers. | A positive use determination of 100% for the nitrogen purge and closed loop sample system; the Ethylene compressor 1st & 2nd stage packing; the flare flow meter; the cooling tower south fan speed control; the scrubber duct for Strand Forming Water bath, the strainer for flare KO drum pump; the conversion of the #1 waste organics tank into re-work storage tank; the recycle cooler on #2 waste organics tank; the composite sample at the tank outfall discharge; the project to Send MEOH column purge to MEAC column; the scrubber water line for strand forming; reroute line 2 west trench recirculation line; HD scrubber flow controls; and the alternative water sources for vent scrubbers. | 2001-04-23 | 83048 | 100
5504 | T1 | Elementis Chromium LP | Elementis Chromium LP | 3800 Buddy Lawrence Dr | Corpus Christi | TX | 78407 | Nueces | CN601520711 | RN100210814 | The following pollution control property installed between 1994 and 2000: raw material stack, solids rework tank, wastewater treatment systems, aerator, residue lines, dust collectors, containment platforms, storm drain valves, kiln stack mist eliminator, storm water collection system, residue treatment, sewage treatment, surface impoundment, and a scrubber. | A positive use determination of 100% for the raw material stack, solids rework tank, wastewater treatment systems, aerator, residue lines, dust collectors, containment platforms, storm drain valves, kiln stack mist eliminator, storm water collection system, residue treatment, sewage treatment, surface impoundment, and a scrubber. | 2001-04-23 | 2579057 | 100
5505 | T1 | Triquint Semiconductor Inc | Triquint Semiconductor/Renner | 500 W Renner Rd | Richardson | TX | 75080 | Collin | CN600479695 | RN100794015 | The following pollution control items: Wastewater Treatment/Sewage Systems, Exhaust Yard Improvements, Chemical bunker, Chemical Trench, Chemical Resistant Floor, Solvent Waste Pipe, Caustic Waste/Acid Containment, Cooling Towers/Chillers, Exhaust Yard Racks, Exhaust Yard Electrical, Process Exhaust/Scrubbers, Toxic Exhaust/Scrubbers, Thermal Oxidation, Chemical Containment Infrastructure, Water Recycling, Toxic Gas Containment Infrastructure, Toxic Gas Monitoring and Detection, and waste water treatment. | A positive use determination of 100% for the Wastewater Treatment/Sewage Systems, Exhaust Yard Improvements, Chemical bunker, Chemical Trench, Chemical Resistant Floor, Solvent Waste Pipe, Caustic Waste/Acid Containment, Cooling Towers/Chillers, Exhaust Yard Racks, Exhaust Yard Electrical, Process Exhaust/Scrubbers, Toxic Exhaust/Scrubbers, Thermal Oxidation, Chemical Containment Infrastructure, Water Recycling, Toxic Gas Containment Infrastructure, Toxic Gas Monitoring and Detection, and waste water treatment. | 2001-04-23 | 13329548 | 100
5506 | T1 | Odfjell Terminals (Baytank) Inc | Odfjell Terminals Baytank | 12211 Port Rd | Seabrook | TX | 77586 | Galveston | CN600129654 | RN100218411 | Pollution control property installed for new Bay 8: cathodic protection system, retaining walls, liners, tank pressurization system, emission control and monitoring system, vapor lines, hoses, instrumentation, and other emission control, monitoring, and containment improvements. | A positive use determination of 100% for the cathodic protection system, retaining walls, liners, tank pressurization system, emission control and monitoring system, vapor lines, hoses, instrumentation, and other emission control, monitoring, and containment improvements. | 2001-04-23 | 4259715 | 100
5507 | T1 | 3M Company | 3M Company Brownwood | Hwy 377 S | Brownwood | TX | 76804 | Brown | CN600291397 | RN100219005 | (See attached for additional detail) The following pollution control property, as listed by plant area: Glass Beads & PA: baghouse & blower, cyclone and blower, street sweeper, paving around production areas, exhaust sample collector, acid storage secondary containment, oil/water separators, mechanical dewatering device, & additional cooling towers. Coating: solvent recovery system, dust collection system, and secondary containment. Metal Vapor Dep.: concrete pad used to minimize lateral migration of metallic contaminants. Microrepl Prod: central vacuum system, and Tennant sweeper. Mix & Mill: air handling system, process enclosures for suppression of fugitive particulate matter, exhaust sample collector, secondary spill containment. Top Sealer: stripper and leak detection system. S&SS In-Process FF: stripper, enclosure used to suppress fugitive emissions, noncontinuous emission monitoring equipment, and paving installed to suppress the creation of dust emissions. Waste Disposal: solvent recovery system, waste hauling equipment and containers, and tank level control. Materials Hauling: paving installed to control dust. General Plant: enclosures installed to suppress fugitive particulate matter, LSBS stripper, air handling systems, paving, secondary containment, storm water control drainage sump, cooling towers, and rain water drains and piping. Heat & Air. Cond.: air handling system for controlling particulate matter, boiler stack repair, refrigerant leak detection system, sand filter, drainage sump interconnections, storm water drains and piping. BTDX Line: coater enclosures used to suppress fugitive particulates, e-beam exhaust system filters, and paving. | A positive use determination of 100% for the baghouse & blower, cyclone and blower, street sweeper, paving around production areas, exhaust sample collector, acid storage secondary containment, oil/water separators, mechanical dewatering device, additional cooling towers, solvent recovery systems, dust collection system, secondary containment, concrete pad, central vacuum system, Tennant sweeper, air handling system, process enclosures, exhaust sample collector, secondary spill containment, stripper and leak detection system, stripper, enclosure used to suppress fugitive emissions, noncontinuous emission monitoring equipment, paving, waste hauling equipment and containers, tank level control, LSBS stripper, air handling systems, paving, secondary containment, storm water control drainage sump, cooling towers, rain water drains and piping, boiler stack repair, refrigerant leak detection system, sand filter, drainage sump interconnections, storm water drains and piping, coater enclosures used to suppress fugitive particulates, e-beam exhaust system filters, and paving. | 2001-04-23 | 6394252 | 100
5508 | T1 | Mirant Corporation | Mirant Texas - Bosque County | 557 Bosque CR 3610 | Laquana Park | TX | 76665 | Bosque | Insufficient Information | Insufficient Information | Installed the following pollution control property: stacks and stack modifiers, API separator, waste treatment equipment, cooling tower, storm water revision, diversion, potable water system, and sacrificial anodes. | A positive use determination of 100% for the stacks and stack modifiers, API separator, waste treatment equipment, cooling tower, storm water revision, diversion, potable water system, and sacrificial anodes. | 2001-04-29 | 8106561 | 100
5509 | T1 | Wire Forms Inc | Wire Forms Inc | 11218 Limestone | Blanch Springs | TX | 75180 | Dallas | CN600466056 | RN100779982 | Installed a powder coating system including enclosures, chemical wash coating, sprayers, conveyors and pits. | A positive use determination of 100% for the powder coating system | 2001-04-29 | 1218904 | 100
5510 | T1 | C B I Labs Inc | C B I Labs Inc | 2055C Luna Rd | Carrollton | TX | 75006 | Dallas | CN600328728 | RN102289113 | Installed a cyclone vacuum system and two portable collection devices. System includes enclosures, electronic controls, piping, electrical and installation. | A positive use determination of 100% for the cyclone vacuum system and the two portable collection devices. | 2001-04-29 | 89318 | 100
5511 | T1 | C B I Labs Inc | C B I Labs Inc | 2055C Luna Rd | Carrollton | TX | 75006 | Dallas | CN600328728 | RN102289113 | Installed a closed loop system which collects and processes all production waste water through a repetitive filtration process to eliminate solid waste and purify return water. | A positive use determination of 100% for the closed loop waste water treatment system. | 2001-04-29 | 229414 | 100
5512 | T1 | C B I Labs Inc | C B I Labs Inc | 2055C Luna Rd | Carrollton | TX | 75006 | Dallas | CN600328728 | RN102289113 | Installed a chiller system which is designed to reduce energy consumption. | A negative determination. The property listed in this application, a chiller system designed for energy conservation, does not provide pollution control at this company's property. | 2001-04-29 | 66168 | 100
5513 | T1 | Equistar Chemicals LP | Equistar Channelview | 8280 Sheldon Rd | Channelview | TX | 77530 | Harris | CN600124705 | RN100542281 | Replaced existing obsolete fugitive gas detection and monitoring systems in the OP-2 and tank farm, East Plant Recovery and Hydrocarbons areas of the plant and installed new detection sensors and instrumentation systems where none existed before. | A positive use determination of 100% for the project to replace existing obsolete fugitive gas detection and monitoring systems in the OP-2 and tank farm, East Plant Recovery and Hydrocarbons areas of the plant and install new detection sensors and instrumentation systems where none existed before. | 2001-03-07 | 2007000 | 100
5514 | T1 | Poco Graphite Inc | Poco Graphite Plant | 1000 Miles Rd | Decatur | TX | 76234 | Wise | CN601096266 | RN100807783 | The scrubber/baghouse package w2as installed to remove SOx. | A positive use determination of 100% for the scrubber/baghouse package. | 2001-04-29 | 236913 | 100
5515 | T1 | Nypro Dj Plastic Co | Nypro Dj Plastics Co | 9 Zane Grey | El Paso | TX | 79906 | El Paso | CN600404164 | RN100707645 | The granulator/grinder systems were installed to change the physical format of scrap plastic for recycling/reuse purposes. | A positive use determination of 100% for the granulator/grinder systems used to facilitate recycling/reuse of waste plastic. | 2001-04-29 | 700000 | 100
5516 | T1 | Greif Brothers La Porte | Greif Brothers La Porte | 10700 Strang Rd | La Porte | TX | 77571 | Harris | CN600272215 | RN103997177 | Installed an enclosed painting/coating system consisting of a paint booth, drum ovens and regenerative thermal oxidizer, designed to eliminate emissions from the painting/coating process. | A positive use determination of 100% for the paint booth, drum ovens and the regenerative thermal oxidizer installed in order to eliminate emissions during the painting/coating process. | 2001-04-29 | 2818261 | 100
5517 | T1 | Ennis-Tractebel Power Company LP | Ennis-Tractebel Power LP | 4001 West Ennis Ave | Ennis | TX | 75120 | Ellis | CN603461740 | RN100212430 | 1. Fuel Gas Separator: removes moisture from fuel gas. 2. Lean Burn Engine: state-of-the-art combustion gas turbine manufactured by Siemens Westinghouse. 3. Cooling Towers and associated motor controls and pumps. | A positive use determination of 100% for the fuel gas separators and the cooling tower and associated equipment. A positive use determination of 20% for the lean burn gas turbine engine. | 2001-11-13 | 10367000 | 100
5518 | T1 | ISP Technologies Inc | ISP Technologies Texas City Plant | 4501 Atwater Ave | Texas City | TX | 77590 | Galveston | CN600505580 | RN100825272 | A new 10" header and 4" lines were installed between the 7-day collection pond and the 1-day collection pond. The new header will gather non-hazardous wastewater from throughout the plant and sent it to the 7-day pond. | A positive use determination of 100% for the new 10" header and 4" lines which were installed between the 7-day collection pond and the 1-day collection pond. | 2001-04-29 | 419482 | 100
5519 | T1 | Louisiana Pacific Corporation | Jasper - Osb | Rt 1 Box 283 | Jasper | TX | 75951 | Jasper | CN600127534 | RN100215169 | Installed a wet electrostatic precipitator to reduce emissions of particulate matter. | A positive use determination of 100% for the wet electrostatic precipitator. | 2001-04-30 | 4736309 | 100
5520 | T1 | Paccar Inc | Peterbilt Truck Company | 3200 Airport Rd | Denton | TX | 76207 | Denton | CN600125652 | RN100211762 | The following pollution control property: pumps to water treatment; Cab leak test piping to water treatment; water treatment valves; spill containment for bulk fluids; ash containment for BAYCO oven; mix room/tote area vent; engineering for paint booth; contained chemicals storage building; prime booth sludge recovery tank; chassis solvent cleaning; chassis grate paint removal; electrostatic paint control; GRACO P-Mix - paint activation system; pollution control equipment; paint flash-off controls; dust collector - airflow system; water treatment tanks/pumps; pipe to chassis paint booth; waste water clarifier; washer clean paint booths; hazardous waste compactor; paint skimmer recovery system; chassis paint guns and associated heaters; Binks paint activations, breathable air purifier; paint booth process air tanks; clean air system; chassis paint booth upgrades; parts paint washer; centrifuge filtration system; washer oven and water treatment; compliant paint booth system; chassis paint recycle waste system; and grease pit to contain waste. | A positive use determination of 100% for the pumps to water treatment; CAb leak test piping to water treatment; water treatment valves; spill containment for bulk fluids; ash containment for BAYCO oven; mix room/tote area vent; engineering for paint booth; contained chemicals storage building; prime booth sludge recovery tank; chassis solvent cleaning; chassis grate paint removal; electrostatic paint control; GRACO P-Mix - paint activation system; pollution control equipment; paint flash-off controls; dust collector - airflow system; water treatment tanks/pumps; pipe to chassis paint booth; waste water clarifier; washer clean paint booths; hazardous waste compactor; paint skimmer recovery system; chassis paint guns and associated heaters; Binks paint activations, breathable air purifier; paint booth process air tanks; clean air system; chassis paint booth upgrades; parts paint washer; centrifuge filtration system; washer oven and water treatment; compliant paint booth system; chassis paint recycle waste system; and grease pit to contain waste. | 2001-05-01 | 15618846 | 100
5521 | T1 | Keller's Creamery LLC | Keller's Creamery | 1015 E Broadway | Winnsboro | TX | 75494 | Wood | CN600617658 | RN102095429 | The following pollution control property: exhaust fresh air vent; nuisance dust collector; hazardous materials and safety equipment; air handlers; chlorinator for industrial waste water; cow water silo level control; waste water treatment system; lift generators; automatic waste water irrigation system; desludge valve system; isolation valves; replace irrigation headers; and decant valves for waste water treatment. | A positive use determination of 100% for the exhaust fresh air vent; nuisance dust collector; hazardous materials and safety equipment; air handlers; chlorinator for industrial waste water; cow water silo level control; waste water treatment system; lift generators; automatic waste water irrigation system; desludge valve system; isolation valves; replace irrigation headers; and decant valves for waste water treatment. | 2001-05-01 | 635282 | 100
5522 | T1 | Kimberly-Clark | Kimberly-Clark | Loop 286 SW & FM 137 | Paris | TX | 75460 | Lamar | CN600306716 | RN104885033 | Vacuum and exhaust duct system used to collect air contaminants from process lines. Condensate tank pumps - system reuses waste water. Ash handling conveyors used to move incinerator solid waste to a location for proper disposal. Waste material baler used to bundle scrap diaper material for recycling or disposal. Environmental Paving: installed to control dust emissions. | A positive use determination of 100% for the vacuum and exhaust duct system used to collect air contaminants from process lines; the condensate tank pumps; the ash handling conveyors; the waste material baler; and the environmental paving. | 2001-05-02 | 4305982 | 100
5523 | T1 | Hobas Pipe USA | Hobas Pipe Houston Plant | 1413 Richey Road | Houston | TX | 77073 | Harris | CN600127757 | RN102540812 | Styrene emissions reduction systems and dust collection system for secondary shop. | A positive use determination of 100% for the styrene emissions reduction systems and dust collection system for secondary shop. | 2001-05-02 | 897986 | 100
5524 | T1 | First Chemical Texas LP | First Chemical Texas LP | 8480 West Bay Rd | Baytown | TX | 77520 | Chambers | insufficient Information | insufficient Information | Pollution control property installed to extract aniline from waste water prior to disposal. Property includes: waste water day tanks, aniline water extraction system and laboratory equipment. | A positive use determination of 100% for the waste water day tanks, aniline water extraction system and laboratory equipment. | 2001-05-02 | 1610870 | 100
5525 | T1 | Flextronics/Lms Lightning Manf Solutions | Flextronics Building 2 | 710 FM 306 | New Braunfels | TX | 78130 | Comal | CN603346453 | Insufficient Information | Installed a closed-loop cooling water system including support structures, double-walled piping and other related property in order to eliminate the use of once-through water. | A positive use determination of 100% for the closed-loop cooling water system including support structures, double-walled piping and other related property. | 2001-05-02 | 1040240 | 100
5526 | T1 | Flextronics/Lms Lightning Manf Solutions | Flextronics Building 3 | 2065 FM 1102 | New Braunfels | TX | 78130 | Comal | CN603346453 | Insufficient Information | Installed a closed-loop cooling water system including support structures, double-walled piping and other related property in order to eliminate the use of once-through water. | A positive use determination of 100% for the closed-loop cooling water system including support structures, double-walled piping and other related property. | 2001-05-02 | 400000 | 100
5527 | T1 | Grounds For Play Inc | Grounds For Play Inc | 1401 E Dallas | Mansfield | TX | 76063 | Tarrant | CN603863101 | RN106154776 | Installed dust collector equipment consisting of a vacuum based solid particulate collection system. | A positive use determination of 100% for the dust collector equipment consisting of a vacuum based solid particulate collection system. | 2001-05-02 | 4515 | 100
5528 | T1 | Grounds For Play Inc | Grounds For Play Inc | 1401 E Dallas | Mansfield | TX | 76063 | Tarrant | CN603863101 | RN106154776 | Versa Spray Powder Coating System consisting of powder booth, conveyors, powder recovery device and installation. | A positive use determination of 100% for the Versa Spray Powder Coating System consisting of powder booth, conveyors, powder recovery device and installation. | 2001-05-02 | 37995 | 100
5529 | T1 | Ennis-Tractebel Power Company LP | Ennis-Tractebel Power LP | 4001 West Ennis Ave | Ennis | TX | 75120 | Ellis | CN603461740 | RN100212430 | Water/Steam Injection for Turbines: the Siemens-Westinghouse W501G combustion turbine is equipped with the latest low NOx equipment. This equipment consists of combustor baskets and combustor transitions. Steam is injected into the combustor baskets and combustor transitions to minimize NOx formation. | A positive use determination of 100% for the combustor baskets and combustor transitions. | 2001-05-02 | 3837993 | 100
5530 | T1 | Norit Americas Inc | Norit Americas Marshall Plant | 3200 University Ave | Marshall | TX | 75671 | Harrison | CN600840888 | RN102609724 | Waste Water Pollution Control: waste water pipeline constructed to convey waste water effluent generated on-site to settling ponds. | A positive use determination of 100% for the waste water pipeline. | 2001-05-08 | 6676000 | 100
5531 | T3 | Capitol Aggregates Ltd | Capitol Aggregates Ltd | 11551 Nacogdoches Rd | San Antonio | TX | 78217 | Bexar | CN602272114 | RN103756656 | Replaced its dry kiln preheater/precalciner system with a model SLC-D low NOx preheater/precalciner manufactured by F L Smidth & Co. The new low NOx preheater/precalciner, built in 1999, is considered state-of-the-art with technology integrated into the production process for the reduction of NOx formation. | A negative determination. The applicant was unable to provide the cost information needed in order to properly calculate a partial determination. | 2001-07-17 | 2579399 | 100
5532 | T1 | Transit Mix Concrete & Materials | Transit Mix - Plant 261 | 309 Abney | Lufkin | TX | 75901 | Angelina | CN600408009 | RN102306297 | Air Pollution Control: dust collector used to collect air contaminants and reroute them to a control device. | A positive use determination of 100% for the central dust collection system. | 2001-06-15 | 38953 | 100
5533 | T1 | Transit Mix Concrete & Materials | Transit Mix - Plant 263 | 1211 Bennett Clark Rd | Nacogdoches | TX | 75963 | Nacogdoches | CN600408009 | RN102894144 | Air Pollution Control: dust collector used to collect air contaminants and reroute them to a control device. | A positive use determination of 100% for the central dust collection system. | 2001-06-15 | 39975 | 100
5534 | T1 | Transit Mix Concrete & Materials | Transit Mix - Plant 255 | 10212 Burleson Rd | Del Valle | TX | 78617 | Travis | CN600408009 | RN102868270 | Air Pollution Control: dust collector used to collect air contaminants and reroute them to a control device. Waste Water: Washout pit used to segregate or convey contaminated process water. | A positive use determination of 100% for the central dust collection system and the wash out pit. | 2001-06-15 | 71174 | 100
5535 | T1 | Transit Mix Concrete & Materials | Transit Mix - Plant 254 | 12210 Volente Rd | Austin | TX | 78726 | Travis | CN600408009 | RN104558176 | Environmental Paving: paved plant areas in order to reduce dust emissions. | A positive use determination of 100% for the paving of plant roadways. | 2001-06-15 | 186900 | 100
5536 | T1 | Transit Mix Concrete & Materials | Transit Mix - Plant 253 | 9715 Lohmans Crossing Rd | Lago Vista | TX | 78645 | Travis | CN600408009 | RN103872396 | Waste Water: wash-out pit used to segregate and convey contaminated process water. | A positive use determination of 100% for the washout pit. | 2001-05-09 | 46259 | 100
5537 | T1 | Transit Mix Concrete & Materials | Transit Mix - Plant 270 | 608 Leander Rd | Georgetown | TX | 78627 | Williamson | CN600408009 | RN101858694 | Waste Water: wash-out pit used to segregate and convey contaminated process water. Environmental Paving: paved plant areas in order to reduce dust emissions. | A positive use determination of 100% for the washout pit and the paving of plant roadways. | 2001-06-28 | 180928 | 100
5538 | T1 | Transit Mix Concrete & Materials | Transit Mix - Plant 252 | 1600 Hwy 183 N | Leander | TX | 78641 | Williamson | CN600408009 | RN102068822 | Waste Water: wash-out pit used to segregate and convey contaminated process water. Air Pollution Control: dust collector used to collect air contaminants and reroute them to a control device. | A positive use determination of 100% for the washout pit and the central dust collection system. | 2001-06-28 | 94200 | 100
5539 | T1 | Transit Mix Concrete & Materials | Transit Mix - Plant 271 | Hwy 79 East | Taylor | TX | 76574 | Williamson | CN600125157 | Insufficient Information | Waste Water: wash-out pit used to segregate and convey contaminated process water. Air Pollution Control: dust collector used to collect air contaminants and reroute them to a control device. | A positive use determination of 100% for the washout pit and the central dust collection system. | 2001-06-28 | 91009 | 100
5540 | T1 | Transit Mix Concrete & Materials | Transit Mix - Plant 242 | 2608 N FM 1788 | Midland | TX | 79707 | Midland | CN600408009 | RN102894011 | Air Pollution Control: dust collector used to collect air contaminants and reroute them to a control device. Environmental Paving: paved plant areas in order to reduce dust emissions. | A positive use determination of 100% for the paving of plant roadways and the central dust collection system. | 2001-06-28 | 66808 | 100
5541 | T1 | Transit Mix Concrete & Materials | Transit Mix - Plant 174 | Route 6 Box 276 | Waco | TX | 76706 | McLennan | CN600125157 | Insufficient Information | Environmental Paving: paved plant areas in order to reduce dust emissions. | A positive use determination of 100% for the paving of the FM 434 crossing and the concrete road cross pad. | 2001-06-28 | 20548 | 100
5542 | T1 | Transit Mix Concrete & Materials | Transit Mix - Plant 222 | 1200 N Highway 14 | Mexia | TX | 76667 | Limestone | CN600408009 | RN102343860 | Waste Water: wash-out pit used to segregate and convey contaminated process water. | A positive use determination of 100% for the wash out pit. | 2001-05-09 | 6000 | 100
5543 | T1 | Transit Mix Concrete & Materials | Transit Mix - Plant 164 | 2100 West Mlk | Silsbee | TX | 77656 | Hardin | CN600408009 | RN102564002 | Waste Water: wash-out pit used to segregate and convey contaminated process water. | A positive use determination of 100% for the wash out pit. | 2001-05-09 | 42226 | 100
5544 | T1 | Transit Mix Concrete & Materials | Transit Mix - Plant 358 | 1405 North Gray | Lubbock | TX | 79408 | Lubbock | CN600408009 | RN101823730 | Waste Water: wash-out pit used to segregate and convey contaminated process water. Environmental Paving: paved plant areas in order to reduce dust emissions. | A positive use determination of 100% for the wash out pit and the paving of plant roadways. | 2001-06-28 | 103009 | 100
5545 | T1 | Transit Mix Concrete & Materials | Transit Mix - Plant 155 | 8 Miles S On Hwy 281 | Lampasas | TX | 76550 | Lampasas | CN600125157 | Insufficient Information | Waste Water: wash-out pit used to segregate and convey contaminated process water. Air Pollution Control: dust collector used to collect air contaminants and reroute them to a control device. | A positive use determination of 100% for the wash out pit and the dust collector. | 2001-06-28 | 69235 | 100
5546 | T1 | Transit Mix Concrete & Materials | Transit Mix - Plant 355 | 301 Maple | Cleburne | TX | 76033 | Johnson | CN600408009 | RN102875010 | Air Pollution Control: dust collector used to collect air contaminants and reroute them to a control device. | A positive use determination of 100% for the dust collection system. | 2001-06-28 | 369754 | 100
5547 | T1 | Transit Mix Concrete & Materials | Transit Mix - Plant 260 | 304 Tena | Jacksonville | TX | 75766 | Cherokee | CN600408009 | RN104150081 | Air Pollution Control: dust collector used to collect air contaminants and reroute them to a control device. Water: system that recycles water. | A positive use determination of 100% for the dust collection system and the wash water recycling system. | 2001-06-28 | 97656 | 100
5548 | T1 | Transit Mix Concrete & Materials | Transit Mix - Plant 249 | 1500 FM 1845 | Longview | TX | 75606 | Gregg | CN600408009 | RN103013017 | Air Pollution Control: dust collector used to collect air contaminants and reroute them to a control device. Water: system that recycles water. | A positive use determination of 100% for the dust collection system and the wash water recycling system. | 2001-06-28 | 140743 | 100
5549 | T1 | Transit Mix Concrete & Materials | Transit Mix - Plant 262 | 620 E 7Th St | Corsicana | TX | 75110 | Navarro | CN600408009 | RN102894243 | Air Pollution Control: dust collector used to collect air contaminants and reroute them to a control device. | A positive use determination of 100% for the dust collection system. | 2001-06-28 | 39352 | 100
5550 | T1 | Transit Mix Concrete & Materials | Transit Mix - Plant 277 | Hwy 79 & I-45 Feeder Rd | Buffalo | TX | 75831 | Leon | CN602805442 | RN102303922 | Air Pollution Control: dust collector used to collect air contaminants and reroute them to a control device. | A positive use determination of 100% for the dust collection system. | 2001-06-28 | 43232 | 100
5551 | T1 | Transit Mix Concrete & Materials | Transit Mix - Plant 413 | 3710 S Expressway 281 | Edinburg | TX | 78540 | Hidalgo | CN600408009 | RN102521077 | Air Pollution Control: dust collector used to collect air contaminants and reroute them to a control device. | A positive use determination of 100% for the dust collection system. | 2001-06-28 | 167826 | 100
5552 | T1 | Transit Mix Concrete & Materials | Transit Mix - Plant 276 | 230 W Hwy 84 @ Reunion St | Fairfield | TX | 75840 | Freestone | CN600125157 | Insufficient Information | Air Pollution Control: dust collector used to collect air contaminants and reroute them to a control device. | A positive use determination of 100% for the dust collection system. | 2001-06-28 | 39352 | 100
5553 | T1 | Transit Mix Concrete & Materials | Transit Mix - Plant 158 | 601 S General Bruce | Temple | TX | 76504 | Bell | CN600408009 | RN100594746 | Environmental Paving: paved plant areas in order to reduce dust emissions. | A positive use determination of 100% for the paving of the driveway and the parking areas. | 2001-06-28 | 91365 | 100
5554 | T1 | Transit Mix Concrete & Materials | Transit Mix - Plant 150 | 4960 W FM 93 | Belton | TX | 76513 | Bell | CN600125157 | RN105090153 | Environmental Paving: paved plant areas in order to reduce dust emissions. Air Pollution Control: dust collector used to collect air contaminants and reroute them to a control device. Water: system that recycles water. | A positive use determination of 100% for the paving of the plant driveway, the wash out pit, and the dust collector. | 2001-06-28 | 174906 | 100
5555 | T1 | Transit Mix Concrete & Materials | Transit Mix - Plant 151 | 1605 East Hwy 90 | Killeen | TX | 76541 | Bell | CN600408009 | RN102860541 | Environmental Paving: paved plant areas in order to reduce dust emissions. Water: system that recycles water. | A positive use determination of 100% for the paving of the plant driveway, the wash out pit, and the dust collector. | 2001-06-28 | 421997 | 100
5556 | T1 | Transit Mix Concrete & Materials | Transit Mix - Plant 246 | 4200 Old Troop Hwy | Tyler | TX | 75707 | Smith | CN600408009 | RN102763802 | Air Pollution Control: dust collector used to collect air contaminants and reroute them to a control device. | A positive use determination of 100% for the central dust collection system. | 2001-06-28 | 40275 | 100
5557 | T1 | Transit Mix Concrete & Materials | Transit Mix - Plant 274 | 1422 S Commerce St | Lockhart | TX | 78644 | Caldwell | CN600408009 | RN103972139 | Environmental Paving: paved plant areas in order to reduce dust emissions. | A positive use determination of 100% for the paving of plant roadways. | 2001-06-28 | 313094 | 100
5558 | T1 | Transit Mix Concrete & Materials | Transit Mix - Plant 401 | 1000 N Broadway | Morgans Point | TX | 77571 | Harris | CN600408009 | RN103203410 | Waste Water: wash-out pit used to segregate and convey contaminated process water. | A positive use determination of 100% for the wash out pit. | 2001-05-09 | 59550 | 100
5559 | T1 | Transit Mix Concrete & Materials | Transit Mix - Plant 273 | 2507 N Ih 35 | San Marcos | TX | 78667 | Hays | CN600408009 | RN101497980 | Environmental Paving: paved plant areas in order to reduce dust emissions. Air Pollution Control: dust collector used to collect air contaminants and reroute them to a control device. Water: basin used to control stormwater. | A positive use determination of 100% for the paving of the plant driveway, the storm water retaining wall and the dust collection system. | 2001-06-28 | 167127 | 100
5560 | T1 | Transit Mix Concrete & Materials | Transit Mix - Plant 149 | 601 S General Bruce | Temple | TX | 76504 | Bell | CN600408009 | RN100594746 | Environmental Paving: paved plant areas in order to reduce dust emissions. Waste Water: wash-out pit used to segregate and convey contaminated process water. | A positive use determination of 100% for the paving of the plant parking lot and the wash out pit. | 2001-06-28 | 29124 | 100
5561 | T1 | Transit Mix Concrete & Materials | Transit Mix - Plant 439 | 6007 Farley | Houston | TX | 77034 | Harris | CN600408009 | RN103174728 | Waste Water: wash-out pit used to segregate and convey contaminated process water. | A positive use determination of 100% for the wash out pit. | 2001-05-09 | 64926 | 100
5562 | T1 | Transit Mix Concrete & Materials | Transit Mix - Plant 303 | 920 East 14Th St | Mount Pleasant | TX | 75455 | Titus | CN600408009 | RN101750586 | Environmental Paving: paved plant areas in order to reduce dust emissions. Air Pollution Control: system used to collect air contaminants and route them to a control device. | A positive use determination of 100% for the dust collector and the paving of the plant roadways. | 2001-06-28 | 114002 | 100
5563 | T1 | Trinity Industries Inc | Trinity Industries - #25 | 2850 Peden Rd | Saginaw | TX | 76179 | Tarrant | CN603795055 | RN102418563 | Air Pollution Control: ammonia scrubber, baghouse, and dust collector. Land/Water: area/barrier to minimize lateral migration of pollutants. | A positive use determination of 100% for the ammonia scrubber, hazardous materials containment area and two baghouse dust collectors. | 2001-06-20 | 194262 | 100
5564 | T1 | Trinity Industries Inc | Trinity Industries - #62 | 3910 Washington | Houston | TX | 77007 | Harris | CN603795055 | RN100224476 | Property: oil/water separator, sweeper used on plant roads, and environmental paving. | A positive use determination of 100% for the two oil/water separators, the environmental paving and the road sweeper. | 2001-06-20 | 44692 | 100
5565 | T1 | Trinity Industries Inc | Trinity Industries - #192 | 104 E Bailey-Boswell | Saginaw | TX | 76179 | Tarrant | CN603795055 | RN102286176 | Environmental Paving: paved plant areas in order to reduce dust emissions. | A positive use determination of 100% for the paving of plant roadways and the parking lot. | 2001-06-20 | 248564 | 100
5566 | T1 | Trinity Industries Inc | Trinity Industries - #207 | 401 South I-45 | Ferris | TX | 75125 | Ellis | CN600323000 | RN105287510 | Environmental Paving: paved plant areas in order to reduce dust emissions. | A positive use determination of 100% for the plant driveway, the truck parking area and the parking lot. | 2001-06-20 | 296869 | 100
5567 | T1 | Trinity Industries Inc | Trinity Industries - #127 | 2300 W Risinger | Fort Worth | TX | 76134 | Tarrant | CN603795055 | RN100222124 | Purchased street sweeper for use in controlling particulate matter on the plant roads. | A positive use determination of 100% for the vacuum sweeper. | 2001-05-09 | 21109 | 100
5568 | T1 | Trinity Industries Inc | Trinity Industries - #110 | 202 Progress Blvd | Longview | TX | 75604 | Gregg | CN603795055 | RN102586492 | Environmental Paving: paved plant areas in order to reduce dust emissions. | A positive use determination of 100% for the paving of the plant driveway. | 2001-06-20 | 49228 | 100
5569 | T1 | Trinity Industries Inc | Trinity Industries - #194 | 800 Fisher Rd | Longview | TX | 75604 | Gregg | CN603795055 | RN102320355 | Environmental Paving: paved plant areas in order to reduce dust emissions and to control the drainage of rain water. | A positive use determination of 100% for the paving of the plant parking area. | 2001-06-20 | 359956 | 100
5570 | T1 | Trinity Industries Inc | Trinity Industries - #19 | Route 13 | Marshall | TX | 75671 | Harrison | CN600127807 | RN100224435 | Environmental Paving: paved plant areas in order to reduce dust emissions. Waste water chopper pump. Dust collector. Street sweeper. | A positive use determination of 100% for the paving of the plant parking area and roadways, the waste water chopper pump, the dust collector, and the vacuum sweeper. | 2001-06-20 | 444198 | 100
5571 | T1 | Trinity Industries Inc | Trinity Industries - #56 | Highway 6 South | Navasota | TX | 77868 | Grimes | CN600127807 | RN102354644 | Environmental Paving: paved plant areas in order to reduce dust emissions. | A positive use determination of 100% for the several paving repair projects at the plant site. | 2001-06-20 | 211807 | 100
5572 | T1 | Transit Mix Concrete & Materials | Transit Mix - Plant 435 | 30450 FM 801 | Harlingen | TX | 78550 | Cameron | CN600408009 | RN103216230 | Air Pollution Control: dust collector used to collect air contaminants and reroute them to a control device | A positive use determination of 100% for the plant dust collection system. | 2001-06-20 | 168493 | 100
5573 | T1 | Owens Corning | Owens Corning | 17310 Market St | Houston | TX | 77029 | Harris | CN600124838 | RN100210483 | Addition of a Fume/VOC compound incinerator and tank vent piping upgrades to capture and incinerate asphalt tank fumes. Installation of secondary containment system to hold hydrocarbon liquids prior to disposal or re-processing in the event of breach of primary containment. | A positive use determination of 100% for the vent gas incinerator for the asphalt storage tank and for the secondary containment. | 2001-05-11 | 420600 | 100
5574 | T1 | Owens Corning | Owens Corning | 8360 Market St | Houston | TX | 77029 | Harris | CN600124838 | RN100225036 | Addition of a Fume/VOC compound incinerator and tank vent piping upgrades to capture and incinerate asphalt tank fumes. Plant, driveway, and parking lot paving - voluntary compliance with regulations to control dust emissions. | A positive use determination of 100% for the vent gas incinerator for the asphalt storage tank and for the plant paving. | 2001-05-11 | 587590 | 100
5575 | T1 | Owens Corning | Owens Corning | 201 N Nursery Rd | Irving | TX | 75061 | Dallas | CN603528050 | RN100225291 | Addition of a Fume Collection system for VOCs to be incinerated and incinerator stack extension. | A positive use determination of 100% for the vent gas incinerator and the extension for the exhaust stack. | 2001-05-11 | 147000 | 100
5576 | T1 | Owens Corning | Owens Corning | 5476 Route 294 | Palestine | TX | 75081 | Anderson | Insufficient Information | Insufficient Information | Paving of site truck loading/unloading and parking area in order to control dust emissions | A positive use determination of 100% for the paving of the truck loading/unloading and parking areas. | 2001-05-11 | 90300 | 100
5577 | T1 | Owens Corning | Owens Corning | 3700 N I-35 | Waxahachie | TX | 75168 | Ellis | CN603159088 | RN100223585 | Installed a dry electrostatic precipitator. Installed a waste water monitoring system for environmental monitoring of waste/process wash water. Installed systems which clean, recycle or reuse waste water in order to reduce the amount of waste water discharge. West cooling tower rebuild and installation of strainers and piping for the plant's closed loop cooling water system. Construction of new solid waste containment bunkers. Furnace stack extension, cap repair, and installation. | A positive use determination of 100% for the dry electrostatic precipitator, the wash water monitoring system, the cooling tower and cooling tower upgrades, the liners, and the solid waste containment bunkers. | 2001-05-17 | 1605745 | 100
5578 | T1 | Owens Corning | Owens Corning | 203 Cedar Rd | Ennis | TX | 75119 | Ellis | CN603528050 | RN100222686 | Installed UIP Incinerator to destroy VOCs in the air/vent gas stream from the asphalt blowing process/ | A positive use determination of 100% for the UIP Incinerator. | 2001-05-14 | 450000 | 100
5579 | T1 | Midlothian Energy Limited Partnership | Midlothian Energy | 5000 V V Jones Rd | Venus | TX | 76084 | Ellis | Insufficient Information | Insufficient Information | Lean burn combustion system for Four GII4 Lean-burn turbines. | A positive use determination of 20% has previously been granted for this property. No increase to this partial percentage will be granted. | 2001-11-13 | 28474100 | 100
5580 | T1 | Chevron Products Company | Chevron Products Company | 6501 Trowbridge | El Paso | TX | 79905 | El Paso | CN600132484 | RN100213016 | Installed a benzene extraction unit (B-1 Unit) for the existing waste water treatment facility. | A positive use determination of 100% for the benzene extraction unit installed for the existing waste water treatment system. | 2001-05-14 | 4536000 | 100
5581 | T1 | Home Products International Inc | Home Products International | 7811 Hoover Ave | El Paso | TX | 79912 | El Paso | CN601732712 | RN103211165 | Dust Collection System: used to collect air contaminants from process lines. Granulator/Grinder Systems: used to change the physical format of scrap plastic for recycling/reuse. Water Cooling System: used to cool waste water for reuse. | A positive use determination of 100% for the dust collection system, the granulator/grinder systems, and the waste water cooling system. | 2001-05-14 | 250000 | 100
5582 | T1 | ICX Corporation | Home Products International | 7811 Hoover Ave | El Paso | TX | 79912 | El Paso | CN601732712 | RN103211165 | Dust Collection System: used to collect air contaminants from process lines. Granulator/Grinder Systems: used to change the physical format of scrap plastic for recycling/reuse. Water Cooling System: used to cool waste water for reuse. Powder Paint Booth: enclosures used to control particulate matter from the paint process. | A positive use determination of 100% for the dust collector, the scrap granulator/grinder, the powder paint booth with control device, and the water cooling system. | 2001-05-14 | 647000 | 100
5583 | T1 | Advanced Micro Devices | Advanced Micro Devices | 5204 E Ben White | Austin | TX | 78741 | Travis | CN600411433 | RN100723741 | See attached spreadsheet | A positive use determination of 40% for the gas cabinets; a positive use determination of 10% for the Mini bulk system for w-slurry; the "snk44" install solvent magnum and solvent magnum semi-tool, the portable chemical dispense module, and the installation of control systems for VFD's/Chill water pumps; and a positive use determination of 100% for the installation of VOC backup PLC, the secondary containment boxes, the portable combustion gas analyzer, the extension of utilities from B4 to B1, the MS 40 automatic portable dry pump leak detector, the IWN Scrubber, and the cooling tower and associated equipment. | 2001-05-14 | 1530736 | 100
5584 | T1 | Millennium Plastics Technologies LLC | Millennium Plastics Technologies LLC | 9575 Pan American Dr | El Paso | TX | 79927 | El Paso | CN602633943 | Insufficient Information | Installed a granulator/grinder system for use in changing the physical format of scrap plastic for recycling/reuse purposes. | A positive use determination of 100% for the granulator/grinder system. | 2001-05-14 | 143000 | 100
5585 | T1 | Millennium Plastics Technologies LLC | Millennium Plastics Technologies LLC | 5115 El Paso Dr | El Paso | TX | 79905 | El Paso | CN602633943 | Insufficient Information | Installed a granulator/grinder system for use in changing the physical format of scrap plastic for recycling/reuse purposes. | A positive use determination of 100% for the granulator/grinder system. | 2001-05-14 | 127000 | 100
5586 | T1 | Enichem Americas Inc | Enichem Baytown | 4803 Decker Dr | Baytown | TX | 77520 | Harris | CN601228570 | RN102325974 | Installed equipment used to collect and route harmful gases to the boiler and a wet solvent water recovery system. | A positive use determination of 100% for the equipment installed to control and convey air streams containing VOCs to the steam boilers for control of the VOCs, and the system installed to recover solvents from the process waste water stream. | 2001-06-28 | 1124719 | 100
5587 | T1 | Tk-Taito/Takata Seat Belts Inc | Tk-Taito LLC | 4611 Wiseman Blvd | San Antonio | TX | 78251 | Bexar | CN601488513 | RN100852409 | Installed a electroplating ventilation system, a sludge dryer, a bubbler flow meter, a scrap conveyor extension, and an oil skimmer. | A positive use determination of 100% for the electroplating ventilation system, the sludge dryer, the bubbler flow meter, the scrap conveyor extension, and the oil skimmer. | 2001-05-14 | 241780 | 100
5588 | T1 | Flowtronex Psi Inc | Flowtronex Psi Inc | 10661 Newkirk St | Dallas | TX | 75220 | Dallas | CN602457301 | RN102451879 | Installed paint spray booths and sand blast booths. | A positive use determination of 100% for the paint spray booth and a positive use determination of 50% for the sand blasting booth. | 2001-05-14 | 283458 | 100
5589 | T1 | BICC Cable | BICC Cable | 800 E Second St | Bonham | TX | 75418 | Fannin | CN600132740 | RN100943901 | Dust Collectors: used to collect air contaminants from process lines. Stainless Steel Vacuum Filter: used to collect air contaminants from process lines. Environmental paving: paving of parking lots, roadways, and other plant facilities in order to control dust. Process Water Filters: used to clean waste water. Cooling Tower Modification: used to cool process waste water for reuse. | A positive use determination of 100% for the Dust Collectors, the Stainless Steel Vacuum Filter, the environmental paving, the process water filters, and the cooling tower modification. | 2001-05-17 | 507037 | 100
5590 | T1 | James Hardie Building Products Inc | James Hardie Building Products Plant 09 | 2425 Hwy 77 N | Waxahachie | TX | 75165 | Ellis | CN600482475 | RN100796861 | The following pollution control property: Process Water & Sludge - system which recirculates process water and sludge. Green Scrap Handling - equipment used to reprocess end/edge trim and scrap wet sheets back into the feed system. Water Treatment Plant - remove solids and return process water for re-use. Mixer Bin Wet Scrubber - control dust emissions. Feeding Plant Pumps for Effluent. Dust collectors, including duct work. Sumps and pumps on autoclave. Waste handling for sheet finishing - removal of paint solids from cleanup water. Drainage system for stormwater control. Oil house - used to store oil. Process water system thickener, including vessel and related sumps. Sheet machine pit, machine and trench concrete used to collect process ad wash water for re-use. | A positive use determination of 75% for the Process Water & Sludge, the Green Scrap Handling, and the Water Treatment Plant. A positive use determination of 100% for the Mixer Bin Wet Scrubber, the dust collectors (including duct work), the sumps and pumps on autoclave, the waste handling system for sheet finishing, the drainage system for storm water control, and the oil house. A positive use determination of 50% for the process water system thickener, including vessel and related sumps. A positive use determination of 25% for the sheet machine pit, machine and trench concrete used to collect process ad wash water for re-use; and the feeding plant pumps for effluent. | 2001-05-16 | 708582 | 100
5591 | T1 | International Garment Processors | International Garment | 12451 Montana Ave | El Paso | TX | 79987 | El Paso | CN603552803 | RN101916260 | Environmental Paving: paved sandblast booth facility to provide better control of particulate matter. Sandblast Booths: installed enclosures used to control particulate matter. Gas Engines: engines used solely to operate ponds 1 & 2 aerators. | A positive use determination of 100% for the paving of the sandblast booth facility and the engines used solely to operate ponds 1 & 2 aerators. A negative determination for the Sandblast Booths. These booths are production equipment and as such are not eligible for a positive determination. | 2001-05-16 | 1155323 | 100
5592 | T1 | Keeshan & Bost Chemical Co Inc | Keeshan & Bost Chemical Co Inc | 22102 Highway 6 | Manvel | TX | 77578 | Brazoria | CN604345660 | RN100212810 | Constructed a complete waste water treatment facility | A positive use determination of 100% for the waste water treatment facility. | 2001-05-14 | 405000 | 100
5593 | T1 | Solectron Texas LP | Solectron Texas LP | 12455 Research Blvd | Austin | TX | 78759 | Travis | CN600291553 | RN100581289 | Installed water recycling systems/waste water treatment plants at the plants located at 12455 Research Blvd and 11400 Burnett Road. Also installed a waste flux treatment filter at the Burnett Rd facility. | A positive use determination of 100% for the water recycling systems and the waste flux filter. | 2001-05-14 | 793415 | 100
5594 | T1 | Solectron Texas LP | Solectron Texas LP | 12455 Research Blvd | Austin | TX | 78759 | Williamson | CN600291553 | RN100581289 | Installed a refrigerant recovery system to prevent the release of CFCs to the atmosphere. | A positive use determination of 100% for the refrigerant recovery system. | 2001-05-14 | 8900 | 100
5595 | T1 | Commemorative Brands Inc | Commemorative Brands Class Ring Unit | 7211 Circle S Rd | Austin | TX | 78745 | Travis | CN600126700 | RN102413382 | Installed wastewater treatment system including cyanide pretreatment for use in treating process waste water. Installed a Torit Dust Collection system for use in controlling particulate matter. Installed a cooling tower for use in re-using process waste water. | A positive use determination of 100% for the waste water treatment system including cyanide pretreatment; the Torit Dust Collection system; and the cooling tower. | 2001-05-15 | 492083 | 100
5596 | T1 | Commemorative Brands Inc | Commemorative Brands Class Ring Unit | 4605 Osburne | El Paso | TX | 79922 | El Paso | CN600126700 | RN104752845 | Installed an evaporator for use in eliminating the discharge of waste water to the city. Installed a dust collection system to collect particulates. | a positive use determination of 100% for the waste water evaporator and the dust collector. | 2001-05-14 | 30000 | 100
5597 | T1 | International Paper | Intl Paper - El Paso Mill | 9301 Billy The Kid St | El Paso | TX | 79907 | El Paso | CN601047830 | RN102412640 | Installed a waste material baler and scrap collection system which is used to bundle scrap for recycling/reuse or disposal. A waste water treatment facility used to remove waste paper material from process water was completed. | A positive use determination of 100% for the waste material baler and scrap collection system and for the waste water treatment facility. | 2001-05-14 | 611785 | 100
5598 | T1 | Plastic Source | Plastic Source | 15 Founders Blvd | El Paso | TX | 79906 | El Paso | CN600495451 | RN100812460 | Exhaust System: dust collection system used to collect air contaminants from the hardcoating line. Environmental Paving: paving of plant areas required by the City of El Paso. Granulator/Grinder Systems used to change the physical format of scrap plastic for recycling/reuse. Cooling Tower: used to cool process waste water to allow re-use. Waste Water Treatment System: process water filtration and treatment system - closed loop system allows re-use of process waste water. | A positive use determination of 100% for the dust collection system for the hardcoating line, the plant paving, the granulator/grinder system, the cooling tower, and the waste water treatment system. | 2001-05-14 | 675245 | 100
5599 | T1 | Guardian Industries Corp | Guardian Industries Corp | 3801 S Highway 287 | Corsicana | TX | 75110 | Navarro | CN600131015 | RN103796215 | Baghouse used to collect particulate matter. Cyclone used to collect particulate matter. Monitoring Equipment: used to monitor sulfuric emissions. Foxboro System: controls and monitors the temp. and D flow of systems. Painting of liquid storage tank. Dust Collector for preparation and operation room. Predictive emission monitors used to determine compliance with env. regulations. Monitor and control equipment for water used in the coating operation. Groundwater monitoring equipment. Spill response equipment. HEPA vacuum equipment - dust collector and high vacuum system for filtering out dust from batching process. Cooling tower. Furnace preventative emissions: monitors, stacks, etc. associated with cleaner burning furnace. Compressed Air Generator used to eliminate oil. | A positive use determination of 100% for the baghouses, cyclone, monitoring equipment, dust collector, predictive emission monitors, groundwater monitoring equipment, spill response equipment, HEPA vacuum equipment, cooling tower, and compressed air generator. A positive use determination of 50% for the Hoffman Chamber and the project to re-paint the propane tank. A negative determination for the Foxboro control system and the cruciform checker pack brick replacement project, both of which are considered to be production equipment rather than pollution control property. | 2001-05-24 | 2919042 | 100
5600 | T1 | Occidental Permian Ltd | Occidental Ingleside Chlor-Alkali Plant | Highway 361 | Ingleside | TX | 78362 | San Patricio | CN600125256 | RN100211176 | Project to install a re-slurry and pump system to dissolve calcium carbonate precipate with excess nuriartic acid from the VCN process. This will eliminate the land filling of the CCP. | A positive use determination of 100% for the project to install the re-slurry and pump system. | 2001-05-16 | 491000 | 100
5601 | T1 | Reed Minerals Division Of Harsco Corp | Reed Minerals | 13040 Market St | Houston | TX | 77015 | Harris | CN601737992 | RN103114096 | The following property: baghouse and dust collection ductwork, fan, dampers, and supports. | A positive use determination of 100% for the bag-house and the dust collection duct-work, fan, dampers, and supports. | 2001-05-16 | 175502 | 100
5602 | T1 | Kent Moore Cabinets Ltd | Kent Moore Cabinets Inc | 1460 Fountain | Bryan | TX | 77801 | Brazos | CN604252841 | RN101320661 | Installed a dust collection system which will remove wood dust from the interior of the plant. | A positive use determination of 100% for the dust collection system which will remove wood dust from the interior of the plant. | 2001-05-16 | 252510 | 100
5603 | T1 | Occidental Permian Ltd | Occidental Ingleside Chlor-Alkali Plant | Highway 361 | Ingleside | TX | 78362 | San Patricio | CN600125256 | RN100211176 | Installed a cooling tower system consisting of a cooling tower, basin, steel, 4 pumps, and piping. The use of a cooling tower allows for the re-use of process water. | A positive use determination of 100% for the cooling tower for the steam turbines. | 2001-08-17 | 2165980 | 100
5604 | T1 | Newell Rubbermaid | Rubbermaid | 400 Commerce | Cleburne | TX | 76031 | Johnson | CN600397905 | RN102516150 | Installed oil separator and settling system, filtration units, and flooring to separate oil from water on molding machines. Installed cooling towers to eliminate the use of once through water. Installed chillers and plumbing to allow the re-use of process water. Purchased a Tennant power floor scrubber. Constructed pump rooms to provide secondary containment. Constructed storm water drainage, collection and run-off for D line. Constructed secondary containment for the Oil Shed | A positive use determination of 100% for the oil separator and settling system, filtration units, and flooring to separate oil from water on molding machines; the cooling towers used to eliminate the use of once through water; the chillers and plumbing installed to allow the re-use of process water; the Tennant power floor scrubber; the secondary containment for the pump rooms; the storm water drainage, collection and run-off for D line; and the secondary containment for the Oil Shed. | 2001-05-29 | 594219 | 100
5605 | T1 | Newell Rubbermaid | Rubbermaid | 7121 Shelby Ave | Greenville | TX | 75402 | Hunt | CN600297600 | RN100587518 | Installed a water chiller and water recycling piping to eliminate the use of once through water. Installed chemical containment flooring and racking to prevent the release of battery acid. Constructed an oil containment system. Provided secondary containment for the pump rooms. Installed resin dust collection bags on machines and on the resin silos. Installed three fill level detectors. Installed a leak detector on the silo system. Installed oil filtration. Repaved the rail line unloading area. Constructed containment and conveyance structures for moving process waste water to the waste water treatment plant. Installed sanitary sewer and plumbing. Installed a rain water drainage/collection/run-off system. Purchased floor scrubbers for use in collecting dust and oil residues. | A positive use determination of 100% for the water chiller and water recycling piping; the chemical containment flooring and racking to prevent the release of battery acid; the oil containment system; the secondary containment for the pump rooms; the resin dust collection bags; the three fill level detectors; the leak detector; the oil filtration; the re-paving of the rail line unloading area; the containment and conveyance structures for moving process waste water to the waste water treatment plant; the sanitary sewer and plumbing; the rain water drainage/collection/run-off system; and the floor scrubbers. | 2001-05-29 | 778284 | 100
5606 | T1 | James Hardie Building Products Inc | James Hardie Cleburne Plant | 820 Sparks Dr | Cleburne | TX | 76031 | Johnson | CN600482475 | RN100763895 | The Following equipment (see spreadsheet for detail): Dust Collection System; Water System for Sheet Metal, Autoclave Sump Modification, Scrap Diverter, concrete containment & protection, LDA plant waste water sump, coater containment curbs, flocculent containment area, lime dust collectors, line plank/panel - dust collection, sheet metal flocculent, filter press drainage, containment curb - sheet machine #1, sewer, waste water equipment, pipework & valves for backer line, continuous pulpers for sheet machine, calcium carbonate filtering units/white water, water plant flow control valve, water plant platforms, filter press access catwalk, sludge - agitator/piping & valves/pumps/tank, water plant sump modification, calsil - baltimore air coil cooler/steam letoff relief/cyclone separator, Apollo plant cooling tower, cooling tower, boiler condensate return, green scrap, storage unit for chemical totes, sheet machines 1 & 2 slurry systems, wet floor scrubber, autoclaves, site works, machinery foundations, line plank/panel coating equipment, process water, product storage tanks & agitator containment, lime silo, cement, alumina, plank/panel line proper, silica, sheet machine, green convey & stackers, autoclaves, Cleburne line 2, and plank/panel line. | A positive use determination for the property listed in this application. The use determination percentage for each item of property is listed on the attached spread sheet. | 2001-05-23 | 2910429 | 100
5607 | T3 | Guadalupe Power Partners LP | Guadalupe Power Partners | 5740 Weil Rd | Marion | TX | 78124 | Guadalupe | CN600132120 | RN100225820 | The GPP facility is a gas fired, combined cycle electric generating plant comprised of two units rated at 1000 MW. Each unit consists of 2 GE Model PG7241-7FA dry low NOx gas turbines with generators, 2 heat recovery steam generators, and one GE Model D-11 steam turbine generator. A partial determination is requested for the 4 GE GTGs. | Returned for failure to respond to a deficiency letter. | 2001-10-31 | 27402475 | 100
5608 | T1 | Rangen Inc | Rangen Inc | 1500 East Cedar | Angleton | TX | 77515 | Brazoria | CN600735328 | RN101388163 | Installed a 50,000 cfm packed bed tower scrubber which controls odors from the whole grain and regrind hammermills, the dryer cooler, and the extruder. The fiberglass tower is 10ft in diameter and has two chemical feed supplies. | A positive use determination of 100% for the 50,000 cfm packed bed tower scrubber. | 2001-05-31 | 89796 | 100
5609 | T2 | Louisiana Pacific Corporation | Louisiana Pacific Silsbee Industrial Pane | 735 FM 92 | Silsbee | TX | 77656 | Hardin | CN600127534 | RN100214998 | Installed the EPN B-014 Finishing Bag House. | A positive use determination of 100% for the EPN B-014 Finishing Baghouse. | 2001-05-31 | 871747 | 100
5610 | T1 | Barjan Products LLC | Par Products | 902 W Kirby St | Wylie | TX | 75098 | Collin | CN600127385 | RN100214295 | Installed a thermal oxidizer. Installed a continuous emission monitoring system. Completed modifications to the stack. | A positive use determination of 100% for the thermal oxidizer, the continuous emission monitoring system and the stack modifications. | 2001-06-28 | 300000 | 100
5611 | T1 | Jones Blair Company | Jones Blair Company | 2728 Empire Central | Dallas | TX | 75235 | Dallas | CN600351035 | RN100640580 | Installed an air scrubber for the Alkyd Resin Reactor Plant Dust Collector. Storm Water Control Project: Increased curbing height, added new curbing, added tanks and filter for treatment of storm water and installed awning to keep rain from contact with outside support equipment. Installed a distillation unit to allow for the recovery and reuse of wash solvent. | A positive use determination of 100% for the air scrubber unit, the storm water control project, and the distillation unit. | 2001-06-28 | 255548 | 100
5612 | T1 | Wire Forms Inc | Wire Forms Inc | 11218 Limestone | Blanch Springs | TX | 75180 | Dallas | CN600466056 | RN100779982 | The property consists of a 80x220x20 metal structure which was constructed to house the powder coating system. The structure is designed to control emissions from the coating system. | A positive use determination of 100% for the powder coat system enclosure building. | 2001-07-13 | 381933 | 100
5613 | T1 | Ashland Chemical Inc | Ashland Chemical Drew Division | 6121 Almeda Genoa | Houston | TX | 77048 | Harris | CN603171273 | RN101475440 | Constructed a water scrubber for use in controlling hydrazine from storage, blending and container filling operations. | A positive use determination of 100% for the water scrubber. | 2001-07-13 | 34487 | 100
5614 | T1 | Moore County | Lew Haile Annex | 810 Dumas Ave | Dumas | TX | 79029 | Moore | CN604158832 | Insufficient Information | Removal and proper disposal of asbestos from a 4-story office building. | A positive use determination of 100% for the asbestos abatement project. This project meets the requirements of Section 26.045 of the Texas Tax Code. | 2001-08-24 | 197000 | 100
5615 | T1 | Donohue Industries Inc | Donohue Industries Sheldon Mill | 11611 Fifth St | Houston | TX | 77049 | Harris | CN600253868 | RN104120233 | Replaced the existing continuous emission monitor on the No. 1 Power Boiler with a more reliable CEMs. | A positive use determination of 100% for the No. 1 Power Boiler Continuous Emission Monitor. | 2001-09-17 | 89000 | 100
5616 | T2 | Donohue Industries Inc | Donohue Industries Sheldon Mill | 11611 Fifth St | Houston | TX | 77049 | Harris | CN600253868 | RN104120233 | Made modifications to increase the recycling capacity of the de-inking plant at Sheldon. Equipment includes: 2 rows of save-all segments; drum pulper vat pump and motor; new impeller in the B-line coarse screen feed pump; new high density cleaners; 1 additional A-line primary coarse screen and basket; new quaternary fine screen feed pump and motor; new pulp screw press and hydraulic unit; modification of the former thermo-mechanical pulp high density storage chest for de-inked pulp storage, and all necessary engineering, structural, civil/concrete, piping, electrical, instrumentation, painting and insulation required to install the equipment. | Withdrawn by applicant | 2001-09-20 | 2340000 | 100
5617 | T1 | Chevron Phillips Chemical Co LP | Chevron Phillips Cedar Bayou | 9500 I-10 East | Baytown | TX | 77521 | Harris | CN600303614 | RN100825249 | Installed internal floating roofs in waste water storage tanks FB-862 and FB-892B in order to control possible benzene emissions. | A positive use determination of 100% for the internal floating roofs installed in waste water storage tanks FB-862 and FB-892B. | 2001-10-09 | 95000 | 100
5618 | T1 | Chevron Phillips Chemical Co LP | Chevron Phillips Cedar Bayou | 9500 I-10 East | Baytown | TX | 77521 | Harris | CN600303614 | RN100825249 | This project consisted of equipment and piping installed in order to improve waste water treatment in the Cedar Bayou Plant following storm water events. New equipment includes two tanks, four storm water pumps, an induced static flotation system, and other pumps and piping associated with this equipment. | A positive use determination of 100% for the storm water upgrade project. | 2001-10-09 | 6958000 | 100
5619 | T1 | BMF LLC | Saft-T-Box | 7700 Wyatt | Fort Worth | TX | 76108 | Tarrant | Insufficient Information | No Regulated Entity at this Location | Constructed a building and installed a powder coat paint system. | A positive use determination of 100% for the 3-stage wash system, conveyor, drying oven, curing oven, control panel, and powder painting booth and a positive use determination of 70% for the slab on which the powder coating operation is located. | 2001-12-19 | 2375536 | 100
5620 | T3 | Exxon Mobil Corporation | ExxonMobil Refinery - Beaumont | End of Burt Street | Beaumont | TX | 77704 | Jefferson | CN600123939 | RN102450756 | Beaumont Low Sulfur Mogas project installs facilities to reduce gasoline sulfur content. This can be accomplished predominantly by revamping existing hydrotreating and other facilities, with reforming of the intermediate FCC and Coker naphthas on the existing reformer. A new 2 layer naphtha splitting unit will be installed Light gas form 1st tower overhead will be treated in the existing Dualayer Unit. The 2nd tower overhead stream is fed to the Pretreater-4 Unit. The 2nd tower bottoms stream will be desulfurized in the revamped CHD-2 Unit, which will also co-process gas oil range material to make finished diesel product. The project also includes revamps of other existing process units, offsites, and utilities. | A negative determination. The decision flow chart is used to determine if property qualifies as pollution control property. In order to qualify for review as pollution control property the equipment must meet two conditions. First, the property must have been installed in order to meet or exceed an adopted environmental rule, law or regulation (Box 3). Second, there must be an environmental benefit at the site (Box 5). Since the removal of sulfur from gasoline does not provide an environmental benefit at the site the Beaumont Low Sulfur Mogas project does not qualify as pollution control property. | 2001-12-03 | 97026786 | 100
5621 | T1 | Exxon Mobil Corporation | ExxonMobil Refinery - Beaumont | End of Burt Street | Beaumont | TX | 77704 | Jefferson | CN600123939 | RN102450756 | Project to install a Wet Gas Scrubber which will remove SOx and catalyst particulate matter from the FCC flue gas and a Purge Treatment Unit to treat the liquid waste stream before discharge to an outfall. The project is designed to reduce the tons per day of SOx emissions from this plant. | A positive use determination of 100% for the wet gas scrubber and the purge treatment unit. | 2001-11-20 | 57258436 | 100
5622 | T2 | Transcontinental Gas Pipe Line Corp | Transcontinental Station 40 | Highway 105 West | Sour Lake | TX | 77659 | Hardin | CN603452400 | RN100211838 | This mandated pollution control project involved the installation of high-pressure fuel injection on the facilities six internal combustion reciprocating compressor engines. | Withdrawn by applicant | 2001-09-21 | 17000000 | 100
5623 | T1 | Exxon Mobil Corporation | ExxonMobil Chemical - Bayport | 5000 Bayway Dr | Baytown | TX | 77522 | Harris | CN600123939 | RN102574803 | At Polypropylene, Finishing, two Vent Filters (with associated blowback, instrumentation and pressure/vacuum relief systems) will be installed on PP Granules Feed Bin (BN 401) to reduce the particulate emission rate to less than .01 gr/scf, the allowable limit of 30 TAC 116. | A positive use determination of 100% for the two vent filters and associated blowback, instrumentation and pressure/vacuum relief systems. | 2001-11-02 | 163000 | 100
5624 | T1 | Exxon Mobil Corporation | ExxonMobil Chemical - Bayport | 5000 Bayway Dr | Baytown | TX | 77522 | Harris | CN600123939 | RN102574803 | Safety Relief Review Phase II/III Project: This project modifies 31 safety relief installations where either the valve or the associated piping needs to be replaced to meet current standards. Rupture discs are replaced in 12 locations. The project also rerates some relief valves and adds critical instruments or stainless steel jacketed insulation to reduce flare rates. Modification/replacement of these items reduces the amount of fugitive releases from the Flare System components. | A positive use determination of 100% for the Safety Relief Review Phase II/III Project. | 2001-11-02 | 1270000 | 100
5625 | T1 | Exxon Mobil Corporation | ExxonMobil Chemical - Bayport | 5000 Bayway Dr | Baytown | TX | 77522 | Harris | CN600123939 | RN102574803 | Aromatics Tank 348 Dome: This project installs a geodesic dome roof and nitrogen blanketing facilities on the primary reformate tank, Tank 348, (reformate is primary feedstock for the aromatics train). The tank currently has an external floating roof, which allows oxygen ingression. The dome roof will effectively convert the tank to an internal floating roof with a nitrogen blanket to prevent oxygen ingression. The project reduces air emissions by 3.5 tons per year. | A positive use determination of 100% for the Aromatics Tank 348 Dome Project. | 2001-11-02 | 620000 | 100
5626 | T1 | Exxon Mobil Corporation | ExxonMobil Chemical - Bayport | 5000 Bayway Dr | Baytown | TX | 77522 | Harris | CN600123939 | RN102574803 | Toluene Disproportionation Unit Process Hazard Analysis/Safety Relief Review: This project includes the replacement of four relief valves and associated piping, removal of control valve bypass, and an additional motor operated valve. The items in this project reduce the potential for loss of containment by ensuring the adequacy of the safety relief system. | A positive use determination of 100% for the Toluene Disproportionation Unit Process Hazard Analysis/Safety Relief Review Project. | 2001-11-02 | 265000 | 100
5627 | T1 | Exxon Mobil Corporation | ExxonMobil Chemical - Bayport | 5000 Bayway Dr | Baytown | TX | 77522 | Harris | CN600123939 | RN102574803 | Roads/Culverts/Ditches: This project installed an asphalt road approximately 650 feet long and 24 feet wide, with 3 foot shoulders, ditches around the perimeter of the nine-acre tract and on both sides of the new road to mange storm run-off, and five new concrete culverts. | A positive use determination of 100% for the road, culverts, and ditches installed to control storm water run-off. | 2001-11-02 | 175000 | 100
5628 | T1 | Exxon Mobil Corporation | ExxonMobil Refinery - Baytown | 2800 Decker Dr | Baytown | TX | 77522 | Harris | CN600123939 | RN102579307 | West Loop Flare System: This project will make modifications to the West Loop Flare System facilities and several process units blowing down into this portion of the flare system. Analysis of the WLFS determined that the WLFS was significantly undersized for several single and remote contingency conditions. Replacement of these items reduces the amount of fugitive releases from the Flare Loop components. | A positive use determination of 100% for the West Loop Flare System Project. | 2001-11-02 | 2980000 | 100
5629 | T1 | Exxon Mobil Corporation | ExxonMobil Refinery - Baytown | 2800 Decker Dr | Baytown | TX | 77522 | Harris | CN600123939 | RN102579307 | Pipe-still 7 F-701A Ultra Low NOx Burners: This project installs new < 10 ppm Ultra Low Nox Burners. Facilities include 14 new burners, floor modifications to accommodate the larger burners, air ducting and damper modifications, fuel gas filters, observation and measurement ports, NOX analyzer and associated piping, instrumentation and control system modifications. | A positive use determination of 100% for the Pipe-still 7 F-701A Ultra Low NOx Burners Project | 2001-11-02 | 1540000 | 100
5630 | T1 | Exxon Mobil Corporation | ExxonMobil Refinery - Baytown | 2800 Decker Dr | Baytown | TX | 77522 | Harris | CN600123939 | RN102579307 | Flexible Permit Flare Stack Monitoring: This project installs acoustical flow meters on Flare Stacks 18, 19, 21 and 22 as required by the Environmental Flexible Permit. Special Condition 17 requires that "the holder install continuous flow monitor that provides a record of the vent stream flow to the flare. The flow monitor sensor should be installed in the vent stream such that the total stream to the flare is measured." | A positive use determination of 100% for the Flexible Permit Flare stack Monitoring Project. | 2001-11-02 | 784600 | 100
5631 | T1 | Exxon Mobil Corporation | ExxonMobil Refinery - Baytown | 2800 Decker Dr | Baytown | TX | 77522 | Harris | CN600123939 | RN102579307 | HF-4F-403 Ultra Low NOx Burners: This project installs new high capacity Ultra Low NOx Burners firing Low BTU Gas and Refinery Fuel Gas in HF-4 F-403. Facilities include 10 new burners, floor modifications, fuel gas filters, measurement/sample ports and fuel gas/burner piping, instrumentation, and control system modifications. | A positive use determination of 100% for the HF-4F-403 Ultra Low NOx Burners Project. | 2001-11-02 | 1740000 | 100
5632 | T1 | Exxon Mobil Corporation | ExxonMobil Refinery - Baytown | 2800 Decker Dr | Baytown | TX | 77522 | Harris | CN600123939 | RN102579307 | BTRF NOx Reduction Project 1: This project installs new Ultra Low NOx Burners in 13 fired heaters (PS-8 F801-804, FCCU-3 F-105, CLEU-2 F-2, LEFU-15 F-601-603, HU-4 F-401-402, HF-3 F-3, HF-4 F-401). Facilities include burners, floor modifications, fuel gas filters, emission analyzers, and associated fuel gas/burner piping, instrumentation, and control system modifications. This project is required to comply with the new TNRCC NOx SIP regulations. These regulations require NOx emission reductions of up to 90% to meet federal ozone air quality standards in the greater Houston area. | A positive use determination of 100% for the BTRF NOx Reduction Project 1. | 2001-11-02 | 29100000 | 100
5633 | T1 | Hays Energy Limited Partnership | Hays Energy Facility | 1601 Francis Harris Ln | San Marcos | TX | 78666 | Hays | CN600125611 | RN100211689 | Installed a Zero Discharge System to treat wastewater before it is reused in the cooling system. | A positive use determination of 100% for the Zero Discharge System and a positive use determination of 20% for the four lean burn gas turbines. (These items were included on application number 00-5390) | 2001-11-13 | 28881624 | 100
5634 | T1 | Midlothian Energy Limited Partnership | Midlothian Energy | 5000 V V Jones Rd | Venus | TX | 76084 | Ellis | Insufficient Information | Insufficient Information | Two gas fired lean burn compressor turbines. | A positive use determination of 20% for the two gas fired lean burn compressor turbines. (This property was originally listed on application 00-5404) | 2001-11-13 | 10717300 | 100
5635 | T1 | Williams Terminals Holdings LP | Williams Galena Park Terminal | 12901 American Petroleum | Galena Park | TX | 77547 | Harris | CN600134639 | RN102180486 | Property consists of two thermal oxidizers. The purpose of the thermal oxidizers is to control emissions of VOCs which would otherwise be emitted during loading of ships and barges. The property includes extensive piping, controls, alarms, safety equipment, the thermal oxidizers and the land on which the thermal oxidizers is located. | A positive use determination of 100% for the two thermal oxidizers, the associated equipment and the land on which the thermal oxidizers are located. | 2001-12-27 | 2200000 | 100
5636 | T1 | Tenaska Inc | Tenaska Gateway Generation Station | Sh 315, PO Box 697 | Mount Enterprise | TX | 75681 | Rusk | CN600790679 | RN101514214 | Pollution control property consists of the following items: HRSG Low-NOx Burners, continuous emission monitoring system, Dry Low NOx combustion system and tuning kit, SCR System -Heat Recovery Steam Generator Spacer, water injection for combustion, heat recovery steam generator stacks, API separator, wastewater conveyances, pumps, sumps, tanks, and basins, wastewater collection and reuse equipment, cooling tower, chemical waste sump, solid waste treatment vessels, fuel oil tank containment berm, secondary containment for chemical storage area and transformers area, fuel oil tank containment liner, potable water system, paving, tight fill fittings on fuel and chemical lines, dielectric coatings, and land which actually houses pollution control property. | A positive use determination of 100% for the HRSG Low-NOx Burners, continuous emission monitoring system, Dry Low NOx combustion system and tuning kit, SCR System -Heat Recovery Steam Generator Spacer, water injection for combustion, heat recovery steam generator stacks, API separator, wastewater conveyances, pumps, sumps, tanks, and basins, wastewater collection and reuse equipment, cooling tower, chemical waste sump, solid waste treatment vessels, fuel oil tank containment berm, secondary containment for chemical storage area and transformers area, fuel oil tank containment liner, potable water system, paving, tight fill fittings on fuel and chemical lines, dielectric coatings, and land which actually houses pollution control property. | 2001-12-27 | 40762340 | 100
5637 | T1 | Chevron Products Company | Chevron Products Company | 12523 American Petroleum | Galena Park | TX | 77547 | Harris | CN600132484 | RN100706811 | Installed a flare stack and associated piping, pumps, and other machinery and equipment to prevent a hydrocarbon release at the truck loading rack and vapor recovery unit. | A positive use determination of 100% for the flare stack and associated piping, pumps, and other machinery and equipment installed to prevent a hydrocarbon release at the truck loading rack and vapor recovery unit. | 2001-12-27 | 149500 | 100
5638 | T1 | Deer Park Refining Limited Partnership | Shell Deer Park - Refinery | 5900 Hwy 225 | Deer Park | TX | 77536 | Harris | CN602641664 | RN100211879 | The following property: 1. Coker. 2. Distilling Unit #2 and Vacuum Flasher Unit #4. 3. Sour Water Strippers #1 and #2 and Amine Regeneration Units #6 and #7. 4. Cooling Water Tower #17 and miscellaneous equipment. | A positive use determination is granted for this application. See the attached table for the percentage granted for each specific piece of property. | 2002-04-15 | 29825000 | 100
5639 | T1 | Natural Gas Odorizing Inc | Natural Gas Odorizing | 3601 Decker Dr | Baytown | TX | 77522 | Harris | CN600132047 | RN100683952 | Project to increase the height of the amine secondary containment retaining wall to 12 inches. This will provide the capacity necessary to hold the volume of the largest tank and the volume of a 24 hour rainfall. The project also re-habilitates the concrete containment slab by re-sloping sections of the concrete with a polymer grout material, re-sealing all expansion joints, and permanently sealing any cracks. The entire containment area will be coated with a chemically resistant lining. | A positive use determination of 100% for the project which increases the height of the amine secondary containment retaining wall, re-habilitates the concrete containment slab and improves the secondary containment area. | 2002-01-03 | 80000 | 100
5640 | T1 | Scaltech International LLC | Scaltech @ La Gloria Oil & Gas | 425 Mcmurrey Dr | Tyler | TX | 75702 | Smith | Insufficent Information | Insufficent Information | Equipment which is used to treat hazardous oily sludges generated as part of the refinery's waste water treatment process. Equipment includes: 1. Decanter Equipment - decanter centrifuge with Pierilist decanter with associated pumps, chemical delivery system controls, power skid and laboratory for quality control. 2. Dual Compartment Tank -- Dual compartment tank for stabilization of waste derived fuel and for intermediate storage of wet sediment. High Speed Vertical Disk Centrifuge Equipment -- Two high speed vertical disk centrifuges mounted on a skid for separating difficult emulsions. The unit includes strainers, fan filters, a Ferrari crane and all associated electrical controls. Cone Tank -- one cone tank used for vertical separation. High Energy Mix Tank -- one high energy mix tank for emulsifying solids and oil. | A positive use determination of 100% for the Decanter Equipment, Dual Compartment Tank, High Speed Vertical Disk Centrifuge Equipment, Cone Tank, and High Energy Mix Tank. | 2002-01-03 | 1298334 | 100
5641 | T1 | Scaltech International LLC | Scaltech International LLC | 720 Oates Rd | Houston | TX | 77013 | Harris | Insufficent Information | Insufficent Information | Equipment which is used to treat hazardous oily sludges generated as part of the refinery's waste water treatment process. Equipment includes: 1. Decanter Equipment - four decanter centrifuges with associated pumps, spare parts, decanter stands, chemical delivery system controls, power skid, controls, ball mills for particle size control and laboratory for quality control. 2. Dual Compartment Tank -- Three dual compartment tanks for stabilization of waste derived fuel and for intermediate storage of wet sediment. Single Compartment Tank: six single compartment tanks for feed preparation to decanters and centrifuges. High Speed Vertical Disk Centrifuge Equipment -- Two dual high speed vertical disk centrifuges mounted on a skid for separating difficult emulsions. The unit includes strainers, fan filters, a Ferrari crane and all associated electrical controls. Cone Tank -- Four cone tanks used for vertical separation. High Energy Mix Tank -- one high energy mix tank for emulsifying solids and oil. Oil/Water Separator -- three oil/water separators used for separation of oil from waste water. | A positive use determination of 100% for the Decanter Equipment, Dual Compartment Tank, Single Department Tanks, High Speed Vertical Disk Centrifuge Equipment, Cone Tank, High Energy Mix Tank, and Oil/Water Separators. | 2002-01-03 | 2440049 | 100
5642 | T3 | Occidental Permian Ltd | Occidental Slaughter Gas Plant | 4 Mi W of Sundown On 301 | Sundown | TX | 79372 | Hockley | CN600755086 | RN104650049 | This project replaces the existing 1949 vintage natural gas-powered compressor units with three new 2500 hp Ariel JGC6 electric drive compressors. In addition, the inlet piping system will be replaced and electric switch gear will be required to handle the additional power load. | A positive use determination of 60.9% for the three new 2500 hp Ariel JGC6 electric drive compressors, the replacement inlet piping system, and the electric switch gear. | 2002-01-28 | 6525000 | 100
5643 | T1 | Ball Metal Beverage Container Corp | Ball Metal Beverage Container Corp | 6600 Will Rogers Blvd | Fort Worth | TX | 76140 | Tarrant | CN602623175 | RN100225440 | Two projects to improve the operating efficiency of the regenerative thermal oxidizer. 1. RTO VFD Upgrade: added an air combustion blower; reworked the canister purge system; relocated the fresh air damper; and installed a fire/isolation damper. 2. RTO Cover: Fabricated and installed a metal canopy over the RTO burner area. | A positive use determination of 100% for the RTO VFD Upgrade and the RTO Cover. | 2002-01-07 | 72572 | 100
5644 | T1 | Frontera Generation LP | Frontera Generation Facility | 320 S Goodwin Rd | Mission | TX | 78572 | Hidalgo | CN601235534 | RN102344645 | Pollution control property associated with a 500-MW combustion turbine combined-cycle electrical generating plant. Equipment includes: continuous emission monitoring system, SCR System -heat recovery steam generator spool piece/spacer, dry low NOx 2.6 combustion system, heat recovery steam generator stacks, oil/water separator - API separator, storm water run off control, waste water drainage and conveyance system, water conservation systems, cooling tower, on-site sewage facilities, spill retention basins, CTG Wash Water Drain Sump, spill response/cleanup equipment, potable water system, environmental paving, cathodic protection system for underground piping. | A positive use determination of 100% for the continuous emission monitoring system, SCR System -heat recovery steam generator spool piece/spacer, dry low NOx 2.6 combustion system, heat recovery steam generator stacks, oil/water separator - API separator, storm water run off control, waste water drainage and conveyance system, water conservation systems, cooling tower, on-site sewage facilities, spill retention basins, CTG Wash Water Drain Sump, spill response/cleanup equipment, potable water system, environmental paving, cathodic protection system for underground piping. | 2002-01-07 | 23326160 | 100
5645 | T1 | American Water Purification Inc | Pilgrim's Pride West Plant | 1030 Pilgrim St | Mount Pleasant | TX | 75455 | Titus | CN601276660 | No Regulated Entity at this Location | Water Conservation (Purifier) System: ozone based water purification system which allows for the re-use of process water. | Returned for failure to respond to a deficiency letter. | 2002-06-06 | 1250000 | 100
5646 | T1 | AK Steel Corporation | Greens Port Industrial Park | 13609 Industrial Road | Houston | TX | 77015 | Harris | CN600790778 | RN102322922 | In order to convert the steel mill into an industrial park numerous dirt roadways, inventory storage areas and parking facilities had to be paved as a means of dust control. | A positive use determination of 100% for the paving installed as a means of dust control. | 2002-01-11 | 842903 | 100
5647 | T1 | Sempra Energy | Jl Bates Power Plant | Rt 7 Box 5000 | Mission | TX | 78572 | Hidalgo | CN601537764 | RN102565843 | Project to refurbish the cooling tower in order to keep water temperatures from rising to high. | A positive use determination of 100% for the project to refurbish the cooling tower. | 2002-01-11 | 809161 | 100
5648 | T1 | Hanson Aggregates Central Inc | Hanson Aggregates Arlington | 6400 New York | Arlington | TX | 76018 | Tarrant | CN600686000 | Insufficient Information | Installed a concrete recycler (Stephens Reclaimer) for use in recycling concrete. Installed a dust collector for use in reducing emissions during batching process and off-loading of material into silos. | A positive use determination of 100% for the central dust collector and the Stephens Recycler. | 2002-01-29 | 181037 | 100
5649 | T1 | Hanson Aggregates Central Inc | Hanson Aggregates Hurst | 3120 Precinct Line Rd | Hurst | TX | 76053 | Tarrant | CN600534002 | RN100249036 | Installed a concrete recycler (BIBKO Recycling System) for use in recycling concrete. | A positive use determination of 100% for the Bibko Recycler. | 2002-01-29 | 208597 | 100
5650 | T1 | Hanson Aggregates Central Inc | Hanson Aggregates Cedar Hill | 1111 W Mt Lebanon Rd | Cedar Hill | TX | 75104 | Dallas | CN600534002 | RN100249192 | Installed a concrete recycler (ENVIRO-PORT Recycling System) for use in recycling concrete. | A positive use determination of 100% for the Enviro-Port Recycler. | 2002-01-29 | 244552 | 100
5651 | T1 | Hanson Aggregates Central Inc | Hanson Aggregates Amarillo | 2001 Amarillo Blvd | Amarillo | TX | 79107 | Potter | CN600686000 | RN104861869 | Installed a dust collector for use in reducing emissions during batching process and off-loading of material into silos. | A positive use determination of 100% for the central dust collection system.. | 2002-01-29 | 42585 | 100
5652 | T1 | Hanson Aggregates Central Inc | Hanson Aggregates Coppell | 601 SH 121 | Coppell | TX | 75019 | Dallas | CN600534002 | RN100248970 | Installed a concrete recycler (ENVIRO-PORT Recycling System) for use in recycling concrete. | A positive use determination of 100% for the Enviro-Port Recycler. | 2002-01-29 | 199803 | 100
5653 | T1 | Hanson Aggregates Central Inc | Hanson Aggregates Downtown | 240 Singleton Blvd | Dallas | TX | 75212 | Dallas | CN600534002 | RN100248699 | Installed a concrete recycler (BIBKO Recycling System) for use in recycling concrete. Installed a dust collector for use in reducing emissions during batching process and off-loading of material into silos. Purchased a Tennant Sweeper for use in controlling dust. | A positive use determination of 100% for the Bibko Recycler and the street sweeper. The dust collector was withdrawn from consideration by the applicant. | 2002-01-29 | 504495 | 100
5654 | T1 | Hanson Aggregates Central Inc | Hanson Aggregates Balch Springs | 2011 S Beltline Rd | Dallas | TX | 75253 | Dallas | CN600686000 | No Regulated Entity at this Location. | Installed a concrete recycler (BIBKO Recycling System) for use in recycling concrete. Installed a dust collector for use in reducing emissions during batching process and off-loading of material into silos. | A positive use determination of 100% for the central dust collection system and the Bibko Recycler. | 2002-01-29 | 231388 | 100
5655 | T1 | Hanson Aggregates Central Inc | Hanson Aggregates Richardson | 1250 Digital Drive | Richardson | TX | 75081 | Dallas | CN600534002 | RN100248913 | Installed a concrete recycler (BIBKO Recycling System) for use in recycling concrete. Installed a dust collector for use in reducing emissions during batching process and off-loading of material into silos. | A positive use determination of 100% for the central dust collection system and the Bibko Recycler. | 2002-01-29 | 255156 | 100
5656 | T1 | Hanson Aggregates Central Inc | Hanson Aggregates Irving | 5110 Valley View Ln | Irving | TX | 75038 | Dallas | CN600686000 | No Regulated Entity at this Location. | Installed a concrete recycler (BIBKO Recycling System) for use in recycling concrete. Installed a dust collector for use in reducing emissions during batching process and off-loading of material into silos. | A positive use determination of 100% for the central dust collection system and the Bibko Recycler. | 2002-01-29 | 183921 | 100
5657 | T1 | Hanson Aggregates Central Inc | Hanson Aggregates Mesquite | 1719 Scyene Rd | Mesquite | TX | 75149 | Dallas | CN600686000 | RN101977288 | Installed a concrete recycler (ENVIRO-PORT Recycling System) for use in recycling concrete. | A positive use determination of 100% for the Enviro-Port Recycler. | 2002-01-29 | 267912 | 100
5658 | T1 | Hanson Aggregates Central Inc | Hanson Aggregates Lubbock | 214 Ave M | Lubbock | TX | 79401 | Lubbock | CN600686000 | RN100249697 | Installed a dust collector for use in reducing emissions during batching process and off-loading of material into silos. Purchased a Street Sweeper for use in controlling dust. | A positive use determination of 100% for the street sweeper. The dust collector was withdrawn from consideration by the applicant. | 2002-01-29 | 8828 | 100
5659 | T1 | Hanson Aggregates Central Inc | Hanson Aggregates Terrell | 403 S Delphine | Terrell | TX | 75160 | Kaufman | CN600686000 | RN100256304 | Installed a concrete recycler (ENVIRO-PORT Recycling System) for use in recycling concrete. | A positive use determination of 100% for the Enviro-Port Recycler. | 2002-01-29 | 141708 | 100
5660 | T1 | Hanson Aggregates Central Inc | Hanson Aggregates Sheldon | 17510 Van Rd | Houston | TX | 77049 | Harris | CN600686000 | RN100249218 | Installed a dust collector for use in reducing emissions during batching process and off-loading of material into silos. | A positive use determination of 100% for the central dust collection system. | 2002-01-29 | 62060 | 100
5661 | T1 | Hanson Aggregates Central Inc | Hanson Aggregates Fulton | 302 Bennington St | Houston | TX | 77022 | Harris | CN600534002 | RN100249416 | Installed a dust collector for use in reducing emissions during batching process and off-loading of material into silos. | Withdrawn by applicant | 2002-01-29 | 8825 | 100
5662 | T1 | Hanson Aggregates Central Inc | Hanson Aggregates Addicks | 2224 Polk | Houston | TX | 77003 | Harris | CN600534002 | RN100249481 | Installed a dust collector for use in reducing emissions during batching process and off-loading of material into silos. | A positive use determination of 100% for the central dust collection system. | 2002-01-29 | 54582 | 100
5663 | T1 | Hanson Aggregates Central Inc | Hanson Aggregates Ellington | 10715 Galveston Rd | Houston | TX | 77034 | Harris | CN600124739 | RN102874245 | Installed a concrete recycler (BIBKO Recycling System) for use in recycling concrete. | A positive use determination of 100% for the Bibko Recycler. | 2002-01-29 | 105156 | 100
5664 | T1 | Hanson Aggregates Central Inc | Hanson Aggregates Greenspoint | 1123 Goodnight Trail | Houston | TX | 77060 | Harris | CN600686000 | RN102261435 | Installed a dust collector for use in reducing emissions during batching process and off-loading of material into silos. | A positive use determination of 100% for the central dust collection system. | 2002-01-29 | 54027 | 100
5665 | T1 | Hanson Aggregates Central Inc | Hanson Aggregates Renwick | 551 Renwick Dr | Houston | TX | 77292 | Harris | CN600686000 | No Regulated Entity at this Location. | Installed a concrete recycler (BIBKO Recycling System) for use in recycling concrete. Installed a dust collector for use in reducing emissions during batching process and off-loading of material into silos. | A positive use determination of 100% for the central dust collection system and the Bibko Recycler. | 2002-01-29 | 222212 | 100
5666 | T1 | Hanson Aggregates Central Inc | Hanson Aggregates Sugarland | 620 Sartartia Rd | Sugarland | TX | 77479 | Fort Bend | CN600686000 | No Regulated Entity at this Location. | Installed a dust collector for use in reducing emissions during batching process and off-loading of material into silos. | A positive use determination of 100% for the central dust collection system. | 2002-01-29 | 57963 | 100
5667 | T1 | Hanson Aggregates Central Inc | Hanson Aggregates Cinco | 19707 FM 1093 RD | Richmond | TX | 77471 | Fort Bend | CN600686000 | RN100706837 | Installed a concrete recycler (ENVIRO-PORT Recycling System) for use in recycling concrete. | A positive use determination of 100% for the Enviro-Port Recycler. | 2002-01-29 | 219851 | 100
5668 | T1 | Hanson Aggregates Central Inc | Hanson Aggregates Alliance | SH 114 | Ranoke | TX | 76262 | Denton | CN600686000 | Insufficient Information | Installed a concrete recycler (Biliko Recycling System) for use in recycling concrete. | A positive use determination of 100% for the Bibko Recycler. | 2002-01-29 | 192519 | 100
5669 | T1 | Hanson Aggregates Central Inc | Hanson Aggregates Lewisville | Railroad Road | Lewisville | TX | 75022 | Denton | CN600686000 | RN101972164 | Installed a concrete recycler (BIBKO Recycling System) for use in recycling concrete. Installed a dust collector for use in reducing emissions during batching process and off-loading of material into silos. | A positive use determination of 100% for the Bibko Recycler. | 2002-01-29 | 230097 | 100
5670 | T1 | Hanson Aggregates Central Inc | Hanson Aggregates Prosper | 511 County Road 27 | Prosper | TX | 75078 | Collin | CN600686000 | No Regulated Entity at this Location. | Installed a concrete recycler (Biliko Recycling System) for use in recycling concrete. | A positive use determination of 100% for the Bibko Recycler. | 2002-01-29 | 196000 | 100
5671 | T1 | Hanson Aggregates Central Inc | Hanson Aggregates Frisco | Hwy 131 | Frisco | TX | 75034 | Collin | CN600686000 | Insufficient Information | Installed a concrete recycler (Enviro Port Recycling System) for use in recycling concrete. Installed a dust collector for use in reducing emissions during batching process and off-loading of material into silos. Purchased a Tennant Sweeper for use in controlling dust. | A positive use determination of 100% for the central dust collection system and the Enviro-Port Recycler. | 2002-01-29 | 304153 | 100
5672 | T1 | Hanson Aggregates Central Inc | Hanson Aggregates Plano | 600 Fulgham Rd | Plano | TX | 75093 | Collin | CN600534002 | RN101980795 | Installed a concrete recycler (Biliko Recycling System) for use in recycling concrete. | A positive use determination of 100% for the Bibko Recycler. | 2002-01-29 | 189970 | 100
5673 | T1 | Hanson Aggregates Central Inc | Hanson Aggregates Atlanta | 3333 Antioch Rd | Atlanta | TX | 75551 | Cass | CN600686000 | RN102218211 | Installed a dust collector for use in reducing emissions during batching process and off-loading of material into silos. | Withdrawn by applicant | 2002-01-29 | 10000 | 100
5674 | T1 | Hanson Aggregates Central Inc | Hanson Aggregates North Houston | 801 N Houston St | Ft Worth | TX | 76106 | Tarrant | CN600534002 | RN102297892 | Installed a concrete recycler (Stephens Recycling System) for use in recycling concrete. | A positive use determination of 100% for the Stephens Recycler. | 2002-01-29 | 117743 | 100
5675 | T1 | Hanson Aggregates Central Inc | Hanson Aggregates South Side | 6000 Old Hemphill | Ft Worth | TX | 76134 | Tarrant | CN600686000 | RN100717412 | Installed a concrete recycler (Stephens Recycling System) for use in recycling concrete. | A positive use determination of 100% for the Stephens Recycler. | 2002-01-29 | 175284 | 100
5676 | T1 | Hanson Aggregates Central Inc | Hanson Aggregates Sagginaw | 1101 Jarvis Rd | Saginaw | TX | 76179 | Tarrant | CN600534002 | RN100249093 | Installed a concrete recycler (Biliko Recycling System) for use in recycling concrete. | A positive use determination of 100% for the Bibko Recycler. | 2002-01-29 | 205171 | 100
5677 | T1 | Intercontinental Terminals Company | Intercontinental Terminals | 1943 Battleground Rd | Deer Park | TX | 77536 | Harris | CN601470222 | RN100210806 | Installed internal floating roofs with double seals in three storage tanks - 100-15, 100-16, and 100-17. Each of these three tank manifolds has a curbed concrete containment system with a chemical drain. | A positive use determination of 100% for the internal floating roofs with double seals and the curbed concrete containment systems with chemical drains. | 2002-01-28 | 415000 | 100
5678 | T1 | Agrium Us Inc | Borger Nitrogen Operations | 9201 Farm Road 1551 | Borger | TX | 79007 | Hutchinson | CN600128227 | RN101865715 | Urea Vent Piping & Flare System: a flare with continuous burning pilots, a pilot ignition system with automatic re-ignition, and a stainless steel piping collection system. | A positive use determination of 100% for the Urea Vent Piping & Flare System. | 2002-01-31 | 231079 | 100
5679 | T3 | Rio Nogales Power Project LP | Rio Nogales Power Project | PO Box 509 | Seguin | TX | 78156 | Guadalupe | CN600129845 | RN100218742 | The following property: Fuel Gas Cyclones/Filters; Continuous Emission Monitors; Ambient Air Monitor; HRSG Low NOx Burners; Stacks; Oil/Water Separator System & Piping; Settling Ponds; Dechlorination Equipment; Stormwater Runoff Pond; Final Grading; Roads & Surfacing; Grey Water System; Cathodic Protection; Inlet Filtration System; Dry Low NOx 2.6 Combustion System; Discharge Weir Structure; Wash Water Drain Tanks; Waste Water Discharge Continuous Samplers; Lube Oil Demisters; Potable Water System; Cooling Tower Drift Eliminator; and Noise Reduction Equipment. | A positive use determination of 100% for the Continuous Emission Monitors, HRSG Low NOx Burners, Oil/Water Separation System, De-Chlorination Equipment, Final Grading, Re-use Water System, Dry Low NOx Combustion System, Wash Water Drain Tanks, Lube Oil Demisters, Cooling Tower Drift Eliminator, Ambient Air Monitor, Stacks, Settling Ponds, Storm Water Runoff Pond, Roads and Surfacing, Cathodic Protection, Discharge Weir, Waste Water Discharge Samplers, Potable Water System, and Noise Reduction Equipment. A negative determination for the Inlet Air Filtration System and the Fuel Gas Filters. | 2002-04-29 | 8318063 | 100
5680 | T1 | La Gloria Oil & Gas Company | La Gloria Oil & Gas Refinery | 1125 Mcmurrey Dr | Tyler | TX | 75702 | Smith | CN602831232 | RN100222512 | Purchase and installation of an Amine Reclamation Unit. | A positive use determination of 100% for the Amine Reclamation Unit. | 2002-02-06 | 98117 | 100
5681 | T1 | La Gloria Oil & Gas Company | La Gloria Oil & Gas Refinery | 1125 Mcmurrey Dr | Tyler | TX | 75702 | Smith | CN602831232 | RN100222512 | Completed an Asbestos Abatement Project. | A positive use determination of 100% for the Asbestos Abatement Project. | 2002-02-06 | 150000 | 100
5682 | T1 | La Gloria Oil & Gas Company | La Gloria Oil & Gas Refinery | 1125 Mcmurrey Dr | Tyler | TX | 75702 | Smith | CN602831232 | RN100222512 | Project to grade, pave and drain a portion of the roadway to keep silt out of Black Fork Creek. | A positive use determination of 100% for the project to grade, pave and drain a portion of the roadway. | 2002-02-06 | 50000 | 100
5683 | T1 | La Gloria Oil & Gas Company | La Gloria Oil & Gas Refinery | 1125 Mcmurrey Dr | Tyler | TX | 75702 | Smith | CN602831232 | RN100222512 | Modifications to the Groundwater Corrective Action System. | A positive use determination of 100% for the modifications made to the ground water corrective action system. | 2002-02-06 | 45900 | 100
5684 | T3 | Transcontinental Gas Pipe Line Corp | Transcontinental Station 40 | Highway 105 West | Sour Lake | TX | 77659 | Hardin | CN603452400 | RN100211838 | Installation of Enginuity's high-pressure fuel gas injection technology to six mainline engines. | A positive use determination of 61% for the high pressure fuel injection systems for the six IC compressor engines. | 2002-04-15 | 6222000 | 100
5685 | T1 | Great Lakes Carbon Corporation | Great Lakes Carbon Port Arthur | Coke Dock Rd | Port Arthur | TX | 77640 | Jefferson | CN602597635 | RN100209287 | Phase 1 of C37 Dust Collector Project. Installed a new dust collector, associated hopper, cover transition, and skirt boards immediately downstream of the existing C-36/C-37 belt conveyor transfer chute. | A positive use determination of 100% for Phase 1 of C37 Dust Collector Project. | 2002-02-06 | 41495 | 100
5686 | T1 | The Dow Chemical Company | The Dow Chemical Company | 2301 Brazosport Blvd | Freeport | TX | 77541 | Brazoria | CN600356976 | RN102692258 | Installed three pH probes to detect spills that reach the perimeter ditches. | A positive use determination of 100% for the three pH probes. | 2002-03-12 | 18300 | 100
5687 | T1 | The Dow Chemical Company | The Dow Chemical Company | 2301 Brazosport Blvd | Freeport | TX | 77541 | Brazoria | CN600356976 | RN102692258 | B51 LR VF-402 Sump: Installed a carbon steel liner, 1/2 inch thick, and leak detection probe into each of the two sump sections. | A positive use determination of 100% for the B51 LR VF-402 Sump Project. | 2002-03-12 | 185000 | 100
5688 | T1 | The Dow Chemical Company | The Dow Chemical Company | 2301 Brazosport Blvd | Freeport | TX | 77541 | Brazoria | CN600356976 | RN102692258 | 601/701 Outfall Upgrade Project: provides state of the art instruments, communication equipment, piping, housings, and sampling facilities. | A positive use determination of 100% for the 01/701 Outfall Upgrade Project. | 2002-03-12 | 300000 | 100
5689 | T1 | The Dow Chemical Company | The Dow Chemical Company | 2301 Brazosport Blvd | Freeport | TX | 77541 | Brazoria | CN600356976 | RN102692258 | Purchased redundant By-Product Alkalinity Sodium Hypochlorite/Sodium Sulfite Analyzers. | A positive use determination of 100% for the By-Product Alkalinity Sodium Hypochlorite/Sodium Sulfite Analyzers. | 2002-03-15 | 70000 | 100
5690 | T1 | The Dow Chemical Company | The Dow Chemical Company | 2301 Brazosport Blvd | Freeport | TX | 77541 | Brazoria | CN600356976 | RN102692258 | This project installed five temperature transmitters on the R-30 BIF units in Vinyl I Plant. | A positive use determination of 100% for the five temperature transmitters. | 2002-03-15 | 30000 | 100
5691 | T1 | The Dow Chemical Company | The Dow Chemical Company | 2301 Brazosport Blvd | Freeport | TX | 77541 | Brazoria | CN600356976 | RN102692258 | B-3509 Press Building Modifications: project provided for additional ventilation equipment in the biosolids removal filter press area in the waste water treatment plant. | A positive use determination of 100% for the B-3509 Press Building Modifications. | 2002-03-15 | 95000 | 100
5692 | T1 | The Dow Chemical Company | The Dow Chemical Company | 2301 Brazosport Blvd | Freeport | TX | 77541 | Brazoria | CN600356976 | RN102692258 | Installed a recirculation line, about 300 feet of 6 inch carbon steel pipe, to the existing waste water treatment facility. | A positive use determination of 100% for the re-circulation line. | 2002-03-15 | 25000 | 100
5693 | T1 | The Dow Chemical Company | The Dow Chemical Company | 2301 Brazosport Blvd | Freeport | TX | 77541 | Brazoria | CN600356976 | RN102692258 | Project to buy roll-off bins to move wastes from different Dow plants to landfills. | A positive use determination of 100% for the roll-off bins. | 2002-03-15 | 112000 | 100
5694 | T1 | The Dow Chemical Company | The Dow Chemical Company | 2301 Brazosport Blvd | Freeport | TX | 77541 | Brazoria | CN600356976 | RN102692258 | Project to install approximately 1700 feet of 6 inch diameter pipe between the Texas Kiln and the Texas waste water treatment plant. | A positive use determination of 100% for the project to install approximately 1700 feet of 6 inch diameter pipe between the Texas Kiln and the Texas waste water treatment plant. | 2002-03-15 | 435000 | 100
5695 | T1 | The Dow Chemical Company | The Dow Chemical Company | 2301 Brazosport Blvd | Freeport | TX | 77541 | Brazoria | CN600356976 | RN102692258 | Project to add additional instrumentation and piping from the styrene pilot plant to the flare. | A positive use determination of 100% for the project to add additional instrumentation and piping from the styrene pilot plant to the flare. | 2002-03-15 | 225000 | 100
5696 | T1 | The Dow Chemical Company | The Dow Chemical Company | 2301 Brazosport Blvd | Freeport | TX | 77541 | Brazoria | CN600356976 | RN102692258 | Flyash Filter Upgrade project: new design filters, a hopper bin crosstie, and improved level transmitters. | A positive use determination of 100% for the Flyash Filter Upgrade Project. | 2002-03-15 | 91000 | 100
5697 | T1 | The Dow Chemical Company | The Dow Chemical Company | 2301 Brazosport Blvd | Freeport | TX | 77541 | Brazoria | CN600356976 | RN102692258 | Steam out station with sump to capture any solids, oils or grease from equipment being cleaned for maintenance. | A positive use determination of 100% for the steam out station with sump. | 2002-03-15 | 65000 | 100
5698 | T1 | The Dow Chemical Company | The Dow Chemical Company | 2301 Brazosport Blvd | Freeport | TX | 77541 | Brazoria | CN600356976 | RN102692258 | Project to install four continuous emission monitoring systems on BIF units, FTB-401 and -402. | A positive use determination of 100% for the project to install four continuous emission monitoring systems. | 2002-03-15 | 47000 | 100
5699 | T1 | The Dow Chemical Company | The Dow Chemical Company | 2301 Brazosport Blvd | Freeport | TX | 77541 | Brazoria | CN600356976 | RN102692258 | NBT D-2050 Upgrade Project: installed new pumps, controls, pH instruments, and FRP liner in the D-2050 vessel. | A positive use determination of 100% for the NBT D-2050 Upgrade Project. | 2002-03-15 | 300000 | 100
5700 | T1 | The Dow Chemical Company | The Dow Chemical Company | 2301 Brazosport Blvd | Freeport | TX | 77541 | Brazoria | CN600356976 | RN102692258 | Waste Water Treatment Plant Laboratory Instruments: project to provide a new gas chromatograph, and a new calorimeter. | A positive use determination of 100% for the new Waste Water Treatment Plant Laboratory Instruments. | 2002-03-15 | 75000 | 100
5701 | T1 | The Dow Chemical Company | The Dow Chemical Company | 2301 Brazosport Blvd | Freeport | TX | 77541 | Brazoria | CN600356976 | RN102692258 | P-601A/B Pump Upgrade: replaced existing pumps with seal-less pumps. | A positive use determination of 100% for the P-601A/B Pump Upgrade project. | 2002-03-15 | 75000 | 100
5702 | T1 | The Dow Chemical Company | The Dow Chemical Company | 2301 Brazosport Blvd | Freeport | TX | 77541 | Brazoria | CN600356976 | RN102692258 | This facility neutralizes acidic waste water generated in the ethylene dichloride manufacturing process. | A positive use determination of 100% for the Neutralization Facility. | 2003-02-19 | 623000 | 100
5703 | T1 | The Dow Chemical Company | The Dow Chemical Company | 2301 Brazosport Blvd | Freeport | TX | 77541 | Brazoria | CN600356976 | RN102692258 | Replacement of T-202 Scrubber Tower. | A positive use determination of 100% for the T-202 Scrubber Tower replacement project. | 2003-02-19 | 300000 | 100
5704 | T1 | The Dow Chemical Company | The Dow Chemical Company | 2301 Brazosport Blvd | Freeport | TX | 77541 | Brazoria | CN600356976 | RN102692258 | Replacement and Upgrade of two chlorine scrubber systems. Property includes towers, pumps, exchangers, & drums. | A positive use determination of 100% for the project to replace and upgrade of two chlorine scrubber systems. | 2003-02-19 | 5200000 | 100
5705 | T1 | The Dow Chemical Company | The Dow Chemical Company | 2301 Brazosport Blvd | Freeport | TX | 77541 | Brazoria | CN600356976 | RN102692258 | Installed over 300 Watts Series 909 Reduced Pressure Zone Backflow preventers on the 3 separate potable water systems. | A positive use determination of 100% for the project to install backflow prevention devices. | 2003-02-19 | 796000 | 100
5706 | T1 | The Dow Chemical Company | The Dow Chemical Company | 2301 Brazosport Blvd | Freeport | TX | 77541 | Brazoria | CN600356976 | RN102692258 | B-3610 Pump Station: A new proprietary concrete encapsulation system and cathodic protection system was installed around the 40 existing pump structure concrete columns. | A positive use determination of 100% for the project to reconstruct/repair the B-3610 Pump Station. | 2003-02-19 | 1375000 | 100
5707 | T1 | The Dow Chemical Company | The Dow Chemical Company | 2301 Brazosport Blvd | Freeport | TX | 77541 | Brazoria | CN600356976 | RN102692258 | This project installed instrumentation and process controls to improve the operation of the Freeport Kiln. | A positive use determination of 100% for the instrumentation and process controls installed to improve the operation of the Freeport Kiln. | 2003-02-19 | 1550000 | 100
5708 | T1 | The Dow Chemical Company | The Dow Chemical Company | 2301 Brazosport Blvd | Freeport | TX | 77541 | Brazoria | CN600356976 | RN102692258 | Installed new ignitor and support structure for existing flare system. Also replaced damaged flanges on the flare supply line. | A positive use determination of 100% for the flare improvement project. | 2003-02-19 | 280000 | 100
5709 | T1 | The Dow Chemical Company | The Dow Chemical Company | 2301 Brazosport Blvd | Freeport | TX | 77541 | Brazoria | CN600356976 | RN102692258 | A process vent/clearing system was placed in service at the Epi production facility. Property consists of two vessels, two pumps, and piping and associated instrumentation. | A positive use determination of 100% for the vent/clearing system. | 2003-02-19 | 1432000 | 100
5710 | T1 | The Dow Chemical Company | The Dow Chemical Company | 2301 Brazosport Blvd | Freeport | TX | 77541 | Brazoria | CN600356976 | RN102692258 | A line was run from the existing waste water tank at B-3806 to the waste water collection tanks at B-4000. | A positive use determination of 100% for the waste water transfer line. | 2003-02-19 | 150000 | 100
5711 | T1 | The Dow Chemical Company | The Dow Chemical Company | 2301 Brazosport Blvd | Freeport | TX | 77541 | Brazoria | CN600356976 | RN102692258 | This project changed the drainage of the plant and installed paving and a metal roof with siding over the RCL tank truck unloading area. | A positive use determination of 100% for the project to control storm water at the RCL Tank Truck Loading Area. | 2003-02-19 | 304000 | 100
5712 | T1 | The Dow Chemical Company | The Dow Chemical Company | 2301 Brazosport Blvd | Freeport | TX | 77541 | Brazoria | CN600356976 | RN102692258 | Operator Control Terminals for the Pellet Air Transfer systems. | A positive use determination of 100% for the Operator Control Terminals for the Pellet Air Transfer systems. | 2003-02-19 | 16526 | 100
5713 | T1 | The Dow Chemical Company | The Dow Chemical Company | 2301 Brazosport Blvd | Freeport | TX | 77541 | Brazoria | CN600356976 | RN102692258 | Laser Level Transmitters and Associated Wiring installed on storage hoppers. | A positive use determination of 100% for the level transmitters and associated wiring. | 2003-02-19 | 139082 | 100
5714 | T1 | The Dow Chemical Company | The Dow Chemical Company | 2301 Brazosport Blvd | Freeport | TX | 77541 | Brazoria | CN600356976 | RN102692258 | This project consolidated the Waste Water Treatment Plant laboratory and the Texas Kiln laboratory. | A positive use determination of 100% for the project to consolidate the Waste Water Treatment Plant laboratory and the Texas Kiln laboratory. | 2003-02-19 | 247000 | 100
5715 | T1 | The Dow Chemical Company | The Dow Chemical Company | 2301 Brazosport Blvd | Freeport | TX | 77541 | Brazoria | CN600356976 | RN102692258 | This project installed softwater line to Texas Kiln and the Waste Water Treatment Plant Thermal Oxidizer. | A positive use determination of 100% for the project to install a softwater line to the Texas Kiln and the Waste Water Treatment Plant Thermal Oxidizer. | 2003-02-19 | 137000 | 100
5716 | T1 | The Dow Chemical Company | The Dow Chemical Company | 2301 Brazosport Blvd | Freeport | TX | 77541 | Brazoria | CN600356976 | RN102692258 | Installed a pressurized liquid filled seal pots to apply positive pressure to the polyol reactor recycle pump seals to maintain seal integrity. | A positive use determination of 100% for the pressurized liquid filled seal pots. | 2003-02-19 | 260000 | 100
5717 | T1 | The Dow Chemical Company | The Dow Chemical Company | 2301 Brazosport Blvd | Freeport | TX | 77541 | Brazoria | CN600356976 | RN102692258 | Replaced existing waste water stripper towers with new ones. | A positive use determination of 100% for the waste water stripper towers. | 2003-02-19 | 290000 | 100
5718 | T1 | The Dow Chemical Company | The Dow Chemical Company | 2301 Brazosport Blvd | Freeport | TX | 77541 | Brazoria | CN600356976 | RN102692258 | B-15 Rain Water Management: This project adds piping and instrumentation to allow the segregation of contaminated and uncontaminated water. | A positive use determination of 100% for the piping and instrumentation installed as part of the B-15 Rain Water Management Project. | 2003-02-19 | 90000 | 100
5719 | T1 | The Dow Chemical Company | The Dow Chemical Company | 2301 Brazosport Blvd | Freeport | TX | 77541 | Brazoria | CN600356976 | RN102692258 | Sulfuric Acid Area Improvements: Refurbished concrete paving and trenches, and coated with acid resistant material, in the Sulfuric Acid Area. | A positive use determination of 100% for the improvements to the concrete in the Sulfuric Acid Area. | 2003-02-19 | 241315 | 100
5720 | T1 | The Dow Chemical Company | The Dow Chemical Company | 2301 Brazosport Blvd | Freeport | TX | 77541 | Brazoria | CN600356976 | RN102692258 | Installed a vacuum condenser to cool the vent gases from the polymer separator. | A positive use determination of 100% for the vacuum condenser and the associated piping. | 2003-02-19 | 172821 | 100
5721 | T1 | The Dow Chemical Company | The Dow Chemical Company | 2301 Brazosport Blvd | Freeport | TX | 77541 | Brazoria | CN600356976 | RN102692258 | Installed Toluene Diisocyanate and Phosgene perimeter monitors. | A positive use determination of 100% for the Toluene Diisocyanate and Phosgene perimeter monitors. | 2003-02-19 | 20000 | 100
5722 | T1 | The Dow Chemical Company | The Dow Chemical Company | 2301 Brazosport Blvd | Freeport | TX | 77541 | Brazoria | CN600356976 | RN102692258 | Installed an activated carbon absorption system. | A positive use determination of 100% for the activated carbon adsorption system. | 2003-02-19 | 215000 | 100
5723 | T1 | The Dow Chemical Company | The Dow Chemical Company | 2301 Brazosport Blvd | Freeport | TX | 77541 | Brazoria | CN600356976 | RN102692258 | P-402 Pump Conversion: converted existing P-402 from a single mechanical seal to a double mechanical nitrogen purged dry gas seal. | A positive use determination of 100% for the P-402 pump Conversion Project. | 2003-02-19 | 55000 | 100
5724 | T1 | Haltermann | Haltermann - Channleview | 1201 S Sheldon Rd | Channelview | TX | 77530 | Harris | CN601181282 | No Regulated Entity at this Location. | Installed piping to the flare from the Barge Dock Sump and the loading meters. | A positive use determination of 100% for the flare piping. | 2002-03-15 | 117200 | 100
5725 | T1 | Haltermann | Haltermann - Channleview | 1201 S Sheldon Rd | Channelview | TX | 77530 | Harris | CN601181282 | No Regulated Entity at this Location. | Installed various sumps, sump tops, and piping used for waste water treatment. | A positive use determination of 100% for the sumps, sump tops, and piping. | 2002-03-15 | 328024 | 100
5726 | T1 | Haltermann | Haltermann - Houston | 16717 Jacintoport Blvd | Houston | TX | 77015 | Harris | CN601181282 | RN100219237 | Project to weld Barge Loading Pipe joints and Farm Pit Pipe joints and containment around the pits. | A positive use determination of 15% for the new barge dock pipeline and a positive use determination of 45% for the Tank Farm Pump Pit Elimination project. | 2002-04-15 | 363658 | 100
5727 | T1 | Haltermann | Haltermann - Houston | 16717 Jacintoport Blvd | Houston | TX | 77015 | Harris | CN601181282 | RN100219237 | Installed secondary spill containment around a tank farm. | A positive use determination of 100% for the secondary spill containment for the tank farm. | 2002-03-15 | 11228 | 100
5728 | T1 | Pactiv Corporation | Pactiv Corporation | 3000 Pegasus Dr | Temple | TX | 76501 | Bell | CN600130702 | RN100228196 | Installed a thermal oxidizer. | A positive use determination of 100% for the thermal oxidizer. | 2002-02-06 | 1567701 | 100
5729 | T1 | Flint Hills Resources LP | Flint Hills Resources - East Refinery | 2825 Suntide Rd | Corpus Christi | TX | 78409 | Nueces | CN603741463 | RN100235266 | Project to retrofit the East Crude Charge Heater with Ultralow-NOx burners. | A positive use determination of 100% for the Ultralow-NOx Burners retrofitted on the East Crude Charge Heater. | 2002-02-06 | 123000 | 100
5730 | T1 | Flint Hills Resources LP | Flint Hills Resources - East Refinery | 2825 Suntide Rd | Corpus Christi | TX | 78409 | Nueces | CN603741463 | RN100235266 | Project to retrofit 4 existing process heaters, associated with the BTX Unit, with Ultralow-NOx burners. Also installed continuous emission monitoring system on the BTX Charge Heaters. | A positive use determination of 100% for the Ultralow-NOx Burners retrofitted on the four BTX Unit heaters and the continuous emission monitoring system. | 2002-02-06 | 846000 | 100
5731 | T1 | Flint Hills Resources LP | Flint Hills Resources - East Refinery | 2825 Suntide Rd | Corpus Christi | TX | 78409 | Nueces | CN603741463 | RN100235266 | Project to reroute the closed sewer system vents to the main refinery flare system. | A positive use determination of 100% for the project to reroute the closed sewer system vents to the main refinery flare system. | 2002-02-06 | 139000 | 100
5732 | T1 | Flint Hills Resources LP | Flint Hills Resources - East Refinery | 2825 Suntide Rd | Corpus Christi | TX | 78409 | Nueces | CN603741463 | RN100235266 | Project to replace heater 20BA2002 with a heater which uses Ultralow NOx burners. | A positive use determination of 100% for the Ultralow NOx burners used in the construction of the replacement heater 20BA2002. | 2002-02-06 | 414000 | 100
5733 | T1 | Flint Hills Resources LP | Flint Hills Resources - East Refinery | 2825 Suntide Rd | Corpus Christi | TX | 78409 | Nueces | CN603741463 | RN100235266 | Project to control a vent gas stream generated during the regeneration of MSTDP catalyst. Installed piping to route vapors to the flare. | A positive use determination of 100% for the piping installed to route vapors to the flare. | 2002-02-06 | 199000 | 100
5734 | T2 | E I Du Pont De Nemours & Co Inc | DuPont La Porte | 12501 Strang Rd | La Porte | TX | 77572 | Harris | CN600128284 | RN100225085 | New pollution control property includes a hazardous waste storage tank, a gas scrubber column, a wet electrostatic precipitator, a cooling tower, scrubber water recirculation tanks, heat exchangers, a new electrical control building, 2 new electrical substations and general improvements in control technology and instrumentation. | A positive use determination of 100% for the scrubbers, the electrostatic precipitator, the continuous emission monitors, the stack modifications, the solid waste incinerator, the hazardous waste storage tank, and the cooling tower. | 2002-04-15 | 12100000 | 100
5735 | T1 | Rock-Tenn Company Of Texas | Rock-Tenn Company | 1120 E Claredon St | Dallas | TX | 75203 | Dallas | CN603527805 | RN100218668 | Project to modify the #4 boiler emissions. | Returned for failure to respond to a deficiency letter. | 2002-06-06 | 250000 | 100
5736 | T1 | 3M Company | 3M Company Brownwood | Hwy 377 S | Brownwood | TX | 76804 | Brown | CN600291397 | RN100219005 | Project: Replacement/upgrade to Thermal Oxidizer media bed and additional work performed to keep the TO in compliance. | A positive use determination of 100% for the thermal oxidizer. | 2002-02-15 | 515000 | 100
5737 | T2 | Oxy Vinyls LP | Oxymar Vcm Plant | Highway 361 | Ingleside | TX | 78362 | San Patricio | CN600129126 | RN100211176 | Air Pollution Control System installed to reduce emissions from the two incinerators. | A positive use determination of 100% for the Vinyl Chloride Monomer MACT Incinerator Project. | 2002-03-29 | 17445000 | 100
5738 | T2 | Oxy Vinyls LP | Oxy Deer Park Vcm Plant | 5600 Laporte Hwy | Deer Park | TX | 77536 | Harris | CN600129126 | RN100706803 | Air Pollution Control System installed to reduce emissions from the two incinerators. | A positive use determination of 100% for the Vinyl Chloride Monomer MACT Incinerator Project. | 2002-03-29 | 17178000 | 100
5739 | T1 | Reliant Energy Inc | San Jacinto | 845 Sens Rd | La Porte | TX | 77571 | Harris | CN600254148 | RN100542901 | Installation of SCR Equipment: Installed selective catalytic reduction reactors to reduce NOx emissions. | A positive use determination of 100% for the selective catalytic reduction reactors. | 2002-02-08 | 1853684 | 100
5740 | T1 | Reliant Energy Inc | San Jacinto | 845 Sens Rd | La Porte | TX | 77571 | Harris | CN600254148 | RN100542901 | Installation of Continuous Emission Monitoring System Analyzers and Equipment. | A positive use determination of 100% for the Continuous Emission Monitoring System Analyzers and Equipment. | 2002-02-08 | 133213 | 100
5741 | T1 | Reliant Energy Inc | SR Berton | 2012 Miller Cut-Off Rd | Deer Park | TX | 77536 | Harris | CN600254148 | RN100825389 | Flue Gas Recirculation System: installation of flue gas recirculation systems for NOx reduction. | A positive use determination of 100% for the Flue Gas Re-circulation System. | 2002-02-08 | 860301 | 100
5742 | T1 | Reliant Energy Inc | TH Wharton | 16301 Sh 249 | Houston | TX | 77064 | Harris | CN600254148 | RN100542885 | Flue Gas Recirculation System: installation of flue gas recirculation systems for NOx reduction. | A positive use determination of 100% for the Flue Gas Re-circulation System. | 2002-02-08 | 570048 | 100
5743 | T1 | Reliant Energy Inc | SR Berton | 2012 Miller Cut-Off Rd | Deer Park | TX | 77536 | Harris | CN600254148 | RN100825389 | Asbestos Abatement: Asbestos containing building and insulating material was abated. Property includes: asbestos removal, HEPA vacuum equipment, negative air pressure enclosures, glove bags, personal protective equipment, decontamination facilities, testing, disposal, etc. | A positive use determination of 100% for the Asbestos Abatement project. | 2002-02-08 | 142913 | 100
5744 | T1 | Reliant Energy Inc | Deepwater | 901 Light Co Rd | Pasadena | TX | 77506 | Harris | CN600254148 | RN100542877 | Asbestos Abatement: Asbestos containing building and insulating material was abated. Property includes: asbestos removal, HEPA vacuum equipment, negative air pressure enclosures, glove bags, personal protective equipment, decontamination facilities, testing, disposal, etc. | A positive use determination of 100% for the Asbestos Abatement project. | 2002-02-08 | 2489075 | 100
5745 | T1 | Reliant Energy Inc | Greens Bayou | 12070 Beaumont Hwy | Houston | TX | 77049 | Harris | CN601095797 | RN100542851 | Asbestos Abatement: Asbestos containing building and insulating material was abated. Property includes: asbestos removal, HEPA vacuum equipment, negative air pressure enclosures, glove bags, personal protective equipment, decontamination facilities, testing, disposal, etc. | A positive use determination of 100% for the Asbestos Abatement project. | 2002-02-08 | 252472 | 100
5746 | T1 | Texas Genco Ii LP | Ho Clarke | 2045 South Main | Houston | TX | 77045 | Harris | CN602755415 | RN100542653 | Asbestos Abatement: Asbestos containing building and insulating material was abated. Property includes: asbestos removal, HEPA vacuum equipment, negative air pressure enclosures, glove bags, personal protective equipment, decontamination facilities, testing, disposal, etc. | A positive use determination of 100% for the Asbestos Abatement project. | 2002-02-08 | 28295 | 100
5747 | T1 | Reliant Energy Inc | TH Wharton | 16301 Sh 249 | Houston | TX | 77064 | Harris | CN600254148 | RN100542885 | Asbestos Abatement: Asbestos containing building and insulating material was abated. Property includes: asbestos removal, HEPA vacuum equipment, negative air pressure enclosures, glove bags, personal protective equipment, decontamination facilities, testing, disposal, etc. | A positive use determination of 100% for the Asbestos Abatement project. | 2002-02-08 | 8092 | 100
5748 | T1 | Reliant Energy Inc | Webster | 19301 Galveston Rd | Webster | TX | 77598 | Harris | Insufficent Information | Insufficent Information | Asbestos Abatement: Asbestos containing building and insulating material was abated. Property includes: asbestos removal, HEPA vacuum equipment, negative air pressure enclosures, glove bags, personal protective equipment, decontamination facilities, testing, disposal, etc. | A positive use determination of 100% for the Asbestos Abatement project. | 2002-02-08 | 826206 | 100
5749 | T1 | Reliant Energy Inc | PH Robinson | 5501 Hwy 146 | Bacliff | TX | 77518 | Galveston | CN600254148 | RN101062826 | Asbestos Abatement: Asbestos containing building and insulating material was abated. Property includes: asbestos removal, HEPA vacuum equipment, negative air pressure enclosures, glove bags, personal protective equipment, decontamination facilities, testing, disposal, etc. | A positive use determination of 100% for the Asbestos Abatement project. | 2002-02-08 | 285393 | 100
5750 | T1 | Reliant Energy Inc | Webster | 19301 Galveston Rd | Webster | TX | 77598 | Galveston | Insufficent Information | Insufficent Information | Asbestos Abatement: Asbestos containing building and insulating material was abated. Property includes: asbestos removal, HEPA vacuum equipment, negative air pressure enclosures, glove bags, personal protective equipment, decontamination facilities, testing, disposal, etc. | A positive use determination of 100% for the Asbestos Abatement project. | 2002-02-08 | 826206 | 100
5751 | T1 | Reliant Energy Inc | PH Robinson | 5501 Hwy 146 | Bacliff | TX | 77518 | Galveston | CN600254148 | RN101062826 | Installation of SCR Equipment: Installed selective catalytic reduction reactors on Units 1 - 4 to reduce NOx emissions. | A positive use determination of 100% for the selective catalytic reduction reactors. | 2002-02-08 | 26542181 | 100
5752 | T1 | Reliant Energy Inc | PH Robinson | 5501 Hwy 146 | Bacliff | TX | 77518 | Galveston | CN600254148 | RN101062826 | Unit 1 Polisher System & Control Upgrade: Upgraded and automated polisher system to regenerate automatically. | A positive use determination of 100% for the project to upgrade and automate the Unit 1 Polisher System. | 2002-02-08 | 61016 | 100
5753 | T1 | Reliant Energy Inc | W A Parish | 2500 Y U Jones Rd | Thompsons | TX | 77481 | Fort Bend | CN600254148 | RN100888312 | Low NOx Firing System: installed an upper furnace separated overfire air system and low NOx burners on Unit 8. | A positive use determination of 100% for the Low NOx Firing System installed in Unit 8. | 2002-02-08 | 9032164 | 100
5754 | T1 | Reliant Energy Inc | W A Parish | 2500 Y U Jones Rd | Thompsons | TX | 77481 | Fort Bend | CN600254148 | RN100888312 | Replace Unit 8 FGD Recycle Piping: replaced the "B" tower rubber-lined carbon steel recycle piping with fiber-reinforced plastic piping. | A positive use determination of 100% for the project to replace Unit 8 FGD Recycle Piping. | 2002-02-08 | 750000 | 100
5755 | T1 | Reliant Energy Inc | W A Parish | 2500 Y U Jones Rd | Thompsons | TX | 77481 | Fort Bend | CN600254148 | RN100888312 | Replace MCW Sump Pumps: replace submerged-bearing Metallic Cleaning Waste sump pumps. | A positive use determination of 100% for the project to replace MCW sump pumps. | 2002-02-08 | 120186 | 100
5756 | T1 | Reliant Energy Inc | W A Parish | 2500 Y U Jones Rd | Thompsons | TX | 77481 | Fort Bend | CN600254148 | RN100888312 | Asbestos Abatement: Asbestos containing building and insulating material was abated. Property includes: asbestos removal, HEPA vacuum equipment, negative air pressure enclosures, glove bags, personal protective equipment, decontamination facilities, testing, disposal, etc. | A positive use determination of 100% for the Asbestos Abatement project. | 2002-02-08 | 53601 | 100
5757 | T1 | Reliant Energy Inc | W A Parish | 2500 Y U Jones Rd | Thompsons | TX | 77481 | Fort Bend | CN600254148 | RN100888312 | Installed low NOx burners on Units 2 and 3. | A positive use determination of 70% for the project to install Low NOx Burners on Units 1 & 2. | 2002-02-08 | 686000 | 100
5758 | T1 | Reliant Energy Inc | W A Parish | 2500 Y U Jones Rd | Thompsons | TX | 77481 | Fort Bend | CN600254148 | RN100888312 | Automation of FGD Removal System: refurbish and automate the existing bypass damper controls to control SO2 removal rate. | A positive use determination of 100% for the project to automate the FGD Removal System. | 2002-02-08 | 75000 | 100
5759 | T1 | Reliant Energy Inc | W A Parish | 2500 Y U Jones Rd | Thompsons | TX | 77481 | Fort Bend | CN600254148 | RN100888312 | Project to install performance enhancement plates (rings) inside the Unit 8 Scrubber. | A positive use determination of 100% for the project to install performance enhancement plates (rings) inside the Unit 8 Scrubber. | 2002-02-08 | 330000 | 100
5760 | T1 | Reliant Energy Inc | W A Parish | 2500 Y U Jones Rd | Thompsons | TX | 77481 | Fort Bend | CN600254148 | RN100888312 | Installed selective catalytic reduction reactors on Units 4, 7, & 8. | A positive use determination of 100% for the selective catalytic reduction reactors installed on Units 4, 7, & 8. | 2002-02-08 | 97376851 | 100
5761 | T1 | Reliant Energy Inc | W A Parish | 2500 Y U Jones Rd | Thompsons | TX | 77481 | Fort Bend | CN600254148 | RN100888312 | Installed water cannons and sonic horns associated with the sootblowing system. | A positive use determination of 100% for the water cannons and sonic horns associated with the soot-blowing system. | 2002-02-08 | 4078986 | 100
5762 | T1 | Texas Genco II LP | Cedar Bayou | 7705 Old West Bay Rd | Baytown | TX | 77520 | Chambers | CN603919200 | RN100825371 | Asbestos Abatement: Asbestos containing building and insulating material was abated. Property includes: asbestos removal, HEPA vacuum equipment, negative air pressure enclosures, glove bags, personal protective equipment, decontamination facilities, testing, disposal, etc. | A positive use determination of 100% for the Asbestos Abatement project. | 2002-02-08 | 77584 | 100
5763 | T1 | Texas Genco II LP | Cedar Bayou | 7705 Old West Bay Rd | Baytown | TX | 77520 | Chambers | CN603919200 | RN100825371 | Installed selective catalytic reduction reactors on Units 1, 2, & 3. | A positive use determination of 100% for the selective catalytic reduction reactors installed on Units 1, 2, & 3. | 2002-02-08 | 37392404 | 100
5764 | T1 | Reliant Energy Inc | Limestone | Route 1, Box 85 | Jewett | TX | 75846 | Limestone | CN600254148 | RN104644828 | Landfill Cell 10A Bottom Liner System: Installed a bottom clay liner consisting of 3 feet of re-compacted clay. | A positive use determination of 100% for the Landfill Cell 10A Bottom Liner System. | 2002-02-08 | 68003 | 100
5765 | T1 | Reliant Energy Inc | Limestone | Route 1, Box 85 | Jewett | TX | 75846 | Limestone | CN600254148 | RN104644828 | Landfill Cells 9B and 9C Final Cover Systems: Installed a clay cap consisting of 3 feet of re-compacted clay and 1 foot of topsoil. | A positive use determination of 100% for the Landfill Cells 9B and 9C Final Cover Systems. | 2002-02-08 | 459481 | 100
5766 | T1 | Akzo Nobel Polymer Chemicals LLC | Akzo Nobel Bayport Site | 13000 Bay Park Rd | Pasadena | TX | 77507 | Harris | CN600125496 | RN104262704 | Installation of a Container Grinder Facility consisting of a grinder, an open-sided building, and associated electrical and foundation work. | A positive use determination of 100% for the Container Grinder Facility. | 2002-02-22 | 144165 | 100
5767 | T2 | Goodyear Tire & Rubber Company | Goodyear Chemical Plant | 2000 Goodyear Dr | Houston | TX | 77001 | Harris | CN600616049 | RN100870898 | The following air pollution control projects: Combustion Engine NOx Reduction Phase 2 and Upgrade Plant 2 PSV Relief System. | A positive use determination of 100% for the lean burn technology added to the existing gas-fired compressor engine and the following pieces of the Plant 2 Relief Valve Upgrade Project: vent header valves, piping for venting of relief valves to flare header, and engineering and design costs. A negative determination for the relief valve replacement and the reactor vessel repair and insulation. The relief valves are used to comply with plant safety requirements and are not considered to be pollution control property. | 2002-05-20 | 2406531 | 100
5768 | T1 | Goodyear Tire & Rubber Company | Goodyear Chemical Plant | 2000 Goodyear Dr | Houston | TX | 77001 | Harris | CN600616049 | RN100870898 | Storm Water Upgrade: Project to upgrade the Tradewaste System to contain and treat storm water run-off. | A positive use determination of 100% for the upgrade to the Tradewaste System. | 2002-02-22 | 2760467 | 100
5769 | T1 | Akzo Nobel Polymer Chemicals LLC | Akzo Nobel Bayport Site | 13000 Bay Park Rd | Pasadena | TX | 77507 | Harris | CN600125496 | RN104262704 | The following air pollution control property: Crusade Exhaust Gas Stack (29-52-729a); Crusade FPC Scrubber Package (A, B, C); Crusade SCR DENOX Package (A, B, C); Spray Dryer Main Fan Motor (C-F0107) Upgrade; FCC Continuous Emission Monitoring System Computer; and Spray Dryer Baghouse Dust Monitor BHA. | A positive use determination of 100% for the Crusade scrubber package; the Crusade Denox package, the exhaust stack, the spray dryer fan motor; the particulate monitor; and the emissions monitoring computer. | 2002-04-18 | 840603 | 100
5770 | T1 | Akzo Nobel Polymer Chemicals LLC | Akzo Nobel Bayport Site | 13000 Bay Park Rd | Pasadena | TX | 77507 | Harris | CN600125496 | RN104262704 | 325 Fines Nuclear Level Indicator: level indicator for the FCC Fines Reslurry. Hi-Level Switch (L-211) for Molsieve Tank: high level switch for tank. | A positive use determination of 100% for the bin level indicator and the high level switch. | 2002-02-22 | 17440 | 100
5771 | T1 | Akzo Nobel Polymer Chemicals LLC | Akzo Nobel Bayport Site | 13000 Bay Park Rd | Pasadena | TX | 77507 | Harris | CN600125496 | RN104262704 | The following water pollution control property: pH Transmitter at I801; In-Line Turbidity Meter (Stripper Feed); Spare In-Line Turbidity Meter (Stripper Feed); concrete slab and foundation for water pump area; and concrete slab and foundation under Catapal/ATH/Kaolin Silos. | A positive use determination of 100% for the pH transmitter and the two in-line turbidity meters. | 2002-02-22 | 44221 | 100
5772 | T1 | Goodyear Tire & Rubber Company | Goodyear Chemical Plant | Ih 10 @ Smith Rd | Beaumont | TX | 77720 | Jefferson | CN600616049 | RN102561925 | Water Pollution Control Projects: Tank - Wash Decanter 6F-1102; Waste Water Treatment Plant - substation, electrical equipment, engineering, etc.; and TOC Analyzer for waste water treatment. | A positive use determination of 100% for the Tank - Wash Decanter 6F-1102; the Waste Water Treatment Plant - substation, electrical equipment, engineering, etc.; and the TOC Analyzer. | 2002-02-22 | 6787677 | 100
5773 | T1 | Goodyear Tire & Rubber Company | Goodyear Chemical Plant | Ih 10 @ Smith Rd | Beaumont | TX | 77720 | Jefferson | CN600616049 | RN102561925 | Air Pollution Control Property: Regenerative Thermal Oxidizer; Flare System - stack, burner, flare tip, blowers, etc.; Tertiary Stripper 5D-403 - stripper, pumps, piping; Emission Monitoring System B-106; Boiler B-106 - piping, blowers, etc. Low NOx Burners B101 - B107 - replacement of existing incinerator furnace or boiler burners; LDAR Upgrade for Emission Reduction - cement pump seals; Vent Gas Absorber 5D-800 - piping, blowers, vacuum pumps, compressors, etc.; TIN Coupled Polymers - Flare Vent Control; TIN Coupled 1BR - 4E-304A/B Reflux Cond Vent; Miscellaneous cathodic protection; Continuous Emission Monitoring System for 3B-106 Boiler; and Economizer for B103 Boiler - mechanical and electrical/instrumentation. | A positive use determination of 100% for the regenerative thermal oxidizer with support equipment; the tertiary stripper with agitator and two pumps; the emission monitoring system; the flue gas recirculation; the low NOx burners; the replacement of cement pump seals; and the vent gas absorber. | 2002-02-22 | 4606064 | 100
5774 | T1 | Midlothian Energy Limited Partnership | Midlothian Energy | 5000 V V Jones Rd | Venus | TX | 76084 | Ellis | Insufficient Information | Insufficient Information | Exhaust Stacks: an exhaust stack is connected to each of the six Heat Recovery Steam Generators and to each of the three direct fired natural gas boilers. Concrete Transformer Oil Containment & Collection System: a containment and collection system was constructed around each of the six generator step up units. | A positive use determination of 100% for the six heat recovery steam generator stacks, the three gas fired boiler stacks, and the concrete containment for the six generator step-up units. | 2002-03-08 | 12616497 | 100
5775 | T1 | Hays Energy Limited Partnership | Hays Energy Facility | 1601 Francis Harris Ln | San Marcos | TX | 78666 | Hays | CN600125611 | RN100211689 | Exhaust Stacks: an exhaust stack is connected to each of the four Heat Recovery Steam Generators and to each of the two direct fired natural gas boilers. Concrete Transformer Oil Containment & Collection System: a containment and collection system was constructed around each of the four generator step up units. | A positive use determination of 100% for the four heat recovery steam generator stacks, the two gas fired boiler stacks, and the concrete containment for the four generator step-up units. | 2002-03-08 | 8410999 | 100
5776 | T1 | Sabine Mining Company The | Sabine Mining Company | 6501 FM 968 W | Hallsville | TX | 75650 | Harrison | CN600835797 | RN103968707 | The following equipment is used partly for land reclamation: 1999 Komatsu D375A Dozer; 1997 O&K Model 170 Hydraulic Shovel; 1995 Cat D11N Dozer; four 1998 Komatsu 530M Dump Trucks; 1997 Cat D7R Dozer; and 2000 Cat D11R Dozer. The requested use percentage is based on the percentage of time that the equipment is used for land reclamation. | A negative determination. Since this property is used only partly for pollution control purposes a partial determination must be calculated. Under 30 TAC 17.17 partial determinations may only be calculated using the Cost Analysis Procedure. The method proposed by the applicant for calculating Capital Cost Old does not follow the standards established in 30 TAC 1717(b), Footnote 3. A positive use determination can not be calculated for this property. | 2002-04-30 | 6485034 | 100
5777 | T1 | Firestone Polymers LLC | Firestone Polymers LLC | 5713 FM 1006 | Orange | TX | 77630 | Orange | CN601590789 | RN100224468 | The following pollution control projects: Replace Inadequate Relief Valves (7883); Replace Asbestos Insulation (8025); Flowmeter on 001Outfall (8136); Hooded Conveyor Combustible Gas Detector (8163); Recommission Flare Stack M-600R (8178); Replace Asbestos Insulation (8214); 500 Area Solvent Compressor Stuffing Box Vent Recovery (8216); MSA Hydrocarbon Sensor Recording of Dewatering Screen Streams for Both Crumb Liners (8225); Oily Water Separator High Level Alarm (8244); Install SPCC Sump Covers (8244); Replace PVC Vent Piping at Oily Water Separator (8262); Provide Concrete Pad Around 1,2BD Tower (8284); Insulation After Abatement (8302); Replace Obsolete pH Meters at Bio Ponds (8311); Storm Water Drainage/Diversion (7831); Hot Air Recirculation System on Dryer (7831); Crumb Rubber Scrubber (7831); Vapor Ductwork to Direct Fired Thermal Oxidizer (7831); Solvent Recovery System (7831); Vapor Removal Hoods Over Drying Equipment (7831); Welded Pipe Joints (7831); Cooling Tower Installation (7831); Installation of Regenerative Thermal Oxidizer (7832); Rebuild/Replace Relief Valves (7832); Flare Systems Improvements (8164); Crumb Unit Cement Strainer Improvements (8177); Upgrade Pump Sealing System (8291); Repair/Replace Relief Valves and Rupture Discs (8301); Revise North Crumb Unit VOC Ductwork (8313); Install Environmentally Required Unloading Fittings (8315); Install Continuous Emission Monitoring Systems Package for B-110 Boilers (8328); B-110 Boiler Analyzer (8329); Upgrade Overpressure Protection on BD Storage (8340); Install Gas Saving Flare Pilots (8341); Additional LEL Sensors in 100/200 Area (8345); Refurbish NEPS Sump System & Pumps (8349); and Drum Dryer Process Sewer LEL Sensor (8363). | A positive use determination of 100% for the projects to replace Relief Valves (7883); Replace Asbestos Insulation (8025); the Flowmeter (8136); the Hooded Conveyor Combustible Gas Detector (8163); the recommission of the Flare Stack M-600R (8178); Replace Asbestos Insulation (8214); 500 Area Solvent Compressor Stuffing Box Vent Recovery (8216); MSA Hydrocarbon Sensor Recording of Dewatering Screen Streams for Both Crumb Liners (8225); Oily Water Separator High Level Alarm (8244); Install SPCC Sump Covers (8244); Replace PVC Vent Piping at Oily Water Separator (8262); Provide Concrete Pad Around 1,2BD Tower (8284); Insulation After Abatement (8302); Replace Obsolete pH Meters at Bio Ponds (8311); Storm Water Drainage/Diversion (7831); Hot Air Recirculation System on Dryer (7831); Crumb Rubber Scrubber (7831); Vapor Ductwork to Direct Fired Thermal Oxidizer (7831); Vapor Removal Hoods Over Drying Equipment (7831); Welded Pipe Joints (7831); Installation of Regenerative Thermal Oxidizer (7832); Rebuild/Replace Relief Valves (7832); Flare Systems Improvements (8164); Upgrade Pump Sealing System (8291); Repair/Replace Relief Valves and Rupture Discs (8301); Revise North Crumb Unit VOC Ductwork (8313); Install Environmentally Required Unloading Fittings (8315); Install Continuous Emission Monitoring Systems Package for B-110 Boilers (8328); B-110 Boiler Analyzer (8329); Upgrade Overpressure Protection on BD Storage (8340); Install Gas Saving Flare Pilots (8341); Additional LEL Sensors in 100/200 Area (8345); Refurbish NEPS Sump System & Pumps (8349); and Drum Dryer Process Sewer LEL Sensor (8363). | 2002-04-29 | 6443098 | 100
5778 | T1 | Brio Site Task Force | Brio Superfund Site | 2501 Dixie Farm Rd | Houston | TX | 77089 | Harris | CN600380166 | RN100672377 | The following items: Slurry Wall / Barrier Wall; Final Cover System; Groundwater Recovery System; Waste Water Treatment Facility; and Environmental Paving. | A positive use determination of 100% for the Slurry Wall / Barrier Wall; Final Cover System; Groundwater Recovery System; Waste Water Treatment Facility; and Environmental Paving. | 2002-03-29 | 13500000 | 100
5779 | T3 | Atofina Petrochemicals | Atofina Port Arthur Refinery | Hwy 366 & 32Nd St | Port Arthur | TX | 77642 | Jefferson | CN601580590 | RN102457520 | In order to meet the requirements of the state implementation plan two existing 150,000 lb/hr boilers were replaced with two new 180,000 lb/hr boilers. | A positive use determination of 9.6% for the two 180,000 lb/hr steam boilers. | 2002-05-21 | 3543135 | 100
5780 | T1 | Atofina Petrochemicals | Atofina Port Arthur Refinery | Hwy 366 & 32Nd St | Port Arthur | TX | 77642 | Jefferson | CN601580590 | RN102457520 | Installed an internal floating roof on tank 591. Project to install a new Oxygen Analyzer; replace a Vapor Blower, Purge Air Blower, and Assisted Air Blower; and the installation of selector buttons in the local control panel, configuration of the PLC and associated wiring. | A positive use determination of 100% for the floating roof for Tank 591 and the vapor controls for PAR marine terminal. | 2002-03-08 | 715000 | 100
5781 | T1 | Elk Corporation Of Texas | Elk Corporation Of Texas | 202 Cedar Rd | Ennis | TX | 75120 | Ellis | CN600126858 | RN100213479 | The following pollution control property: Regenerative Thermal Oxidizer; Monitoring Equipment on Final Control Device; Predictive Emissions Monitors; Low NOx Fuel Injection System; and Hoods and Collection Systems for Final Control Devices. | A positive use determination of 100% for the Regenerative Thermal Oxidizer; the Monitoring Equipment on Final Control Device; the Predictive Emissions Monitors; the Low NOx Fuel Injection System; and the Hoods and Collection Systems for Final Control Devices. | 2002-02-22 | 1106775 | 100
5782 | T1 | Stolthaven (Houston) Inc | Stolthaven | 15630 Jacintoport Blvd | Houston | TX | 77015 | Harris | CN600124820 | RN100210475 | Installed internal floating roofs in tanks P15-31, 35 & P50-1, 5. Installed a tank vent system. Area paving and concrete work for storage tank P50-5 for storm water collection and containment. Constructed storm water drainage systems for tanks D15-25 thru 28 & P15-31 & 35 and P50-5. Also installed additional waste water fans, lift pumps and a chemical sewer. Installed a flare at the new rail cleaning facility. Purchased a Gastech portable emission monitor. | A positive use determination of 100% for the floating roofs with secondary seals, the tank vent system, the area paving, the storm water drainage systems, the flare and the Gastech monitor. | 2002-03-08 | 1302849 | 100
5783 | T1 | ABB Vetco Gray Inc | ABB Vetco Gray | 12221 N Houston Rosslyn | Houston | TX | 77086 | Harris | CN603881673 | RN100901768 | Environmental concrete work for collection and containment of hydraulic fluids and coolants associated with Chip Cooling System. | A positive use determination of 100% for the paving in the Chip Cooling System area. | 2002-03-08 | 469507 | 100
5784 | T2 | Atofina Petrochemicals | Atofina Port Arthur Refinery | Hwy 366 & 32Nd St | Port Arthur | TX | 77642 | Jefferson | CN601580590 | RN102457520 | Caustic Wash System and Spent Caustic Oxidation: Installation of towers, exchangers, pumps, piping, tanks, and controls make up the caustic wash system. | A positive use determination of 100% for the Spent Caustic Wet Air Oxidation System. | 2002-05-21 | 18362903 | 100
5785 | T2 | Baytown Energy Center LP | Baytown Energy Center LP | 8605 FM 1405 Road | Baytown | TX | 77521 | Chambers | CN600376073 | RN100226067 | Calpine has developed a 722 MW natural gas-fired cogeneration combined cycle plant. Property includes: Combustion Turbine Demisters A/B/C; Steam Turbine Demister; Ammonia Deluge Systems; Ammonia Leak Detection System; HRSC Continuous Emission Monitoring Systems A/B/C; Selective Catalytic Reduction Systems A/B/C; Distributed Control System; Exhaust Stacks HRSG A/B/C; Exhaust Stacks for Aux. Boilers; Waste Water collection tanks, pumps and piping; Power Block Area Paving; Storm Water Pond, Pumps, and collection piping; Containment Basins - STG lube oil, transformers, NH3 storage; Cathodic Protection; CPI Separator, Cooling Tower; and the Dry Low NOx System for the Combustion Turbines. | A positive use determination is granted as detailed on the attached document. | 2002-05-20 | 1289500 | 100
5786 | T3 | SRW Cogeneration LP | Sabine River Works Cogeneration | FM 1006 | Orange | TX | 77631 | Orange | CN601091689 | RN101986818 | Installed Dry Low NOx Combustion Systems on the General Electric CTG's as a part of a 420 Megawatt Cogeneration facility. | A positive use determination of 100% for the Dry Low NOx Combustion Systems for the two combustion turbine generators. | 2002-03-08 | 4203106 | 100
5787 | T3 | SRW Cogeneration LP | Sabine River Works Cogeneration | FM 1006 | Orange | TX | 77631 | Orange | CN601091689 | RN101986818 | The following pollution control property: 1. Particulate filters and separators used in fuel supply systems. 2. Duct Burner components for the HRSgs; Duct Burner components and Hydrogen & HP-DOG components for the Fuel Gas Systems. 3. Continuous Emission Monitoring Systems for each stack. 4. Ambient Air Temperature and RH indicators, monitors, and controls. 5. Selective Catalytic and Noncatalytic Reduction Systems. 6. Air/Fuel Ratio Controllers. 7. Welding of pipe joints. 8. Hoods and collection systems for the Fuel Gas Systems. 9. Stacks for each CT/HRSG Train. 10. Chlorination storage and injection system. 11. API Separator. 12. Storm water and process waste water collection systems. 13. Process condensate return system. 14. Waste water treatment and segregation systems. 15. Liquid level monitoring, control, and alarming for sumps and secondary. 16. Secondary containment for Chemical Feed Systems for LP & HP feedwater systems; circulating water system; and 17. Aqueous ammonia storage system. Cathodic protection for buried pipes. | A positive use determination of 100% for items 2, 3, 4, 5, 6, 7, 9, 10, 11, 12, 13, 14, 15, 16, and 17. A negative determination for item 1. The applicant withdrew item 8. | 2002-04-17 | 9072377 | 100
5788 | T1 | Eastman Chemical Company | Eastman Chemical Texas Operations | Hwy 149 @ Kodak Blvd | Longview | TX | 75603 | Harrison | CN601214406 | RN100219815 | Project to modify an existing distillation column for use as a design stripper. Stripper will be used for stripping VOCs form waste water streams. | A positive use determination of 100% for the steam stripper. | 2002-05-20 | 986000 | 100
5789 | T1 | E I Du Pont De Nemours & Co Inc | DuPont Victoria | 2695 Old Bloomington Rd N | Victoria | TX | 77903 | Victoria | CN600128284 | RN102663671 | Constructed a self-supporting 105 foot stack and four additional 105 stacks supported by existing building steel. | A positive use determination of 100% for the five exhaust stacks. | 2002-02-15 | 600000 | 100
5790 | T1 | E I Du Pont De Nemours & Co Inc | DuPont Victoria | 2695 Old Bloomington Rd N | Victoria | TX | 77903 | Victoria | CN600128284 | RN102663671 | Constructed two horizontal pressurized tanks (12 ft x 15 ft 100 psig rated) along with piping and instrumentation which will contain reactor NOx vapors from unit shut-downs. | A positive use determination of 100% for the two horizontal pressurized tanks (12 ft x 15 ft 100 psig rated) along with piping and instrumentation. | 2002-02-15 | 1700000 | 100
5791 | T1 | Mary Kay Inc | Mary Kay Inc | 1330 Regal Row | Dallas | TX | 75247 | Dallas | CN600366256 | RN100657113 | Purchase and installation of a static screen, clarifying tank, and two 15,000 gallon equalization tanks to upgrade the waste water pre-treatment system. Additional upgrades included automating critical monitoring points, re-tooling the dissolved air flotation unit, and providing adequate containment. The above ground diesel tank was replaced. | A positive use determination of 100% for the static screen, clarifying tank, two 15,000 gallon equalization tanks, automation of critical monitoring points, re-tooling the dissolved air flotation unit, the chemical waste storage shed, and the upgrade to spill containment. A positive use determination of 50% for the above ground diesel tank. | 2002-03-08 | 636373 | 100
5792 | T1 | Xetel Corporation | Xetel | 2200 Chemsearch Blvd | Irving | TX | 75062 | Dallas | CN600294474 | RN102338019 | Constructed chemical storage shed for storage of hazardous waste. Shed has secondary containment. | A positive use determination of 100% for the chemical waste storage shed. | 2002-03-08 | 27830 | 100
5793 | T1 | Atofina Petrochemicals | Atofina Bayport | 12212 Port Road | Pasadena | TX | 77507 | Harris | CN601580590 | RN100909373 | The following property: Additive Dump Hopper Dust Collector & Exhaust Fan and Extruder Feed Dust Collector & Exhaust Fan. | A positive use determination of 100% for the two baghouses with exhaust fans. | 2002-02-15 | 405501 | 100
5794 | T1 | Atofina Petrochemicals | Atofina Port Arthur Refinery | Hwy 366 & 32Nd St | Port Arthur | TX | 77642 | Jefferson | CN601580590 | RN102457520 | Installed seven continuous emission monitoring systems. Installed a Heat Recovery Steam Generator with low NOx burners. Installation of HRSG Selective Catalytic Reduction System Ducts with ammonia injection grid, catalyst frame w/catalyst, ammonia valve train, mixing chamber, and controls. HRSG exhaust stack. Installation of Gas Turbine Dry Low NOx combustion system. Installed 4 sump pumps and piping for storm water control. Installed a lube oil demister on the combustion turbine. | A positive use determination of 100% for the seven continuous emission monitoring systems; the low NOx burner for the gas turbine; the low NOx burner, the SCR unit and the stack for the HRSG; the sump pumps; and the lube oil demister. | 2002-03-29 | 4798210 | 100
5795 | T1 | Atofina Petrochemicals | Atofina Port Arthur Refinery | Hwy 366 & 32Nd St | Port Arthur | TX | 77642 | Jefferson | CN601580590 | RN102457520 | The following: Continuous Emission Monitoring Systems, Low NOx Burners for Cracking Heaters; Exhaust Stacks for Cracking Heaters; Structure and Supports for future selective catalytic reduction systems; Wobbe and S Analyzers; Cyclones for Cracking Heater exhaust gases.; Instrumentation for Flare; Hydrocarbon/H2s detectors; Welded Valve Flanges; Waste Storage Pad; Cooling Water Dechlorination equipment; Wet and Dry Flare Header System; Recycle lines, bleeds on dryers and reactor regeneration system; Solvent Recovery System in ARO; Environmental Paving; and Potable Water System. | A positive use determination of 100% for the Continuous Emission Monitoring Systems, Low NOx Burners for Cracking Heaters; Exhaust Stacks for Cracking Heaters; Structure and Supports for future selective catalytic reduction systems; Wobbe and S Analyzers; Cyclones for Cracking Heater exhaust gases.; Instrumentation for Flare; Hydrocarbon/H2s detectors; Welded Valve Flanges; Waste Storage Pad; Cooling Water Dechlorination equipment; Wet and Dry Flare Header System; Recycle lines, bleeds on dryers and reactor regeneration system; Solvent Recovery System in ARO; Environmental Paving; and Potable Water System. | 2002-03-29 | 19587430 | 100
5796 | T1 | E I Du Pont De Nemours & Co Inc | DuPont Beaumont | Hwy 347 S | Beaumont | TX | 77705 | Jefferson | CN600128284 | RN100216035 | A new 500-ton refrigerated vapor-condensing unit will be utilized to capture vapors generated from the Ammonia Storage Tank. | A positive use determination of 90% for the refrigerated vapor condenser. | 2002-02-19 | 522000 | 100
5797 | T1 | E I Du Pont De Nemours & Co Inc | DuPont Beaumont | Hwy 347 S | Beaumont | TX | 77705 | Jefferson | CN600128284 | RN100216035 | Underground Injection Control Deepwell pH Control System. | A positive use determination of 100% for the pH control system. | 2002-02-19 | 422000 | 100
5798 | T1 | Huntsman LLC | Huntsman Jefferson County | 4241 Savannah Ave | Port Arthur | TX | 77640 | Jefferson | CN603603093 | RN103033189 | Constructed a dome over the existing external floating roof on a new product storage tank. | A positive use determination of 100% for the dome tank roof. | 2002-03-15 | 196100 | 100
5799 | T1 | Huntsman LLC | Huntsman Jefferson County | 4241 Savannah Ave | Port Arthur | TX | 77640 | Jefferson | CN603603093 | RN103033189 | Removal of unneeded filters at the Du Pont ethylene skid. | A positive use determination of 100% for the project at the Du Pont ethylene skid to remove unneeded filters and replace with piping. | 2002-03-18 | 26500 | 100
5800 | T1 | Huntsman LLC | Huntsman Jefferson County | 4241 Savannah Ave | Port Arthur | TX | 77640 | Jefferson | CN603603093 | RN103033189 | Constructed a concrete pad for the carbon canister regeneration. | A positive use determination of 100% for the concrete pad. | 2002-03-18 | 22000 | 100
5801 | T1 | Huntsman LLC | Huntsman Jefferson County | 4241 Savannah Ave | Port Arthur | TX | 77640 | Jefferson | CN603603093 | RN103033189 | Installed containment with structural steel for the A&O Plant AU Wash Rack. | A positive use determination of 100% for the concrete containment with structural steel. | 2002-03-18 | 41000 | 100
5802 | T1 | Huntsman LLC | Huntsman Jefferson County | 4241 Savannah Ave | Port Arthur | TX | 77640 | Jefferson | CN603603093 | RN103033189 | Installed Honeywell LCN equipment at the Motiva MV Harlow Power Station and Station No. 2. | A positive use determination of 100% for the Honeywell LCN equipment. | 2002-03-18 | 179000 | 100
5803 | T1 | Huntsman LLC | Huntsman Jefferson County | 4241 Savannah Ave | Port Arthur | TX | 77640 | Jefferson | CN603603093 | RN103033189 | Installed a thermal oxidizer at the API separator. | A positive use determination of 100% for the thermal oxidizer. | 2002-03-18 | 1433000 | 100
5804 | T1 | Huntsman LLC | Huntsman Jefferson County | 6001 Hwy 366 | Port Neches | TX | 77651 | Jefferson | CN603603093 | RN100219252 | Replaced an aerator at the Joint Waste Water Treatment Plant. | A positive use determination of 100% for the project to replace an aerator at the Joint Waste Water Treatment Plant. | 2002-03-18 | 88000 | 100
5805 | T1 | Huntsman LLC | Huntsman Jefferson County | 6001 Hwy 366 | Port Neches | TX | 77651 | Jefferson | CN603603093 | RN100219252 | Project to provide concrete lined ditches for storm/process water from the South Unit to Block No. 6 pumps prior to the Joint Waste Water Treatment Plant. | A positive use determination of 100% for the concrete lining of ditches, two new junction boxes, and piping. | 2002-03-18 | 500000 | 100
5806 | T1 | Huntsman LLC | Huntsman Jefferson County | 6001 Hwy 366 | Port Neches | TX | 77651 | Jefferson | CN603603093 | RN100219252 | Project to install a new governor for the S2C1A compressor. | A positive use determination of 100% for the project to install a new governor for the S2C1A compressor. | 2002-03-18 | 24500 | 100
5807 | T1 | Huntsman LLC | Huntsman Jefferson County | 6001 Hwy 366 | Port Neches | TX | 77651 | Jefferson | CN603603093 | RN100219252 | Project to install a new pump, foundation, piping, and associated electrical and instrumentation to improve the movement of thickened bio-sludge from the C4 Clarifier to the Aerobic Digester Tanks. | A positive use determination of 100% for the project to install a new pump, foundation, piping, and associated electrical and instrumentation to improve the movement of thickened bio-sludge from the C4 Clarifier to the Aerobic Digester Tanks. | 2002-03-18 | 213700 | 100
5808 | T1 | Huntsman LLC | Huntsman Jefferson County | 6001 Hwy 366 | Port Neches | TX | 77651 | Jefferson | CN603603093 | RN100219252 | Project to change the routing of the polyblend water from the S5D3 to the S2F4. Property includes 40 ft of 2" piping. | A positive use determination of 100% for the project to change the routing of the poly-blend water from the S5D3 to the S2F4. | 2002-03-18 | 8000 | 100
5809 | T1 | Huntsman LLC | Huntsman Jefferson County | 6001 Hwy 366 | Port Neches | TX | 77651 | Jefferson | CN603603093 | RN100219252 | Project to provide an impervious secondary containment concrete vessel to contain releases from Tanks 37 & 38 of Block 5. | A positive use determination of 100% for the project to provide an impervious secondary containment concrete vessel to contain releases from Tanks 37 & 38 of Block 5. | 2002-03-18 | 318600 | 100
5810 | T1 | Huntsman LLC | Huntsman Jefferson County | 6001 Hwy 366 | Port Neches | TX | 77651 | Jefferson | CN603603093 | RN100219252 | Project to provide piping facilities ( 200 feet of 6 inch piping with structural steel support) for transferring products of regeneration from acetylene removal reactors to the flare line. | A positive use determination of 100% for the project to provide piping facilities for transferring products of regeneration from acetylene removal reactors to the flare line. | 2002-03-18 | 115000 | 100
5811 | T1 | Huntsman LLC | Huntsman Jefferson County | 6001 Hwy 366 | Port Neches | TX | 77651 | Jefferson | CN603603093 | RN100219252 | Drilled piers and provided structural steel as anchors for Tank 95. | A positive use determination of 100% for the project to provide for structural stability from Tank 95 following new PRV settings, which will prevent releases of Methanol to the atmosphere. | 2002-03-18 | 18500 | 100
5812 | T1 | Huntsman LLC | Huntsman Jefferson County | 6001 Hwy 366 | Port Neches | TX | 77651 | Jefferson | CN603603093 | RN100219252 | Piping, pump, foundations and instrumentation installed to route slop oil to vessel S5F8 rather than Tanks 45, 46, and 54. | A positive use determination of 100% for the project to provide routing of slop oil to idle vessel S5F8. | 2002-03-18 | 119000 | 100
5813 | T1 | Huntsman LLC | Huntsman Jefferson County | 6001 Hwy 366 | Port Neches | TX | 77651 | Jefferson | CN603603093 | RN100219252 | Installed three new and modified to existing fence line monitoring sites. | A positive use determination of 100% for the project to provide additional fence-line monitoring at C4 Plant. | 2002-03-18 | 1030000 | 100
5814 | T1 | Huntsman LLC | Huntsman Jefferson County | 6001 Hwy 366 | Port Neches | TX | 77651 | Jefferson | CN603603093 | RN100219252 | Project to re-route S2F8 vapors to the boilers rather than the flare. | A positive use determination of 100% for the project to re-route S2F8 vapors to the boilers rather than the flare. | 2002-03-18 | 10500 | 100
5815 | T1 | Huntsman LLC | Huntsman Jefferson County | 6001 Hwy 366 | Port Neches | TX | 77651 | Jefferson | CN603603093 | RN100219252 | Installed a closed conduit piping system to prevent process water from Block 5 from overflowing into storm outfall 201. | A positive use determination of 100% for the project to install a closed conduit piping system to prevent process water from Block 5 from overflowing into storm outfall 201. | 2002-03-18 | 124000 | 100
5816 | T1 | Huntsman LLC | Huntsman Jefferson County | 6001 Hwy 366 | Port Neches | TX | 77651 | Jefferson | CN603603093 | RN100219252 | This project provides for the use of S5F13 as a spare while S2-F-8 is down. Property includes piping and instrumentation. | A positive use determination of 100% for the project to allow S5F13 to be used as a spare when S2-F-8 is down. | 2002-03-18 | 78000 | 100
5817 | T1 | Huntsman LLC | Huntsman Jefferson County | 6001 Hwy 366 | Port Neches | TX | 77651 | Jefferson | CN603603093 | RN100219252 | Two pumps, piping, foundations and electrical/instrumentation to eliminate deposition of clarified sludge in the drainage ditch system and improve storm water handling capacity. | A positive use determination of 100% for the project in the O/O Plant which provides modifications and Re-commissions the PV-17 & 18 Waste Water Delivery Systems. | 2002-03-18 | 246000 | 100
5818 | T1 | Huntsman LLC | Huntsman Jefferson County | 6001 Hwy 366 | Port Neches | TX | 77651 | Jefferson | CN603603093 | RN100219252 | Project to provide an EO Scrubber, piping and instrumentation. | A positive use determination of 100% for the project to provide an EO Scrubber, piping and instrumentation. | 2002-03-18 | 1430000 | 100
5819 | T1 | Huntsman LLC | Huntsman Jefferson County | 6001 Hwy 366 | Port Neches | TX | 77651 | Jefferson | CN603603093 | RN100219252 | Project to redirect the sanitary sewer overflow away from drainage district 7 into 2nd street ditch. | A positive use determination of 100% for the project to redirect the sanitary sewer overflow away from drainage district 7 into 2nd street ditch. | 2002-03-18 | 91000 | 100
5820 | T1 | Huntsman LLC | Huntsman Jefferson County | 6001 Hwy 366 | Port Neches | TX | 77651 | Jefferson | CN603603093 | RN100219252 | Project to replace four existing barometric jet systems with four new systems and surface condensers. | A positive use determination of 100% for the project to replace four existing barometric jet systems with four new systems and surface condensers. | 2002-03-18 | 658000 | 100
5821 | T1 | Huntsman LLC | Huntsman Jefferson County | 6001 Hwy 366 | Port Neches | TX | 77651 | Jefferson | CN603603093 | RN100219252 | Installation of concrete ditches on the NW Area of Tank Farm. | A positive use determination of 100% for the project to install concrete ditches on the NW Area of Tank Farm. | 2002-03-18 | 32000 | 100
5822 | T1 | Huntsman LLC | Huntsman Jefferson County | 6001 Hwy 366 | Port Neches | TX | 77651 | Jefferson | CN603603093 | RN100219252 | Installed a SAAB gauging system which will work in tandem with the HTG to track T-O-162 level during marine transfers. | A positive use determination of 100% for the project to provide a SAAB gauging system to track T-O-162 level during marine transfers. | 2002-03-18 | 35000 | 100
5823 | T1 | Huntsman LLC | Huntsman Jefferson County | 6001 Hwy 366 | Port Neches | TX | 77651 | Jefferson | CN603603093 | RN100219252 | Project to remove unneeded valves, flanges and an old EO filter from the E3 PO Receiving Line. | A positive use determination of 100% for the project to remove unneeded valves, flanges and an old EO filter from the E3 PO Receiving Line. | 2002-03-18 | 33000 | 100
5824 | T1 | Huntsman LLC | Huntsman Jefferson County | 6001 Hwy 366 | Port Neches | TX | 77651 | Jefferson | CN603603093 | RN100219252 | Provided a flow through sample system to eliminate samples being released to the atmosphere at the boom track. | A positive use determination of 100% for the project to provide a flow through sample system to eliminate samples being released to the atmosphere at the boom track. | 2002-03-18 | 11000 | 100
5825 | T1 | Huntsman LLC | Huntsman Jefferson County | 6001 Hwy 366 | Port Neches | TX | 77651 | Jefferson | CN603603093 | RN100219252 | Installed a heat exchanger with piping and instrumentation for use on the regenerator wash trays. | A positive use determination of 100% for the heat exchanger with piping and instrumentation. | 2002-03-18 | 75000 | 100
5826 | T1 | Huntsman LLC | Huntsman Jefferson County | 6001 Hwy 366 | Port Neches | TX | 77651 | Jefferson | CN603603093 | RN100219252 | O/O Plant - F4 Regenerator Vent Modification: replacement of 4 trays of F4 regenerator, F-F4-135, with 2Y316 stainless steel structured packing. | A positive use determination of 100% for the O/O Plant - F4 Regenerator Vent Modification Project. | 2002-03-18 | 233000 | 100
5827 | T1 | Huntsman LLC | Huntsman Jefferson County | 6001 Hwy 366 | Port Neches | TX | 77651 | Jefferson | CN603603093 | RN100219252 | Provide for a thermowell with thermocouple into the firebox of the F6 incinerator through one of the existing peep holes. | A positive use determination of 100% for the project to provide the thermowell with thermocouple. | 2002-03-18 | 6000 | 100
5828 | T1 | Huntsman LLC | Huntsman Jefferson County | 6001 Hwy 366 | Port Neches | TX | 77651 | Jefferson | CN603603093 | RN100219252 | Provide for four thermocouples into thermowells in the firebox of the H-F4-1 incinerator. | A positive use determination of 100% for the project to provide four thermocouples into thermowells in the firebox of the H-F4-1 incinerator. | 2002-03-18 | 12000 | 100
5829 | T1 | Huntsman LLC | Huntsman Odessa Petrochemical | 2400 S Grandview Ave | Odessa | TX | 79766 | Ector | CN600132104 | RN101867554 | Installed polyethylene liners in two brine pits. | A positive use determination of 100% for the project to installed polyethylene liners in two brine pits. | 2002-02-22 | 237000 | 100
5830 | T1 | Huntsman LLC | Huntsman Odessa Petrochemical | 2400 S Grandview Ave | Odessa | TX | 79766 | Ector | CN600132104 | RN101867554 | Installed a new Low Pressure Flare and associated collection header piping in the Polypropylene Line Unit 2. | A positive use determination of 100% for the project to install a new Low Pressure Flare and associated collection header piping in the Polypropylene Line Unit 2. | 2002-02-22 | 153000 | 100
5831 | T1 | Huntsman LLC | Huntsman Odessa Petrochemical | 2400 S Grandview Ave | Odessa | TX | 79766 | Ector | CN600132104 | RN101867554 | Installed a steam assisted flare tip. | A positive use determination of 100% for the project to install a steam assisted flare tip. | 2002-02-22 | 426000 | 100
5832 | T1 | Huntsman LLC | Huntsman Odessa Petrochemical | 2400 S Grandview Ave | Odessa | TX | 79766 | Ector | CN600132104 | RN101867554 | Installed infrared pilot flame monitors on the Polypropylene Unit's high and low pressure flares and the Linear Low Density Unit's process flare. | A positive use determination of 100% for the project to install infrared pilot flame monitors on the Polypropylene Unit's high and low pressure flares and the Linear Low Density Unit's process flare. | 2002-02-22 | 24500 | 100
5833 | T1 | Huntsman LLC | Huntsman Odessa Petrochemical | 2400 S Grandview Ave | Odessa | TX | 79766 | Ector | CN600132104 | RN101867554 | Installed hydrocarbon/water interface probes on the process waste water Hydrocarbon Decanter in the Styrene Monomer Unit. | A positive use determination of 100% for the project to install hydrocarbon/water interface probes on the process waste water Hydrocarbon Decanter in the Styrene Monomer Unit. | 2002-02-22 | 184000 | 100
5834 | T1 | Huntsman LLC | Huntsman Odessa Petrochemical | 2400 S Grandview Ave | Odessa | TX | 79766 | Ector | CN600132104 | RN101867554 | Installed a collection header that routes emissions from three blender/dryers in the Polypropylene Manufacturing Unit to the Polypropylene high pressure flare. | A positive use determination of 100% for the project to install a collection header that routes emissions from three blender/dryers in the Polypropylene Manufacturing Unit to the Polypropylene high pressure flare. | 2002-02-22 | 59000 | 100
5835 | T1 | Huntsman LLC | Huntsman Odessa Petrochemical | 2400 S Grandview Ave | Odessa | TX | 79766 | Ector | CN600132104 | RN101867554 | Installed a Gas Chromatograph Analyzer. | A positive use determination of 100% for the Gas Chromatograph Analyzer. | 2002-02-22 | 104000 | 100
5836 | T1 | Huntsman LLC | Huntsman Odessa Petrochemical | 2400 S Grandview Ave | Odessa | TX | 79766 | Ector | CN600132104 | RN101867554 | Installed a central vacuum and filter system to control particulate emissions from the Polypropylene Unit's additive room. | A positive use determination of 100% for the project to install a central vacuum and filter system to control particulate emissions from the Polypropylene Unit's additive room. | 2002-02-22 | 68000 | 100
5837 | T1 | Huntsman LLC | Huntsman Odessa Petrochemical | 2400 S Grandview Ave | Odessa | TX | 79766 | Ector | CN600132104 | RN101867554 | Installed a new on-line analyzer to detect the presence of excess hydrocarbons in the Linear Low Density Polyethylene Unit's waste water. | A positive use determination of 100% for the project to install a new on-line analyzer to detect the presence of excess hydrocarbons in the Linear Low Density Polyethylene Unit's waste water. | 2002-02-22 | 20000 | 100
5838 | T1 | Huntsman LLC | Huntsman Odessa Petrochemical | 2400 S Grandview Ave | Odessa | TX | 79766 | Ector | CN600132104 | RN101867554 | Installed new monitoring instrumentation consisting of communication links from the monitoring instruments to the DCS. | A positive use determination of 100% for the project to install new monitoring instrumentation consisting of communication links from the monitoring instruments to the DCS. | 2002-02-22 | 133000 | 100
5839 | T2 | American Acryl LP | American Acryl LP | 4923 Bayport Rd | Pasadena | TX | 77507 | Harris | CN600731756 | No Regulated Entity at this Location | The following property: Agitators; Feed Pre-Heater; Coolers; Vent Condensers; Recycle Gas Heater; Reboiler; Bottom Evaporator; Condensers; Suction Filters; Recycle Filters; Inhibitor Host; Pumps; Inhibitor Charger; Stripping Column; Solvent Recovery Column; MA Separation Column; Seal Pot; Reflux Tank; Dimer Decomposing Tank; Solvent Storage Tank; Inhibitor Tanks; Ejector Seal Recovery Tanks; Vacuum Pump Package, Waste Water Tanks; Heavies Storage Tank; HTS Holder; Dust Collection Package; Thermal Oxidizer; Vent Blower; Tempered Water Exchangers; Caustic Dilution Cooler; Cooler/Heater; Oxygen-Poor Air Mixer; Wash Caustic Dilution Mixer; Lamella Clarifier Package; Tempered Water Tanks; Denim Blowdown Tank, Caustic Storage Tank; Storm Water Storage Tank; POTW Waste Water Storage Tank; O2 Poor Air Receiver; Sulfuric Storage Tank; Vent Gas Water Seal Drum; Sanitary Sewer Lifts; Tank Area Curbing and Diking; Slope Protections And Linings; Cooling Water and Chilled Water Pumps; Cooling Towers; Water Chiller Unit; Chilled Water Storage Tank. | A positive use determination of 100% for the items on the attached listing. | 2002-04-30 | 31504461 | 100
5840 | T2 | Atofina Chemicals Inc | Atofina Ba Unit | 4923 Bayport Rd | Pasadena | TX | 77507 | Harris | Insufficient Information | No Regulated Entity at this Location | The following property: Condensers; Agitators; PTZ Hoist; Stabilizer Pumps; PTZ Loading Bin; MBMQ Loading Bin; Inhibitor Prep Tank; Thin Film Evaporator; Hydrolysis Reactor; Washed Ester Tank; Heavies Tank; Reboiler; Feed Heater; Cooler; Inhibitor Dust Filter; Steam Ejector; Ester Wash Column; Aqueous Phase Tank; Top Receiver; Drain Tank; Drip Collection Tank; Vacuum Systems; Feed Pumps; Dist. Transfer Pump; Recirculating Pump; and Draw-off Pumps. | A positive use determination of 100% for the Condensers; Agitators; PTZ Hoist; Stabilizer Pumps; PTZ Loading Bin; MBMQ Loading Bin; Inhibitor Prep Tank; Thin Film Evaporator; Hydrolysis Reactor; Washed Ester Tank; Heavies Tank; Reboiler; Feed Heater; Cooler; Inhibitor Dust Filter; Steam Ejector; Ester Wash Column; Aqueous Phase Tank; Top Receiver; Drain Tank; Drip Collection Tank; Vacuum Systems; Feed Pumps; Dist. Transfer Pump; Recirculating Pump; and Draw-off Pumps. | 2002-04-22 | 488537 | 100
5841 | T2 | Atofina Chemicals Inc | Atofina Ba Unit | 4923 Bayport Rd | Pasadena | TX | 77507 | Galveston | Insufficient Information | No Regulated Entity at this Location | The following property: Condensers; Agitators; PTZ Hoist; Stabilizer Pumps; PTZ Loading Bin; MBMQ Loading Bin; Inhibitor Prep Tank; Thin Film Evaporator; Hydrolysis Reactor; Washed Ester Tank; Heavies Tank; Reboiler; Feed Heater; Cooler; Inhibitor Dust Filter; Steam Ejector; Ester Wash Column; Aqueous Phase Tank; Top Receiver; Drain Tank; Drip Collection Tank; Vacuum Systems; Feed Pumps; Dist. Transfer Pump; Recirculating Pump; and Draw-off Pumps. | A positive use determination of 100% for the Condensers; Agitators; PTZ Hoist; Stabilizer Pumps; PTZ Loading Bin; MBMQ Loading Bin; Inhibitor Prep Tank; Thin Film Evaporator; Hydrolysis Reactor; Washed Ester Tank; Heavies Tank; Reboiler; Feed Heater; Cooler; Inhibitor Dust Filter; Steam Ejector; Ester Wash Column; Aqueous Phase Tank; Top Receiver; Drain Tank; Drip Collection Tank; Vacuum Systems; Feed Pumps; Dist. Transfer Pump; Recirculating Pump; and Draw-off Pumps. | 2002-04-22 | 488537 | 100
5842 | T1 | Atofina Chemicals Inc | Atofina Eastgate | 1800 Crosby Eastgate | Crosby | TX | 77532 | Harris | CN600124044 | RN100210301 | Installed an air emission control system consisting of a thermal oxidizer with an approved Burner Management System; detonation arresters; horizontal knock out pot with condensate pump, a caustic scrubber system; and associated piping, pumps, and instrumentation. Applied Ceil Coat-232 to the existing concrete secondary containment Water Treatment Area. | A positive use determination of 100% for Phase 2 of the thermal oxidizer project and for the Ceil Cote-232 applied to the secondary containment in the waste water treatment area. | 2002-03-08 | 3122000 | 100
5843 | T1 | Best Masonry & Tool Supply Inc | Best Masonry San Antonio Bagging Plant | 5033 Callaghan | San Antonio | TX | 78228 | Bexar | CN601412224 | RN102495355 | Installed a bag house which is connected to 6 bulk material silos by duct work and to 2 huge storage tankers. | A positive use determination of 100% for the baghouse. | 2002-03-08 | 49539 | 100
5844 | T1 | Alcoa Inc | Alcoa Rockdale | 5 M S On FM 1786 | Rockdale | TX | 76567 | Milam | CN605253749 | RN103785846 | Installed an Alcan Cassette system in Line 7 Room 130 for the measurement of total fluoride exiting the roof monitor. This is a noncontinuous emission monitoring sampling device. | A positive use determination of 100% for the Alcan Cassette system. | 2002-02-13 | 170000 | 100
5845 | T1 | Alcoa Inc | Alcoa Rockdale | 5 M S On FM 1786 | Rockdale | TX | 76567 | Milam | CN605253749 | RN103785846 | Installed an Alcan Cassette system in Line 5 Room 20 for the measurement of total fluoride exiting the roof monitor. This is a noncontinuous emission monitoring sampling device. | A positive use determination of 100% for the Alcan Cassette system. | 2002-02-13 | 170000 | 100
5846 | T1 | Alcoa Inc | Alcoa Rockdale | 5 M S On FM 1786 | Rockdale | TX | 76567 | Milam | CN605253749 | RN103785846 | Installed an Alcan Cassette system in Line 3 Room 14 for the measurement of total fluoride exiting the roof monitor. This is a noncontinuous emission monitoring sampling device. | A positive use determination of 100% for the Alcan Cassette system. | 2002-02-13 | 170000 | 100
5847 | T1 | Alcoa Inc | Alcoa Rockdale | 5 M S On FM 1786 | Rockdale | TX | 76567 | Milam | CN605253749 | RN103785846 | This project installed a crossover duct in Line 8 west lower courtyard which will connect two individual banks of A-398 dry scrubbers. | A positive use determination of 100% for the project to installed a crossover duct in Line 8 west lower courtyard. | 2002-02-13 | 90000 | 100
5848 | T1 | Alcoa Inc | Alcoa Rockdale | 5 M S On FM 1786 | Rockdale | TX | 76567 | Milam | CN605253749 | RN103785846 | This project to upgrade the existing A-398 Modicon remote I/O communication cable from coax to fiber. | A positive use determination of 100% for the project to upgrade the existing A-398 Modicon remote I/O communication cable from coax to fiber. | 2002-02-13 | 130000 | 100
5849 | T1 | Alcoa Inc | Alcoa Rockdale | 5 M S On FM 1786 | Rockdale | TX | 76567 | Milam | CN605253749 | RN103785846 | This project modified the flow within the precipitators at Line 6 to alter the airflow. | A positive use determination of 100% for the project modify the flow within the precipitators at Line 6 to alter the airflow. | 2002-02-13 | 270000 | 100
5850 | T1 | Alcoa Inc | Alcoa Rockdale | 5 M S On FM 1786 | Rockdale | TX | 76567 | Milam | CN605253749 | RN103785846 | This project added mist eliminators to each of the 12 scrubber towers in Line 6. | A positive use determination of 100% for the project to add mist eliminators to each of the 12 scrubber towers in Line 6. | 2002-02-13 | 250000 | 100
5851 | T1 | Alcoa Inc | Alcoa Rockdale | 5 M S On FM 1786 | Rockdale | TX | 76567 | Milam | CN605253749 | RN103785846 | This project modified the flow within the precipitators at Line 3 to alter the airflow. | A positive use determination of 100% for the project modify the flow within the precipitators at Line 3 to alter the airflow. | 2002-02-13 | 300000 | 100
5852 | T1 | Alcoa Inc | Alcoa Rockdale | 5 M S On FM 1786 | Rockdale | TX | 76567 | Milam | CN605253749 | RN103785846 | This project provided a redundant forced drain system for Potlines 2, 3, and 6 for the return of wet scrubber water to the treatment system. | A positive use determination of 100% for the project to provide a redundant forced drain system for Potlines 2, 3, and 6 for the return of wet scrubber water to the treatment system. | 2002-02-13 | 770000 | 100
5853 | T1 | Alcoa Inc | Alcoa Rockdale | 5 M S On FM 1786 | Rockdale | TX | 76567 | Milam | CN605253749 | RN103785846 | This project installed a crossover duct in Lines 7 and 8 which connect two individual banks of A-398 dry scrubbers. | A positive use determination of 100% for the project to install a crossover duct in Lines 7 and 8 which connect two individual banks of A-398 dry scrubbers. | 2002-02-13 | 190000 | 100
5854 | T1 | Alcoa Inc | Alcoa Rockdale | 5 M S On FM 1786 | Rockdale | TX | 76567 | Milam | CN605253749 | RN103785846 | This project installed dense phase conveying system that continuously empties the precipitator hoppers. The system includes a series of rotary vane feeders, screw conveyors, and pneumatic conveying piping. | A positive use determination of 100% for the rotary vane feeders, screw conveyors, and pneumatic conveying piping installed as a waste collection and transportation system. | 2002-02-13 | 1200000 | 100
5855 | T1 | Alcoa Inc | Alcoa Rockdale | 5 M S On FM 1786 | Rockdale | TX | 76567 | Milam | CN605253749 | RN103785846 | This project installed dust collection and fume treatment equipment for Potline 3. Property includes baghouse, scrubber towers, ductwork, compressors, switchgear and fans. | A positive use determination of 100% for the baghouse, scrubber towers, ductwork, compressors, switchgear and fans. | 2002-02-13 | 6100000 | 100
5856 | T2 | Alcoa Inc | Alcoa Rockdale | 5 M S On FM 1786 | Rockdale | TX | 76567 | Milam | CN605253749 | RN103785846 | Voluntary Emission Reduction project for the Power Plant Dryer Systems. Project is associated with 8 of the 9 dryers (excludes Dryer 1A). Reduced the primary separator efficiency by installing a deflection gate. | A positive use determination of 100% for the Voluntary Emission Reduction project for the Power Plant Dryer Systems. | 2002-03-18 | 3080000 | 100
5857 | T1 | Alcoa Inc | Alcoa Rockdale | 5 M S On FM 1786 | Rockdale | TX | 76567 | Milam | CN605253749 | RN103785846 | Purchased a 18,000 gallon water tank for water truck XXX. Truck used to water roadways in order to control dust emissions. | A positive use determination of 100% for the 18,000 gallon water tank for water truck XXX. | 2002-02-13 | 107000 | 100
5858 | T1 | Alcoa Inc | Alcoa Rockdale | 5 M S On FM 1786 | Rockdale | TX | 76567 | Milam | CN605253749 | RN103785846 | Purchased four electric pump barges to be used to remove process waste water in and around the operating lignite mine pits. | A positive use determination of 100% for the four electric pump barges. | 2002-02-13 | 49000 | 100
5859 | T1 | Alcoa Inc | Alcoa Rockdale | 5 M S On FM 1786 | Rockdale | TX | 76567 | Milam | CN605253749 | RN103785846 | Installed a belt press system to de-water the calcium sulfate for preparation of recycling activities. | A positive use determination of 100% for the belt press. | 2002-02-15 | 145000 | 100
5860 | T1 | Alcoa Inc | Alcoa Rockdale | 5 M S On FM 1786 | Rockdale | TX | 76567 | Milam | CN605253749 | RN103785846 | Purchased a portable noncontinuous emission monitoring system, docking station and an integrated data retrieval and storage device. | A positive use determination of 100% for the portable noncontinuous emission monitoring system. | 2002-02-15 | 28000 | 100
5861 | T3 | AEP-Trent Wind Farm LP | Trent Wind Farm LP | 1423 CR 131 | Trent | TX | 79561 | Taylor | CN602773806 | RN104509815 | Trent Wind Farm: one hundred 1.5 megawatt wind turbine units. The tower height is approx. 200 feet. The rotor assembly diameter is 231 feet. Total height is approx. 328 feet. | A negative determination. The property listed in this application does not meet the requirements of 30 TAC 17.15 and as such is not considered to be pollution control property. | 2002-06-25 | 57805016 | 100
5862 | T1 | Calpine Corporation | Calpine Lost Pines I | Hw 21 NE 4.5 Miles | Bastrop | TX | 78602 | Bastrop | CN600411581 | RN100723915 | Each of the two reheat recovery generators (HRSGs) has an exhaust stack which is approximately 155 feet in height. | A positive use determination of 100% for the two exhaust stacks for the heat recovery steam generators. | 2002-03-08 | 776936 | 100
5863 | T3 | Corpus Christi Cogeneration LP | Corpus Christi Energy Center | 3850 Buddy Lawrence Dr | Corpus Christi | TX | 78407 | Nueces | CN600131726 | RN100224302 | The following property: lube oil demisters for combustion turbines Units 1 & 2 and the steam turbine; fuel gas scrubbers; continuous emission monitors for HRSG Units 1 & 2; site weather station; combustion turbine generator controls; fuel gas modules for combustion turbine generators; center fire guns for auxiliary boilers; duct burner control systems for HRSG Units 1 & 2; fuel gas piping; exhaust stacks for HRSGs and auxiliary boilers; oil/water separator; waste water dechlorination system; storm water collection piping; combustion turbine drain tanks; sanitary waste holding tank and gathering system; waste water monitoring instrumentation; GUS & auxiliary transformer basins; containment for steam turbine lube oil & chemical storage tanks; potable water piping and equipment; dry low NOx combustion systems (2); and plant cooling tower. | A positive use determination is granted as detailed on the attached document. | 2002-07-18 | 21927508 | 100
5864 | T3 | Freestone Power Generation | Freestone Power Generation LP | 1366 FM 488 | Fairfield | TX | 75840 | Freestone | CN600124176 | RN102333853 | The following property: four continuous emission monitoring systems; gas chromatograph; four exhaust stacks; entrance road; potable water system; area concrete paving; raw water area retainment; six GSU/auxiliary transformer containment structures; switchgear transformer containment; plant acid protection equipment; cathodic protection; oil/water separator; outfall & spillway; storm drains; water treatment facility; on-line analyzer; cooling tower chemical storage; waste water collection; septic and sewer aerobic system; dry low NOx system; seal oil detraining system; oil demisters; and two nine cell cooling towers. | A positive use determination of 100% for the four continuous emission monitoring systems; gas chromatograph; four exhaust stacks; entrance road; potable water system; area concrete paving; raw water area retainment; six GSU/auxiliary transformer containment structures; switchgear transformer containment; plant acid protection equipment; cathodic protection; oil/water separator; outfall & spillway; storm drains; water treatment facility; on-line analyzer; cooling tower chemical storage; waste water collection; septic and sewer aerobic system; dry low NOx system; seal oil detraining system; and the oil demisters. A positive use determination of 15% for the two nine cell cooling towers. | 2002-06-25 | 33782435 | 100
5865 | T2 | Channel Energy Center LP | Channel Energy Center LP | 700 Milam St #800 | Houston | TX | 77002 | Harris | Insufficient Information | Insufficient Information | The following property: inlet air bag filters; demisters; strippers; fugitive emission monitors; continuous emission monitoring systems; monitoring equipment; noncontinuous emission monitors; selective catalytic and noncatalytic reduction systems; air/fuel ratio controllers; exhaust stacks for HSRGs and boilers; vapor liquid recovery equipment; CPI separator; clarifier; conveyances, pumps, sumps, tanks, and basins; pH meter, dissolved oxygen meter, chart recorders, etc; spill response equipment; potable water systems, environmental paving; cooling towers; and ammonia storage tanks and heaters. | A positive use determination is granted as detailed on the attached document. | 2002-05-20 | 18617360 | 100
5866 | T2 | Downstream Environmental LLC | Downstream Env. Bp Perrin Plant | 3737 Walnut Bend | Houston | TX | 77027 | Harris | CN600896872 | RN102938719 | The following property: scrubbers; water/chemical sprays for particulate suppression; thermal oxidizers; API separator; skimmer; centrifuges; equalization; ozonation; activated sludge; aeration; trickling filter; digester; filters: sands, gravel, microbial; filters: pumps, sumps, tanks, basins; water conservation systems; recycled water cleaning system; pH meter, dissolved oxygen meter, chart recorder, etc.; neutralization; building; defoaming system; secondary containment; fugitive emission containment structures; dielectric coatings; boiler; submersible pump station; grinder lift station; self priming lift station; submersible lift stations; clarifier, floculator, bar screen; roll-off box; oil filtration system; blowers; paving; and fencing. | A positive use determination of 100% for the scrubbers; water/chemical sprays; thermal oxidizers; ozonation equipment; water conservation systems; primary treatment building; concrete walls; fugitive emission containment structures; boiler; blowers; and the paving. | 2002-06-05 | 1358396 | 100
5867 | T1 | Mitchell Gas Services LP | Mitchell Lone Camp Plant | FM 3137 | Palo Pinto County | TX | 76484 | Palo Pinto | Insufficient Information | Insufficient Information | Installed five catalytic convertors during the plant upgrade. | A positive use determination of 100% for the five catalytic convertors. | 2002-02-13 | 35434 | 100
5868 | T1 | Mitchell Gas Services LP | Mitchell Jameson Processing | H&Tc Rr Co Survey Blk1-A | Silver | TX | 76949 | Coke | Insufficient Information | Insufficient Information | A refrigeration compressor, with a lean burn engine, was installed at the Jameson Processing Plant. A slop oil system was installed. | A positive use determination of 20% for the Solar Turbine Lean Burn Engine and a positive use determination of 100% for the Slop Oil System. | 2002-02-13 | 748581 | 100
5869 | T1 | Acacia Natural Gas Corporation | I-20 Compressor Station | I-20 Frontage Rd | Parker County | TX | 76086 | Parker | CN600132476 | RN100242510 | natural gas compressor station was installed at the I-20 location. The station has four natural gas compressor each of which has a lean burn engine. | A positive use determination of 20% for the four Lean Burn Engines. | 2002-02-13 | 606560 | 100
5870 | T1 | Mitchell Gas Services LP | Mitchell Bridgeport Processing | 415 CR 3502 | Bridgeport | TX | 76426 | Wise | CN601320484 | RN100223619 | Installed six natural gas compressor with lean burn engines, two natural gas compressors with dry low Nox engines, two flares and a thermal oxidizer. | A positive use determination of 20% for the six Lean Burn Engines and the two Dry Low Nox Engines. A positive use determination of 100% for the two flares and the thermal oxidizer. | 2002-02-13 | 3026282 | 100
5871 | T1 | American Electric Power | Oklaunion Power Plant | 12567 FM 3430 | Vernon | TX | 76385 | Wilbarger | CN601243389 | RN101062255 | Installed evaporation pond #11, a bleach tank and an acid storage tank. | A positive use determination of 100% for the Bleach Tank, the Acid Storage Tank and Evaporation Pond #11. | 2002-02-13 | 455087 | 100
5872 | T1 | American Electric Power | Oklaunion Power Plant | 12567 FM 3430 | Vernon | TX | 76385 | Wilbarger | CN601243389 | RN101062255 | Installed Absorber Recycle Pump, replaced the Mist Eliminators for Absorber 103 and replaced the vacuum pump for flay ash silo 1A. | A positive use determination of 100% for the Absorber Recycle Pump, the replacement the Mist Eliminators for Absorber 103 and the replacement the vacuum pump for flay ash silo 1A. | 2002-02-13 | 90183 | 100
5873 | T1 | American Electric Power | Pirkey Power Plant | 2400 FM 3251 | Hallsville | TX | 75650 | Harrison | CN600126767 | RN100214287 | Installed Low Nox Burners, Over Fire Air Systems, FGD Recorders, and FGD Presaturator Headers. | A positive use determination of 100% for the Low Nox Burners, the Over Fire Air Systems, the FGD Recorders, and the FGD Presaturator Headers. | 2002-02-13 | 6623300 | 100
5874 | T1 | American Electric Power | Pirkey Power Plant | 2400 FM 3251 | Hallsville | TX | 75650 | Harrison | CN600126767 | RN100214287 | Constructed a haul road for the FGD landfill | A positive use determination of 100% for the Landfill Haul Road. | 2002-02-13 | 50000 | 100
5875 | T1 | American Electric Power | Lone Star Power Plant | PO Box 309 | Avinger | TX | 75630 | Marion | CN600126767 | RN100542620 | Installed a Continuous Emission Monitoring System. | A positive use determination of 100% for the Continuous Emission Monitoring Systems. | 2002-02-13 | 95883 | 100
5876 | T1 | American Electric Power | Welsh Power Plant | FM 1735 | Pittsburg | TX | 75686 | Titus | CN603919325 | RN100213370 | Installed Low Nox Burners, Overfire Air Systems and Burner Controls. | A positive use determination of 100% for the Low Nox Burners, the Overfire Air Systems and the Burner Controls. | 2002-02-13 | 4560683 | 100
5877 | T1 | Sempra Energy | Lon C Hill LP | 3501 Callicoatte Rd | Corpus Christi | TX | 78410 | Nueces | CN601537764 | RN100215979 | Re-paved the plant entrance roadway. | A positive use determination of 100% for the project to re-pave the plant entrance roadway. | 2002-02-13 | 30545 | 100
5878 | T1 | Sempra Energy | Coleto Creek Power LP | FM 2987 | Fannin | TX | 77960 | Goliad | CN602809006 | RN100226919 | Install four precipitator transformer rectifier sets. | A positive use determination of 100% for the project to install four precipitator transformer rectifier sets. | 2002-02-13 | 35734 | 100
5879 | T1 | Sempra Energy | Coleto Creek Power LP | FM 2987 | Fannin | TX | 77960 | Goliad | CN602809006 | RN100226919 | Install an Over-fire Air System. | A positive use determination of 100% for the project to install the Over-fire Air System. | 2002-02-13 | 3000000 | 100
5880 | T1 | Sempra Energy | Coleto Creek Power LP | FM 2987 | Fannin | TX | 77960 | Goliad | CN602809006 | RN100226919 | Installed pH meters for water treatment and a spectrophotometer for water analysis. | A positive use determination of 100% for the project to install pH meters for water treatment and a spectrophotometer for water analysis. | 2002-02-13 | 13058 | 100
5881 | T1 | Sempra Energy | Lon C Hill LP | 3501 Callicoatte Rd | Corpus Christi | TX | 78410 | Nueces | CN601537764 | RN100215979 | Installed air register sleeves and replace burner tips with burner ring segments. | A positive use determination of 100% for the project to install air register sleeves and replace burner tips with burner ring segments. | 2002-02-13 | 115858 | 100
5882 | T1 | SNPE Chemicals Inc | SNPE Chemicals Inc | 550 Battleground Rd | La Porte | TX | 77571 | Harris | Insufficient Information | Insufficient Information | Double-Walled Piping, Double-Walled Vessels, Emission Monitors, Automatic Line Leak Detectors, Steam Curtain, Diversion, Vapor/Liquid Recovery to the Thermal Oxidizer, and Vapor/ Liquid Recovery for Fugitive Emissions. | A positive use determination of 50% for the project to install Double-Walled Piping, and the Double-Walled Vessels. A positive use determination of 100% for the Emission Monitors, Automatic Line Leak Detectors, Steam Curtain, Diversion, Vapor/Liquid Recovery to the Thermal Oxidizer, and Vapor/ Liquid Recovery for Fugitive Emissions. | 2002-02-13 | 6100937 | 100
5883 | T1 | E I Du Pont De Nemours & Co Inc | DuPont Sabine River Works | FM 1006 | Orange | TX | 77630 | Orange | CN600128284 | RN106987852 | This project installed an analyzer house that has continuous emission monitoring systems. The systems include sample probes and sample conditioning systems, analyzers, and data collection reporting hardware. | A positive use determination of 100% for the project to install continuous emission monitoring systems. | 2002-02-13 | 308000 | 100
5884 | T1 | Palestine Concrete Tile Co | Palestine Concrete Tile | 2500 W Regan | Palestine | TX | 75802 | Anderson | CN602643090 | RN102398344 | Material Conveyance System: including hoppers, underground conveyor belt and system control equipment. | Withdrawn by applicant | 2002-05-24 | 223195 | 100
5885 | T1 | Trans-Global Solutions Inc | Trans-Global Solutions Inc | 1801 S Gulfway | Port Arthur | TX | 77641 | Jefferson | CN602477655 | RN102187549 | Hood Covers used to prevent dust emissions from conveyor system. Water Sprays used to control dust emissions from the stockpile. Settling basin used to suspend solids from storm water and waste water streams. | A positive use determination of 100% for the Hood Covers, Water Sprays, and Settling Basins. | 2002-02-13 | 600000 | 100
5886 | T1 | BASF Corporation | Freeport | 602 Copper Rd | Freeport | TX | 77541 | Brazoria | CN600124895 | RN102535143 | The following property: environmental paving; flare component optimization, flare tip, flare can installation, waste water treatment plant in-line neutralization system, and a thermal oxidizer. | A positive use determination of 100% for the environmental paving; flare component optimization, flare tip, flare can installation, waste water treatment plant in-line neutralization system, and a thermal oxidizer. | 2002-02-13 | 2136000 | 100
5887 | T1 | BASF Corporation | Freeport | 602 Copper Rd | Freeport | TX | 77541 | Brazoria | CN600124895 | RN102535143 | The following property: secondary containment; environmental paving; piping, pumps, and tanks; high-level switches; and a thermal oxidizer. | A positive use determination of 100% for the secondary containment; environmental paving; piping, pumps, and tanks; high-level switches; and a thermal oxidizer. | 2002-02-13 | 15761500 | 100
5888 | T1 | BASF Corporation | Freeport | 602 Copper Rd | Freeport | TX | 77541 | Brazoria | CN600124895 | RN102535143 | The following property: secondary containment; environmental paving; piping; vent collection system; waste water stripping system; trimethylamine system; and waste water pump and piping. | A positive use determination of 100% for the secondary containment; environmental paving; piping; vent collection system; waste water stripping system; trimethylamine system; and waste water pump and piping. | 2002-02-13 | 2442202 | 100
5889 | T1 | The Lubrizol Corporation | Lubrizol Deer Park | 41 Tidal Rd | Deer Park | TX | 77536 | Harris | CN600269617 | RN100221589 | The following property: emergency vent headers to back-up flares; pump replacements; vent line replacements or revisions; gas scrubber replacements/modifications; knock-out pot replacements/modifications; vacuum pump rebuild; installation of pressure/vacuum relief or conservation vents; flare tip replacements; incinerator FI-05 burner replacements; particulate scrubber replacement/modifications; combustible gas detectors; incinerator temperature recorder; sample ports; incinerator excess oxygen analyzer; filter collection pan; 25 CUYD vacuum boxes; concrete wall extension; resurface MAA containment; above-ground tank level indicators/alarms; process sewer upgrades; concrete paving; effluent system filter upgrades; aeration basin mixing improvements; and oil spill equipment storage. | A positive use determination of 100% for the emergency vent headers to back-up flares; pump replacements; vent line replacements or revisions; gas scrubber replacements/modifications; knock-out pot replacements/modifications; vacuum pump rebuild; installation of pressure/vacuum relief or conservation vents; flare tip replacements; incinerator FI-05 burner replacements; particulate scrubber replacement/modifications; combustible gas detectors; incinerator temperature recorder; sample ports; incinerator excess oxygen analyzer; filter collection pan; 25 CUYD vacuum boxes; concrete wall extension; resurface MAA containment; above-ground tank level indicators/alarms; process sewer upgrades; concrete paving; effluent system filter upgrades; aeration basin mixing improvements; and oil spill equipment storage. | 2002-02-13 | 1548154 | 100
5890 | T1 | DuPont Photomasks Inc | DuPont Photomasks Round Rock | 131 Old Settlers Blvd | Round Rock | TX | 78664 | Williamson | CN600387591 | RN103219689 | The following property: waste water treatment facility; storm water containment systems; building housing the waste water treatment facility; double-walled piping; secondary containment; leak detection systems; RCRA containment buildings; spill response equipment; compactor; and Hydrofluoric Acid Neutralization system. | A positive use determination of 100% for the waste water treatment plant, the storm water drainage trench, the waste water treatment building, the double walled piping with concrete trench, the concrete pit at the loading dock, the alarm systems, the three containment buildings, the spill response equipment, the compactor, and the hydrofluoric acid treatment system. | 2002-03-08 | 570982 | 100
5891 | T1 | Chevron Phillips Chemical Co LP | Chevron Phillips Orange | 5309 FM 1006 | Orange | TX | 77630 | Orange | CN600303614 | RN100215615 | The following property: Installation of a polyethylene fine particulate removal device on the DRY-Flow loading transfer system. Installation of an additive dust collection upgrade, consisting of a new bag-house, blower, ducting and instrumentation, to the G line extruder in the High Density finishing building. Replacement of five exchanger bundles in product finishing. Addition of a fully instrumented polymer feeding skid to the waste water treatment system. | A positive use determination of 100% for the polyethylene fine particulate removal device; the additive dust collection upgrade, consisting of a new bag-house, blower, ducting and instrumentation; the five exchanger bundles; and the fully instrumented polymer feeding skid. | 2002-02-13 | 869000 | 100
5892 | T1 | Wilsonart International Inc | Wilsonart | 2101 Baker Blvd | Temple | TX | 76503 | Bell | CN600128235 | RN103059010 | The following property: Industrial Fan-Dust Collector; Dust Collection with Cyclone; Added a Fume Incinerator; Dust Collector Fabrication/Installation for V Groover; Dust Collector; Flatbed Filter Waste Water Filter System; additional equipment for Flatbed Filter; Additional costs for dust collection; and waste water equipment. | A positive use determination of 100% for the Industrial Fan-Dust Collector; the Dust Collection with Cyclone; the added a Fume Incinerator; the Dust Collector Fabrication/ Installation for V Groover; the Dust Collector; the Flatbed Filter Waste Water Filter System and associated additional equipment; the additional costs for dust collection; the and waste water equipment. | 2002-02-13 | 469893 | 100
5893 | T1 | Wilsonart International Inc | Wilsonart | 3301 Center St | Temple | TX | 76503 | Bell | CN600128235 | RN102162419 | The following property: Dust Collector system 1st line; 5 sec motor control center for dust collection; dust collector discharge mechanism, indicator level, and fan; dust collector for bonding line; waste disposal container; 2 pcs centrifugal fans; dust collection system and additional costs; two 40 yd receiver containers; dust collection for the SSV Line and Line 3; Tennant Scrubber; trash compactor with wiring; 2 42 cubic yard receiver containers; 15 dump carts; conveyor for removal of waste strips; dust collector duct work fabrication and installation #2; and a 40 yd open top dumpster. | A positive use determination of 100% for the Dust Collector system 1st line; the 5 sec motor control center for dust collection; the dust collector discharge mechanism, indicator level, and fan; the dust collector for bonding line; the waste disposal container; the 2 pcs centrifugal fans; the dust collection system and additional costs; the two 40 yd receiver containers; the dust collection for the SSV Line and Line 3; the Tennant Scrubber; the trash compactor with wiring; the two 42 cubic yard receiver containers; the 15 dump carts; the conveyor for removal of waste strips; the dust collector duct work fabrication and installation #2; and the 40 yd open top dumpster. | 2002-02-13 | 711507 | 100
5894 | T1 | Wilsonart International Inc | Wilsonart | 1110 Industrial Blvd | Temple | TX | 76503 | Bell | CN600128235 | RN101632883 | The following property: Billy Goat Vacuum; the additional ACRS filter system; pump-sandpiper TGN3; used Hoesch filter press/HYD system; exhaust stack modifications; dust collectors; mist eliminators; baling press for sanding department; exhaust duct dust collection and additional cost for dust collection. | A positive use determination of 100% for the Billy Goat Vacuum; the additional ACRS filter system; the pump-sandpiper TGN3; the used Hoesch filter press/HYD system; the exhaust stack modifications; the dust collectors; the mist eliminators; the baling press for sanding department; the exhaust duct dust collection and the additional cost for dust collection. | 2002-02-13 | 180005 | 100
5895 | T1 | Wilsonart International Inc | Wilsonart | 500 E Ridge Dr | Temple | TX | 76503 | Bell | CN600128235 | RN104596341 | The following property: Dust Collectors for Unit Kraemer S5-6 with instruments and dust collector tie in for the lab, material pipe and FT. | A positive use determination of 100% for the dust collectors for Unit Kraemer S5-6 with instruments and dust collector tie in for the lab, material pipe and FT. | 2002-02-13 | 7562 | 100
5896 | T1 | Wilsonart International Inc | Wilsonart | 10501 Hk Dodgen LP Nw | Temple | TX | 76503 | Bell | CN600128235 | RN105425201 | The following property: Dust Collector; air monitor; 8 x 8 fiberglass tank; and rain water containment. | A positive use determination of 100% for the dust collector; the air monitor; the 8 x 8 fiberglass tank; and the rain water containment. | 2002-02-13 | 69301 | 100
5897 | T1 | Wilsonart International Inc | Wilsonart | 10501 Hk Dodgen LP Nw | Temple | TX | 76503 | Bell | CN600128235 | RN105425201 | The following property: press hoods, stack, & fan modifications; cover for the alcohol tank; Tennant scrubber; billy goat vacuum; poly wet/dry vacuum; air monitors; Scout sweeper; 40 yd open top container; alcohol containment vault and tank; waste choppers & conveyors; dust collectors; upblast ventilation fans (2 pcs); vertical drum storage; glass beading machine; Hoffman blower; phenolic treater hoods and ductwork; six 32gal trash receptacles with domed tops; boiler blow down system for HIRT incinerator; heavy duty indoor outdoor vacuum; L/M dust collector pipe; emergency dust disposal system; waste water injection system; fume incinerator, duct work and additional costs; helium leak detector; dust boiler system and additional equipment; additional costs for dust incinerator; additional vacuum system costs; three IBC spill units; and a dust transfer system with additional costs. | A positive use determination of 100% for the press hoods, stack, & fan modifications; the cover for the alcohol tank; the Tennant scrubber; the billy goat vacuum; the poly wet/dry vacuum; the air monitors; the Scout sweeper; the 40 yd open top container; the alcohol containment vault and tank; the waste choppers & conveyors; the dust collectors; the upblast ventilation fans (2 pcs); the vertical drum storage; the glass beading machine; the Hoffman blower; the phenolic treater hoods and ductwork; the six 32gal trash receptacles with domed tops; the boiler blow down system for HIRT incinerator; the heavy duty indoor outdoor vacuum; the L/M dust collector pipe; the emergency dust disposal system; the waste water injection system; the fume incinerator, the duct work and additional costs; the helium leak detector; the dust boiler system and additional equipment; the additional costs for dust incinerator; the additional vacuum system costs; the three IBC spill units; and the dust transfer system with additional costs. | 2002-02-13 | 2307315 | 100
5898 | T1 | Wilsonart International Inc | Wilsonart | 600 S Gen Bruce Dr | Temple | TX | 76503 | Bell | CN600128235 | RN102760972 | The following property: air monitors; added incinerator costs; Parker outdoor vacuum; open top trash containers; compactor boxes; acetone recovery unit; sweeper scrubber; agitator for waste water; solvent recovery; Bacarach sniffer, particle counter; railcar resin spill containment pans; air clean air flow system; separator, piping, and exhauster with bleed for central vacuum; vertical drum storage; additional parts for vacuum system; fabrication and installation of dust collection system; vacuum systems; dust collector blower; hyd. Oil filtration & conditioner; mist eliminator; exhaust hood-duct over rolls and central system; dust incinerator stack extension; stack modifications on 18 roof fans; scrubber with battery, brush and charger; fume hoods (4); fiberglass tanks (3); boiler blowdown systems (3); dust extraction unit; reclaim system water recycle; vertical drum safety cabinets; upgrade for dust collection, spare parts for dust extraction; and dust collector. | A positive use determination of 100% for the air monitors; added incinerator costs; Parker outdoor vacuum; open top trash containers; compactor boxes; acetone recovery unit; sweeper scrubber; agitator for waste water; solvent recovery; Bacarach sniffer, particle counter; railcar resin spill containment pans; air clean air flow system; separator, piping, and exhauster with bleed for central vacuum; vertical drum storage; additional parts for vacuum system; fabrication and installation of dust collection system; vacuum systems; dust collector blower; hyd. Oil filtration & conditioner; mist eliminator; exhaust hood-duct over rolls and central system; dust incinerator stack extension; stack modifications on 18 roof fans; scrubber with battery, brush and charger; fume hoods (4); fiberglass tanks (3); boiler blowdown systems (3); dust extraction unit; reclaim system water recycle; vertical drum safety cabinets; upgrade for dust collection, spare parts for dust extraction; and dust collector. | 2002-02-13 | 733850 | 100
5899 | T1 | Akzo Nobel Polymer Chemicals LLC | Akzo Nobel Deer Park Site | 730 Battleground Rd | Deer Park | TX | 77536 | Harris | CN600125488 | RN102177391 | The applicant provided several pages of documents which describe the installation of a Poly-Aluminum Chloride (PAC) Unit. The PAC Unit is described as being a solvent recovery system. The project description lists the following pollution control property items: two new flare systems to treat hydrocarbon vapors, modification of the plant flare header system to allow venting of non-chlorinated organic vapor emissions, and the Low NOx burners installed in the new gas-fired oil heater | A positive use determination of 100% for the two new flare systems, the modification to the existing flare system and the Low NOx burners installed in the new gas-fired oil heater. | 2002-07-30 | 14265569 | 100
5900 | T1 | Ampacet Texas LP | Ampacet Crockett Plant | Hwy 287 & FM 2160 | Latexo | TX | 75849 | Houston | CN600801781 | RN102552619 | Polymer pellets in the process are water cooled at extrusion and must be dried. Project adds two knock-out pots on the spin dryer exhaust to capture more particulates. | A positive use determination of 100% for the two knock-out pots for the spin dryer exhaust system. | 2002-03-18 | 25000 | 100
5901 | T1 | Frito-Lay Inc | Frito-Lay Inc | 3302 Ave A | Lubbock | TX | 79404 | Lubbock | Insufficient Information | Insufficient Information | The following property: belt filter presses; screw discharge conveyor; waste water treatment control panel; Robbins & Mayer pump; filter press water recycle; starch recovery modules; hydro-clone & pumps; waste water treatment equipment; starch recovery drum; tank corn transfer; and holdover tank. | A positive use determination of 100% for the belt filter presses; screw discharge conveyor; waste water treatment control panel; Robbins & Mayer pump; filter press water recycle; starch recovery modules; hydro-clone & pumps; waste water treatment equipment; and the starch recovery drum. A positive use determination of 50% for the corn transfer tank and the holdover tank. | 2002-03-18 | 873827 | 100
5902 | T1 | Frito-Lay Inc | Frito-Lay Inc | 4855 Greatland Dr | San Antonio | TX | 78218 | Bexar | CN600125686 | RN102412921 | The following property: starch removal module; starch dryer; oil storage tank; waste water separator; oil mist eliminators; oil holdover tank; chemical storage tanks; and transfer system for chemical storage. | A positive use determination of 100% for the starch removal module; starch dryer; waste water separator; and the oil mist eliminators. A positive use determination of 50% for the oil storage tank, oil holdover tank, chemical storage tanks; and transfer system for chemical storage. | 2002-03-18 | 389820 | 100
5903 | T1 | Frito-Lay Inc | Frito-Lay Inc | 900 Walton Walker | Irving | TX | 75038 | Dallas | CN600125686 | RN102848371 | The following property: oil holdover tank and piping; starch recovery modules; GPM starch recovery; boiler and control system; primary boiler feedwater piping; CO2 pH neutralization control; and waste oil tank. | A positive use determination of 100% for the starch recovery modules; GPM starch recovery; boiler and control system; primary boiler feed-water piping; and the CO2 pH neutralization control. A positive use determination of 50% for the oil holdover tank and piping, and the waste oil tank. | 2002-03-18 | 685284 | 100
5904 | T1 | Frito-Lay Inc | Frito-Lay Inc | 3310 Hwy 36 | Rosenberg | TX | 77471 | Fort Bend | CN603940792 | RN104912811 | The following property: submersible pumps; raw waste water pumps; clarifier - thickening mechanism; rotary drum screen WWT Hycor.; prog. cavity pumps solids; belt filter presses with conveyors; clarifier tank; starch recovery system; raw material pumps; rotary drum screen hycor.; oil mist eliminators; clarifier permit; and waste water system with pumps and sprinklers. | A positive use determination of 100% for the submersible pumps; raw waste water pumps; clarifier - thickening mechanism; rotary drum screen WWT Hycor.; prog. cavity pumps solids; belt filter presses with conveyors; clarifier tank; starch recovery system; raw material pumps; rotary drum screen hycor.; oil mist eliminators; clarifier permit; and waste water system with pumps and sprinklers. | 2002-03-18 | 2371763 | 100
5905 | T1 | Sara Lee Bakerygroup Inc | Earthgrains Refrigerated Dough Inc | 1820 North Josey Ln | Carrollton | TX | 75006 | Dallas | CN603976358 | RN100657048 | The following property: dissolved air flotation equipment. | A positive use determination of 100% for the project to install dissolved air flotation equipment. | 2002-02-13 | 903000 | 100
5906 | T1 | Alcoa Inc | Alcoa Rockdale | 5 M S On FM 1786 | Rockdale | TX | 76567 | Milam | CN605253749 | RN103785846 | The following property: installed maintenance platforms for the lower spray headers on Line 6 scrubber towers. | A positive use determination of 100% for the project to install maintenance platforms for the lower spray headers on Line 6 scrubber towers. | 2002-02-12 | 170000 | 100
5907 | T1 | Alcoa Inc | Alcoa Rockdale | 5 M S On FM 1786 | Rockdale | TX | 76567 | Milam | CN605253749 | RN103785846 | The following property: project to relocate and replace the sulfur dioxide sensors in the A-398 stacks. | A positive use determination of 100% for the project to relocate and replace the sulfur dioxide sensors in the A-398 stacks. | 2002-02-12 | 78000 | 100
5908 | T1 | Alcoa Inc | Alcoa Rockdale | 5 M S On FM 1786 | Rockdale | TX | 76567 | Milam | CN605253749 | RN103785846 | The following property: project to modify the air flow within the precipitators at Lines 3 and 6. | A positive use determination of 100% for the project to modify the air flow within the precipitators at Lines 3 and 6. | 2002-02-12 | 210000 | 100
5909 | T1 | Rhodia Inc | Rhodia Inc | 8615 Manchester St | Houston | TX | 77012 | Harris | CN600125330 | RN100220581 | Brinks mist eliminator upgrade. | A positive use determination of 100% for the project to replace pads in the Brinks Mist Eliminator. | 2002-03-08 | 1137584 | 100
5910 | T1 | Rhodia Inc | Rhodia Inc | 8615 Manchester St | Houston | TX | 77012 | Harris | CN600125330 | RN100220581 | Installed a larger 10" vent line between the 65% Oleum Building and the SO3 scrubber. | A positive use determination of 100% for the project to install a 10" vent line between the 65% Oleum Building and the SO3 scrubber. | 2002-02-22 | 52376 | 100
5911 | T1 | Rhodia Inc | Rhodia Inc | 8615 Manchester St | Houston | TX | 77012 | Harris | CN600125330 | RN100220581 | Regen Acid Unit Gas Purification Scrubber. The complete circulating acid piping system was replaced with a 10" and 12" teflon line piping system. The bottom 12' of the brick lining in the tower was replaced. | A positive use determination of 100% for the project to replace the complete circulating acid piping system with a 10" and 12" teflon line piping and the re-bricking of the bottom 12' of the scrubber tower. | 2002-02-22 | 282000 | 100
5912 | T1 | Rhodia Inc | Rhodia Inc | 8615 Manchester St | Houston | TX | 77012 | Harris | CN600125330 | RN100220581 | Regeneration Acid Unit Environmental Projects: Installed an automatic control device to stop SO2 release when the main gas blower is down. Installed two additional high level probes in the oleum tower with alarms. Installed a redundant temperature transmitter. Installed a second pressure transmitter. Installed a continuous level indication alarm. Installed automatic shutoff valves on truck unloading lines. | A positive use determination of 100% for the automatic control device, the two high level probes, the redundant temperature transmitter, the second pressure transmitter, the continuous level indication alarm, and the automatic shutoff valves. | 2002-02-22 | 108858 | 100
5913 | T1 | Rhodia Inc | Rhodia Inc | 8615 Manchester St | Houston | TX | 77012 | Harris | CN600125330 | RN100220581 | Upgraded the continuous stack SO2 monitoring system for #8 sulfuric acid unit. | A positive use determination of 100% for the project to upgrade the continuous stack SO2 monitoring system for #8 sulfuric acid unit. | 2002-02-22 | 32600 | 100
5914 | T1 | Rhodia Inc | Rhodia Inc | 8615 Manchester St | Houston | TX | 77012 | Harris | CN600125330 | RN100220581 | Safety shut off valves with motion detectors were installed at the truck and tank car loading stations. Power arms were installed with interlocks so that trucks and tank cars can not be moved if the loading valve is open. | A positive use determination of 100% for the project to upgrade the continuous stack SO2 monitoring system for #8 sulfuric acid unit. | 2002-02-22 | 47500 | 100
5915 | T1 | Rhodia Inc | Rhodia Inc | 8615 Manchester St | Houston | TX | 77012 | Harris | CN600125330 | RN100220581 | Installed pressure transmitters at six hazardous waste unloading spots and in six spots on the nitrogen supply lines. Installed level switches at six knock-out pots. Installed seven limit switches and solenoids. | A positive use determination of 100% for the project to install the 12 pressure transmitters, the six level switches, and the seven limit switches and solenoids. | 2002-02-22 | 45300 | 100
5916 | T1 | Glass Container Corporation | Longhorn Glass Corporation | 4202 Fidelity St | Jacinto City | TX | 77026 | Harris | CN601535792 | RN100671445 | The following property: 22 Bag Houses identified as bag houses 1, 2, 3, 5, 6, 7, 8, 9, 10, 11, 12, 13, 14, 15, 16, 17, 18, 19, 20, 21, 22, & MShop 1. Containment Dikes: for a 1,000 gallon diesel fuel storage tank; for a 250 gallon diesel fuel storage tank; for the lubrication oil storage area; for a 50 gallon waste oil storage tank; and for a 4,104 gallon electrical transformer oil tank. Double walled storage tank - 300 gallon diesel fuel storage tank. | A positive use determination of 100% for the twenty-two bag houses and the five containment dikes. | 2002-03-08 | 315000 | 100
5917 | T1 | Engineered Polymer Solutions Inc | Valspar Coatings | 701 Shiloh Rd | Garland | TX | 75042 | Dallas | CN600534630 | RN100215995 | Reactor R-8: a modification of the existing Cool Tank C Vessel. Installed a conservation vent and emergency relief valve. A 3" stainless steel vent line was installed between the new conservation vent and the thermal oxidizer. Dust Collector Header Replacement and Upgrades: replaced the main dust collector header. | A positive use determination of 100% for the R-8 Reactor Modification and the Dust Collector Header Replacement. | 2002-04-30 | 854500 | 100
5918 | T1 | Texas Instruments - Stafford Site | Texas Instruments - Stafford Site | 12201 SW Fwry | Stafford | TX | 77477 | Fort Bend | CN600261416 | RN101717999 | The following property/projects: Replaced the heat recovery damper and insulation in the thermal oxidizer. Installed an ATMI CDO to control Tungsten Hexafluoride emissions. HCFC Reclaim/Recycle Equipment. Three large packed bed wet scrubbers. A fourth scrubber has been added. Groundwater Monitoring/Remediation: 10 new groundwater monitoring wells; repaired several existing wells; installed a new air stripper; installed three new remediation wells; installed low flow sampling equipment; and added a new remediation pump. Constructed a secondary containment wall around two tanks. Collection stations were set up to collect metal waste. Monitors were installed to monitor secondary containment lines. A copper abatement system was installed. Installed a deionized reclaim system. | A positive use determination of 100% for the heat recovery damper and insulation, the ATMI CDO, the HCFC Reclaim/Recycle Equipment, the scrubber yard with four large packed bed wet scrubbers, the changes to the Groundwater Monitoring/Remediation System, the secondary containment wall, the collection stations, the leak monitors, the copper abatement system, and a the de-ionized reclaim system. | 2002-03-23 | 6223346 | 100
5919 | T1 | The Lubrizol Corporation | Lubrizol Bayport | 12801 Bay Area Blvd | Pasadena | TX | 77507 | Harris | CN600269617 | RN101058410 | Funda Filter Installation: enclosed filtration device to direct fumes to control device. B-205 Detonation Arrestor: vent gas piping to control device. Acrylonitrile Stripper Recovery Improvements: liquid recovery equipment. B-224 Vent Piping: vent gas piping to control device. B-130 Mixer Sealing Device: mixer shaft sealing device. Biological Waste Water Treatment Piping: process sewer piping. Drain Improvements: process sewer collection. | A positive use determination of 100% for the Funda Filter; the B-205 Detonation Arrestor; the Acrylonitrile Stripper Recovery leakless pump; the B-224 Vent Piping; B-130 Mixer Sealing Device; the Biological Waste Water Treatment Piping; and the Drain Improvements. | 2002-04-12 | 242215 | 100
5920 | T1 | Interplast Group Ltd | Interplast Group Ltd | 101 Interplast Blvd | Lolita | TX | 77971 | Jackson | CN601285000 | RN106027014 | The following items: Ozone Elimination System; Waste Water Treatment; Water Recycling System; Storm Water Controls; Cathodic Protection; Potable Water System; Balers; Copper Removal System; Sanitary Waste Equipment; and Trench Foundations. | A positive use determination of 100% for the Ozone Elimination System; Waste Water Treatment; Water Recycling System; Storm Water Controls; Cathodic Protection; Potable Water System; Balers; Copper Removal System; Sanitary Waste Equipment; and Trench Foundations. | 2002-03-08 | 10930000 | 100
5921 | T1 | AES Wolf Hollow LP | Wolf Hollow Plant | 9201 Wolf Hollow Ct | Granbury | TX | 76048 | Hood | CN600130132 | RN100219195 | The following property: fuel gas scrubber; selective catalytic reduction systems; air/fuel ratio controllers; flue gas recirculation; low NOx burners; exhaust stack; potable water systems; monitoring and control equipment; secondary containment; double-walled tanks; cathodic protection; oily water separator; and waste & storm water diversion structures. | A positive use determination of 100% for the fuel gas scrubber; selective catalytic reduction systems; air/fuel ratio controllers; flue gas recirculation; low NOx burners; exhaust stack; potable water systems; monitoring and control equipment; secondary containment; cathodic protection; oily water separator; and waste & storm water diversion structures. A positive use determination of 50% for the double walled tanks. A negative determination for the fuel gas filter. | 2002-04-15 | 12169373 | 100
5922 | T1 | Merisol USA LLC | Merisol Greens Bayou | 1914 Haden Rd | Houston | TX | 77015 | Harris | CN600127583 | RN100214576 | An odor fan system was installed at the Greens Bayou Facility. | A positive use determination of 100% for the exhaust fan system. | 2002-03-08 | 37542 | 100
5923 | T1 | Merisol USA LLC | Merisol Greens Bayou | 1914 Haden Rd | Houston | TX | 77015 | Harris | CN600127583 | RN100214576 | Piping and associated equipment were installed to direct emissions from Tank 163 & Tank 164 to scrubber 82. | A positive use determination of 100% for the vent piping and associated equipment. | 2002-03-08 | 87375 | 100
5924 | T1 | Merisol USA LLC | Merisol Greens Bayou | 1914 Haden Rd | Houston | TX | 77015 | Harris | CN600127583 | RN100214576 | New primary and secondary waste stream filters were installed. | A positive use determination of 100% for the waste stream filtration equipment. | 2002-03-08 | 174222 | 100
5925 | T1 | Robbins & Myers Energy Systems LP | R&MES - Willis Plant | 10586 Highway 75 N | Willis | TX | 77378 | Montgomery | CN600260236 | RN102144029 | Installed seven Torit Donaldson ventilation and bag house systems. | A positive use determination of 100% for the seven ventilation and bag house systems. | 2002-03-08 | 93638 | 100
5926 | T1 | Robbins & Myers Energy Systems LP | R&MES - Willis Plant | 10586 Highway 75 N | Willis | TX | 77378 | Montgomery | CN600260236 | RN102144029 | The property consists of exhaust hoods with mesh pad mist eliminators, ductwork, Enforcer III mist eliminator scrubber, washdown equipment and exhaust fan. The secondary liner containment system consists of a concrete pit lined with a HDPE geomembrane system. | A positive use determination of 100% for the chrome plating ventilation and scrubber system and polyethylene lined concrete containment system. | 2002-03-08 | 1057695 | 100
5927 | T1 | Robbins & Myers Energy Systems LP | R&MES - Willis Plant | 10586 Highway 75 N | Willis | TX | 77378 | Montgomery | CN600260236 | RN102144029 | Installed a Tocco Electrostatic Precipitrol. | A positive use determination of 100% for the electrostatic precipitator. | 2002-03-08 | 92111 | 100
5928 | T1 | Robbins & Myers Energy Systems LP | R&MES - Willis Plant | 10586 Highway 75 N | Willis | TX | 77378 | Montgomery | CN600260236 | RN102144029 | Installed a Binks Manufacturing Company paint booth. | A positive use determination of 100% for the down hole pump paint booth. | 2002-03-08 | 35295 | 100
5929 | T1 | Robbins & Myers Energy Systems LP | R&MES - Willis Plant | 10586 Highway 75 N | Willis | TX | 77378 | Montgomery | CN600260236 | RN102144029 | Installed two catalytic oxidizers. | A positive use determination of 100% for the two catalytic oxidizers. | 2002-03-08 | 243614 | 100
5930 | T1 | Robbins & Myers Energy Systems LP | R&MES - Willis Plant | 10586 Highway 75 N | Willis | TX | 77378 | Montgomery | CN600260236 | RN102144029 | installed two identical blast cabinets. Equipment consists of an enclosed cabinet, blast wand, blast pressure ot, hoses, ductwork and a particle control device. | A positive use determination of 50% for the two tube blasters. | 2002-03-08 | 185349 | 100
5931 | T1 | American Electric Power | Jl Bates Power Plant | Rt 7 Box 5000 | Mission | TX | 78572 | Hidalgo | Insufficient Information | Insufficient Information | Project to refurbish a cooling tower. | A positive use determination of 100% for the project to refurbish a cooling tower. | 2002-03-21 | 809161 | 100
5932 | T1 | GATX Terminals Corporation | GATX Rail Mini Mobile Shop | 13018 Highway 105 E | Plantersville | TX | 77363 | Grimes | Insufficient Information | Insufficient Information | The following property: dust collector; CFC reclaim/recycle equipment; carbon monoxide continuous emission monitor; paint spray booth; blast cleaning booth; acid neutralizing tank; concrete pad in cleaning area; emergency response/cleanup equipment; potable water system; and environmental paving. | A positive use determination of 100% for the dust collector; CFC reclaim/recycle equipment; paint spray booth; blast cleaning booth; acid neutralizing tank; concrete pad in cleaning area; emergency response/cleanup equipment; potable water system; and environmental paving. | 2002-04-26 | 172895 | 100
5933 | T1 | Rohm & Haas Texas Inc | Rohm & Haas Texas | 1900 Tidal Rd | Deer Park | TX | 77536 | Harris | CN600131395 | RN100223205 | The following property/projects: Improvements to AR tank roofs; HCN tank pump emergency power; facility Siting - QRA Scope; LGT combustion filter; SVG Safety; HCN remote leak detection; HR-2 Davy scrubber 66 inlet nozzle upgrade; acid stripper level and pressure indication upgrade; Co analyzer installation in C-Train thermal oxidizer; lab equipment replacement; HR-1, HR-2 and HR-3 SME candle repacks; Acetylene, variance elimination on AOG and AOG control improvements; HR-2 93 Tower AGG and mist pad replacement and upgrade; catwalk for Separations 4 Hazstorage feed tank; N waste water reduction; HR Davy scrubber repacks; C-Train economizer replacement; OCAA inhibitor cabinet piping replacement; repair LGT process air filter; plant security upgrade; storage tanks spill containment P-North; HR-3 scrubber; gate #25 CONTRACT FACILITIES; HR-3 20% scrubber dome, bottom sidewall, & floor replacement; HR-2 20% scrubber dome replacement; HR-1 20% scrubber brick replacement; and acrylates parking lot - turnstile gate project. | A positive use determination of 100% for the Improvements to AR tank roofs; HCN tank pump emergency power; facility Siting - QRA Scope; LGT combustion filter; SVG Safety; HCN remote leak detection; HR-2 Davy scrubber 66 inlet nozzle upgrade; acid stripper level and pressure indication upgrade; Co analyzer installation in C-Train thermal oxidizer; lab equipment replacement; HR-1, HR-2 and HR-3 SME candle repacks; Acetylene, variance elimination on AOG and AOG control improvements; HR-2 93 Tower AGG and mist pad replacement and upgrade; catwalk for Separations 4 Hazstorage feed tank; N waste water reduction; HR Davy scrubber repacks; C-Train economizer replacement; OCAA inhibitor cabinet piping replacement; repair LGT process air filter; storage tanks spill containment P-North; HR-3 scrubber; gate #25 CONTRACT FACILITIES; HR-3 20% scrubber dome, bottom sidewall, & floor replacement; HR-2 20% scrubber dome replacement; and HR-1 20% scrubber brick replacement. | 2002-04-30 | 9211199 | 100
5934 | T1 | Equistar Chemicals LP | Equistar Channelview | 8280 Sheldon Rd | Channelview | TX | 77530 | Harris | CN600124705 | RN100542281 | Replaced current cast iron bell and spigot drain line to assure underground containment of contaminants from pump pad to sump area. Replaced cast iron soil pipe with FRP pipe for improved chemical resistance. | A positive use determination of 100% for the PGO drain line to the sump. | 2001-03-07 | 129000 | 100
5935 | T1 | Equistar Chemicals LP | Equistar Channelview | 8280 Sheldon Rd | Channelview | TX | 77530 | Harris | CN600124705 | RN100542281 | Installed sealed secondary containment wall and associated valve and coatings at waste caustic tank. | A positive use determination of 100% for the concrete RCRA containment dike. | 2001-03-07 | 87000 | 100
5936 | T1 | El Paso Electric Company | El Paso Electric - Newman | 4900 Stan Roberts Sr Ave | El Paso | TX | 79934 | El Paso | CN600352819 | RN100211309 | The following property: ambient air/weather monitoring tower; retrofitting existing units with components to reduce NOx; and hardware & software for continuous emission monitoring system. | A positive use determination of 100% for the ambient air monitoring station, the NOx reduction equipment, and the Continuous Emission Monitoring system. | 2002-05-23 | 20736 | 100
5937 | T2 | Capitol Aggregates Ltd | Capitol Aggregates Ltd | 11551 Nacogdoches Rd | San Antonio | TX | 78217 | Bexar | CN602272114 | RN103756656 | Installed a coal grinding unit. Installed a Tire Derived Fuel System consisting of tire grinding and delivery into the kilns system. | A positive use determination of 100% for the coal grinding equipment. A negative determination for the Tire Derived Fuel System. | 2002-09-20 | 13976331 | 100
5938 | T1 | Air Liquide America Corporation | Air Liquide - La Porte Fill Plant | 11426 Fairmont Parkway | La Porte | TX | 77571 | Harris | CN600132179 | RN102144821 | After an accident at the fill plant it was discovered that the old scrubber system was inadequate. A new scrubber system was built. The four mechanisms in this system are: ejector venturi, packed bed, barometric dampener, and large recycle tank. | A positive use determination of 100% for the new scrubber system. | 2002-03-21 | 68000 | 100
5939 | T1 | Lyondell-Citgo Refining LP | Lyondell - Channelview | 2502 Sheldon Rd | Channelview | TX | 77530 | Harris | CN600344402 | RN100633650 | Installed low NOx burners in the MTBE furnaces to minimize NOx emissions. | A positive use determination of 100% for the low NOx burners for the MTBE furnaces. | 2002-03-21 | 1458000 | 100
5940 | T1 | Lyondell-Citgo Refining LP | Lyondell - Channelview | 2502 Sheldon Rd | Channelview | TX | 77530 | Harris | CN600344402 | RN100633650 | This project installed a 60,000 gallon horizontal drum to store methyl ethyl ketone (MEK), a hazardous waste ultimately burned in boiler furnaces. The drum is surrounded by concrete dike walls and sits on a concrete pad. | A positive use determination of 100% for the MEK storage tank project. | 2002-04-17 | 1085000 | 100
5941 | T1 | Equistar Chemicals LP | Equistar Channelview | 8280 Sheldon Rd | Channelview | TX | 77530 | Harris | CN600124705 | RN100542281 | This project is an upgrade of the waste water treatment tankage, piping, and instrumentation. | A positive use determination of 100% for the waste water treatment plant upgrade. | 2002-03-08 | 490000 | 100
5942 | T1 | Preferred Industrial Painting Inc | Preferred Industrial Painting Inc | 2855 Marquis Dr #110 | Garland | TX | 75042 | Dallas | CN600419741 | RN100581883 | Items consisting of powder coating system including enclosures, chemical wash, coating sprayers, air compressor, and the conveyors and pits. | A positive use determination of 100% for the powder coating system excluding the drying oven. | 2002-03-24 | 370546 | 100
5943 | T1 | Preferred Industrial Painting Inc | Preferred Industrial Painting Inc | 2855 Marquis Dr #110 | Garland | TX | 75042 | Dallas | CN600419741 | RN100581883 | Torrit Cyclone Dust Collection System including piping, electrical and installation. | A positive use determination of 100% for the Torit cyclone dust collection system. | 2002-03-24 | 4759 | 100
5944 | T1 | Preferred Industrial Painting Inc | Preferred Industrial Painting Inc | 2855 Marquis Dr #110 | Garland | TX | 75042 | Dallas | CN600419741 | RN100581883 | Three Paint Booths and Piping. | A positive use determination of 100% for the three paint booths with filtration devices. | 2002-03-24 | 6041 | 100
5945 | T1 | Preferred Industrial Painting Inc | Preferred Industrial Painting Inc | 920 Trinity Dr | Mansfield | TX | 76063 | Johnson | Insufficent Information | Insufficent Information | One Paint Booth and Piping. | A positive use determination of 100% for the paint booth with filtration devices. | 2002-03-24 | 3421 | 100
5946 | T1 | Preferred Industrial Painting Inc | Preferred Industrial Painting Inc | 920 Trinity Dr | Mansfield | TX | 76063 | Tarrant | Insufficent Information | Insufficent Information | Items consisting of powder coating system including enclosures, chemical wash, coating sprayers, air compressor, and the conveyors and pits. | A positive use determination of 100% for the powder coating system excluding the drying oven. | 2002-03-24 | 49870 | 100
5947 | T1 | Alliance Coatings LLC | Alliance Coatings LLC | 6525 Midway Rd | Fort Worth | TX | 76117 | Tarrant | CN600332803 | RN100623982 | Items consisting of powder coating system including enclosures, chemical wash, coating sprayers, air compressor, and the conveyors and pits. | A positive use determination of 100% for the powder coating system excluding the drying oven. | 2002-03-24 | 235000 | 100
5948 | T1 | Alliance Coatings LLC | Alliance Coatings LLC | 6525 Midway Rd | Fort Worth | TX | 76117 | Tarrant | CN600332803 | RN100623982 | Constructed paint mixing, cleaning and storage rooms. Rooms are isolated from processing area to control spills and contain particulate discharge. | A positive use determination of 100% for the paint preparation room. | 2002-03-24 | 5000 | 100
5949 | T1 | Alliance Coatings LLC | Alliance Coatings LLC | 6525 Midway Rd | Fort Worth | TX | 76117 | Tarrant | CN600332803 | RN100623982 | Installed six paint booths used to contain and control overspray. | A positive use determination of 100% for the six spray booths. | 2002-03-24 | 45000 | 100
5950 | T1 | Alliance Coatings LLC | Alliance Coatings LLC | 6525 Midway Rd | Fort Worth | TX | 76117 | Tarrant | CN600332803 | RN100623982 | Item consists of a self-contained structure to house the blasting process. Structure is equipped with a filtered dry particulate containment system. | A positive use determination of 100% for the blast containment booth. | 2002-03-24 | 45000 | 100
5951 | T1 | Alliance Coatings LLC | Alliance Coatings LLC | 6525 Midway Rd | Fort Worth | TX | 76117 | Tarrant | CN600332803 | RN100623982 | Installed a filtration based waste water treatment system. | A positive use determination of 100% for the waste water treatment system. | 2002-03-24 | 10000 | 100
5952 | T1 | Alliance Coatings LLC | Alliance Coatings LLC | 6525 Midway Rd | Fort Worth | TX | 76117 | Tarrant | CN600332803 | RN100623982 | Items consist of a blast cabinet, one tumble blaster, two Ronci 200 Spin Machines, one micro-seal blast cabinet and one burn-off oven. | A positive use determination of 100% for the blast cabinet, the tumble blaster, and the micro-seal blast cabinet. | 2002-05-28 | 22500 | 100
5953 | T1 | Carlisle Coating And Waterproofing Inc | Carlisle Coatings And Water Proofing Inc | 900 Hensley Rd | Wylie | TX | 75098 | Collin | CN600259782 | RN100548759 | Property consists of a 80 x 126 x 33 Steel and Concrete Hazardous Containment Structure utilized to contain hazardous pollutants. Structure is self-contained and separated from processing area and is built to explosion proof standards. All flooring is pitched to contain any spillage or contaminate. Contains in-floor containment drains which feed into hazardous treatment process. Structure is fitted with emergency foam treatment as well and monitoring and alarm systems. | A positive use determination of 100% for the flooring and the in-floor containment drains. The building itself is issued a negative determination. Buildings which house process equipment are not considered to be pollution control property. | 2002-04-15 | 1220342 | 100
5954 | T1 | Carlisle Coating And Waterproofing Inc | Carlisle Coatings And Water Proofing Inc | 900 Hensley Rd | Wylie | TX | 75098 | Collin | CN600259782 | RN100548759 | Property consists of monitoring equipment for hazardous containment structure. Includes reactor control boxes, load cells, piping and installation. | A positive determination of 100% for the monitoring equipment. A negative determination for the reactor control boxes, load cells, piping and installation. This property is not considered to be pollution control property. | 2002-04-15 | 238300 | 100
5955 | T1 | Carlisle Coating And Waterproofing Inc | Carlisle Coatings And Water Proofing Inc | 900 Hensley Rd | Wylie | TX | 75098 | Collin | CN600259782 | RN100548759 | Property consists of a Torrit Cyclone type dust collection system utilized to contain and collect all solid particulate emissions that are a result of processing. Includes installation, electrical and piping. | A positive use determination of 100% for the Torrit Cyclone type dust collection system including installation, electrical and piping. | 2002-03-23 | 90113 | 100
5956 | T1 | Carlisle Coating And Waterproofing Inc | Carlisle Coatings And Water Proofing Inc | 900 Hensley Rd | Wylie | TX | 75098 | Collin | CN600259782 | RN100548759 | Property consists of Vent Hood utilized in lab facility to remove solid particulate or gases to a filtration device. | A positive use determination of 100% for the Vent Hood. | 2002-03-23 | 5000 | 100
5957 | T1 | Carlisle Coating And Waterproofing Inc | Carlisle Coatings And Water Proofing Inc | 900 Hensley Rd | Wylie | TX | 75098 | Collin | CN600259782 | RN100548759 | Waste Water & Storm Water System: consists of excavation, concrete, underground piping, collection pits, grates, meters, high pressure water pumps and installation. | A positive use determination of 100% for the Waste Water & Storm Water System consisting of excavation, concrete, underground piping, collection pits, grates, meters, high pressure water pumps and installation. | 2002-03-23 | 979927 | 100
5958 | T1 | Carlisle Coating And Waterproofing Inc | Carlisle Coatings And Water Proofing Inc | 900 Hensley Rd | Wylie | TX | 75098 | Collin | CN600259782 | RN100548759 | Spill Containment: 1. Concrete containment pit and vacuum pumps which surround latex tanks in processing area. 2. Lined concrete trench for equipment cleaning run-off containment. 3. Concrete truck unloading containment pit and drain. | A positive use determination of 100% for the three Spill Containment systems. | 2002-03-23 | 64039 | 100
5959 | T1 | Carlisle Coating And Waterproofing Inc | Carlisle Coatings And Water Proofing Inc | 900 Hensley Rd | Wylie | TX | 75098 | Collin | CN600259782 | RN100548759 | Waste & Storm Water Treatment System: filtration and chemical pre-treatment process used to remove particulate matter and pollutants from both waste water and storm water before discharge to the municipal water system. | A positive use determination of 100% for the Waste & Storm Water Treatment System. | 2002-03-23 | 4782 | 100
5960 | T1 | Hendry Telephone Products Inc | Hendry Telephone Products Inc | 3100 E Plano Parkway | Plano | TX | 75074 | Collin | CN602926388 | RN105512016 | Items consisting of powder coating system including enclosures, chemical wash, coating sprayers, air compressor, and the conveyors and pits. | A positive use determination of 100% for the powder coating system excluding the oven. | 2002-03-23 | 1096304 | 100
5961 | T1 | Hendry Telephone Products Inc | Hendry Telephone Products Inc | 3100 E Plano Parkway | Plano | TX | 75074 | Collin | CN602926388 | RN105512016 | The equipment consists of a Concrete and Metal Structure, approximating 19,950 sq ft that was built to specifically house the powder coating system. | A positive use determination of 100% for the concrete and metal structure which houses the powder coating system. | 2002-03-23 | 558600 | 100
5962 | T1 | Hendry Telephone Products Inc | Hendry Telephone Products Inc | 3100 E Plano Parkway | Plano | TX | 75074 | Collin | CN602926388 | RN105512016 | The equipment consists of a system of 7 Torrit Fume Arrestors, Curtains and Frames. | A positive use determination of 100% for the particulate system consisting of seven Torrit Fume Arrestors, Curtains and Frames. | 2002-03-23 | 224203 | 100
5963 | T1 | Hendry Telephone Products Inc | Hendry Telephone Products Inc | 3100 E Plano Parkway | Plano | TX | 75074 | Collin | CN602926388 | RN105512016 | The equipment consists of a Torrit Wheelabrator Cyclone based particulate containment system. | A positive use determination of 100% for the Torrit Wheelabrator Cyclone based particulate containment system. | 2002-03-23 | 284245 | 100
5964 | T1 | Taylor Technologies Inc | Taylor Technologies Inc | 1008 Carlos Parker Blvd S | Taylor | TX | 76574 | Williamson | CN601704158 | RN101634053 | Property consists of Closed Loop System which collects and processes all production waste water through repetitive filtration process to eliminate solid waste and purify return water. Consists of piping and necessary plumbing. | A positive use determination of 100% for the Closed Loop Water Conservation System. | 2002-03-23 | 17703 | 100
5965 | T1 | Taylor Technologies Inc | Taylor Technologies Inc | 1008 Carlos Parker Blvd S | Taylor | TX | 76574 | Williamson | CN601704158 | RN101634053 | Property consists of a vacuum based Centron Dust Collection System that is utilized to control and collect solid particulate matter from cutting and grinding processes. | A positive use determination of 100% for the Centron Dust Collection System. | 2002-03-23 | 36787 | 100
5966 | T1 | Taylor Technologies Inc | Taylor Technologies Inc | 1008 Carlos Parker Blvd S | Taylor | TX | 76574 | Williamson | CN601704158 | RN101634053 | Property consists of Hyokie System VOC Scrubber, including piping and stack. | A positive use determination of 100% for the Hyokie System VOC Scrubber, including piping and stack. | 2002-03-23 | 108702 | 100
5967 | T1 | Taylor Technologies Inc | Taylor Technologies Inc | 1008 Carlos Parker Blvd S | Taylor | TX | 76574 | Williamson | CN601704158 | RN101634053 | Property consists of a 6,900 sq ft of wet room. Concrete floors have a spill containment lip of 10 inches, are pitched to force collection of any water or chemical spillage, in addition to a seal coat to prevent chemical penetration to sub-soil. In-floor collection troughs are directly connected to Waste Water Treatment Plant drains. | A positive use determination of 100% for the 6,900 sq ft of wet room consisting of concrete floors with 10" spill containment lip, a seal coat, in-floor collection troughs with connections to Waste Water Treatment, and transfer system between room and scrubber for VOCs. | 2002-03-23 | 179514 | 100
5968 | T1 | Taylor Technologies Inc | Taylor Technologies Inc | 1008 Carlos Parker Blvd S | Taylor | TX | 76574 | Williamson | CN601704158 | RN101634053 | Property consists of Closed Loop system which collects and processes all production waste water through a repetitive filtration process to eliminate solid waste and purify return water. System is comprised of a series of drains throughout the Wet Room and Lab which are pumped into an Austin Chemical Washout System into the Waste Water Treatment Plant (WWTP) via compressed air. Solids and chemicals are held in two storage tanks. The WWTP is a 2,040 sq ft self-contained facility which includes an overflow spill pit. | A positive use determination of 100% for the Waste Water Treatment Plant. | 2002-03-23 | 722104 | 100
5969 | T1 | Taylor Technologies Inc | Taylor Technologies Inc | 1008 Carlos Parker Blvd S | Taylor | TX | 76574 | Williamson | CN601704158 | RN101634053 | Property consists of a 740 sq ft structure utilized for storage of hazardous chemicals. The structure consists of concrete floor with a 10" spill retaining lip along with pitched leveling to contain spillage, which drains into a waste water treatment drain, metal walls, and roof. Structure has a security system. | A positive use determination of 100% for the concrete floor with a 10" spill retaining lip along with pitched leveling provided to contain spillage. | 2002-03-29 | 38504 | 100
5970 | T1 | Equilon Lubricants | Equilon Houston Lube Plant | 780 Clinton Dr | Galena Park | TX | 77547 | Harris | CN601537673 | RN100209410 | The project will revamp the current railcar facility to control storm water run-off. This project will provide for the re-sealing of all paving joints and for the construction of curbing to contain and direct storm water flow and prevent oily water from leaching into the ground or running off property. | A positive use determination of 100% for the project to revamp the current railcar facility to control storm water run-off. | 2002-03-23 | 198513 | 100
5971 | T1 | Martin Sprocket & Gear | Martin Sprocket & Gear Tarrant | 2 Tarrant County Facil. | Tarrant County | TX | 76118 | Tarrant | CN600256333 | Insufficient Information | At 3106 Sprocket Drive: Installed Binks Dry Filter paint spray booths. At 3600 McCart Ave.: 1. Installed Binks Dry Filter paint booths. 2. Installed GOFF 36" Blastbooth with GOFF 1000 CFM dust collector. 3. Concrete pit for collecting waste material . 4. Farr Dust Collector use to collect particulate matter. | A positive use determination of 100% for the Binks Dry Filter paint spray booths, GOFF 36" Blast-booth with GOFF 1000 CFM dust collector, Concrete pit, Farr Dust Collector. | 2002-03-23 | 146605 | 100
5972 | T1 | Martin Sprocket & Gear | Martin Sprocket & Gear Dallas | 2944 Oak Lane | Dallas | TX | 75215 | Dallas | CN600256333 | RN102512340 | Installed a Pangborn Blast Booth with filter. Installed a Model 420-10-6 Wl Bag House. | A positive use determination of 100% for the Pangborn Blast Booth with filter and Model 420-10-6 Wl Bag House. | 2002-03-23 | 196541 | 100
5973 | T1 | Oil City Iron Works Inc | Oil City Iron Works Inc | 909 South 12Th St | Corsicana | TX | 75110 | Navarro | CN600390694 | RN100683739 | 28,349 sq ft of previously gravel plant drives and roadways have been paved with concrete. | A positive use determination of 100% for the concrete paving. | 2002-03-15 | 70342 | 100
5974 | T1 | Zeon Chemicals LP | Texas Plant | 11235 Choate Rd | Pasadena | TX | 77507 | Harris | CN600311260 | RN100601566 | CIP Project 201571: Project installed dampers in duct work to each rubber charge valve. CIP Project 201490: Installed mechanical seals on TK-4DT agitators. CIP Project 201529: installed PU-3ET cutter pump. Asset 205260: The point of discharge from the truck well has been changed to the waste water treatment plant. | A positive use determination of 100% for the mechanical seals installed on the TK-4DT agitators and the truck well modifications. A negative determination for the CIP project 201571 and CIP project 201529. The reviewer has determined that both of these projects are production related. | 2002-04-17 | 126893 | 100
5975 | T1 | Atofina Chemicals Inc | Atofina Haden Road | 2231 Haden Rd | Houston | TX | 77015 | Harris | CN600582399 | RN100209444 | The storm water management improvement plan consists of engineering and construction modifications of the Houston Plant in order to facilitate the routing of permitted storm water discharge from a new outfall No. 4 while maintaining separation of flow from untreated process water streams that are prohibited from being discharged from outfall No. 2. | A positive use determination of 100% for the storm water management improvement plan. | 2002-03-15 | 253000 | 100
5976 | T1 | Cardinal IG | Cardinal IG | 2215 Highway 77 N | Waxahachie | TX | 75165 | Ellis | Insufficient Information | Insufficient Information | Property consists of a Closed Loop system that collects and processed all production waste water through repetitive filtration and de-ionization process to eliminate solid waste and purify return water. Equipment consists of piping, plumbing and filtration. | A positive use determination of 100% for the Closed Loop System. | 2002-03-15 | 214462 | 100
5977 | T1 | Cardinal IG | Cardinal IG | 2215 Highway 77 N | Waxahachie | TX | 75165 | Ellis | Insufficient Information | Insufficient Information | Property consists of collection bins, carts and storage containment devices for recycling process glass, metals, wood, and cardboard. | A positive use determination of 100% for the collection bins, carts and storage containment devices. | 2002-03-15 | 11000 | 100
5978 | T1 | Cardinal IG | Cardinal IG | 2215 Highway 77 N | Waxahachie | TX | 75165 | Ellis | Insufficient Information | Insufficient Information | Property consists of recycling process equipment utilized for separation, compaction and baling of glass, metals, wood, and cardboard. Equipment includes 3 balers, 1 compactor, and auto recycle system (automated sorting system). | A positive use determination of 100% for the balers, compactor, and automated sorting system. | 2002-03-15 | 60320 | 100
5979 | T1 | Cardinal IG | Cardinal IG | 2215 Highway 77 N | Waxahachie | TX | 75165 | Ellis | Insufficient Information | Insufficient Information | Property consists of Torrit Cyclone Dust Collection System including piping, electrical, and installation. | A positive use determination of 100% for the Torrit Cyclone Dust Collection System. | 2002-03-15 | 15000 | 100
5980 | T1 | Cardinal IG | Cardinal IG | 2215 Highway 77 N | Waxahachie | TX | 75165 | Ellis | Insufficient Information | Insufficient Information | Property consists of a waste water treatment system, utilizing an ultra-filtration and sterilization process which confines process chemicals from final process water prior to discharge. | A positive use determination of 100% for the waste water treatment system. | 2002-03-15 | 41933 | 100
5981 | T1 | Cardinal IG | Cardinal IG | 2215 Highway 77 N | Waxahachie | TX | 75165 | Ellis | Insufficient Information | Insufficient Information | Property consists of vent hood and piping used to collect air contamination from tempering furnace. | A positive use determination of 100% for the tempering furnace dust collection system. | 2002-03-15 | 11000 | 100
5982 | T1 | Cardinal IG | Cardinal IG | 2215 Highway 77 N | Waxahachie | TX | 75165 | Ellis | Insufficient Information | Insufficient Information | Property consists of glass washing system and conveyors used to remove solid particulate from process. | A positive use determination of 100% for the glass washing system and conveyors. | 2002-03-15 | 299072 | 100
5983 | T3 | General Motors Corporation | GM Arlington Assembly | 2525 East Abram | Arlington | TX | 76010 | Tarrant | CN600131825 | RN102505963 | The following items: BSC BC-SCNG COMBI-OVEN IN BD-4SS; 2 ELPO OVENS IN PAINT SHOP; 2 GRATE CLEAN OVENS IN AO6; OVEN TEMPERATURE RECORDERS IN PAINT SHOP; PRIME OVENS - MIDDLE, NORTH & SOUTH; 2 OVEN ELPO IN PAINT SHOP; AND COOLING TOWERS - FIVE CELL, NINE CELL, OUTSIDE, DALLAS, AND ROOF NEW BODY SHOP. | A positive use determination of 100% for the paint drying ovens. | 2002-06-05 | 21211883 | 100
5984 | T1 | General Motors Corporation | GM Arlington Assembly | 2525 East Abram | Arlington | TX | 76010 | Tarrant | CN600131825 | RN102505963 | The following items: 2 Sulfuric Acid tanks in WWTP; AT-25-Paint Tank Storage; Tank Farm concrete and upgrades; SW Plant spill containment; three ELPO Phosphate pits; 2 storm water ponds at NW Plant; L36 Dock storm drain; storm sewer on Abram St. from Color Paint Shop; and storm water retention pond NW of new body shop. | A positive use determination of 100% for the 2 Sulfuric Acid tanks in WWTP; AT-25-Paint Tank Storage; Tank Farm concrete and upgrades; SW Plant spill containment; 2 storm water ponds at NW Plant; L36 Dock storm drain; storm sewer on Abram St. from Color Paint Shop; and storm water retention pond NW of new body shop. | 2002-06-03 | 7142605 | 100
5985 | T1 | General Motors Corporation | GM Arlington Assembly | 2525 East Abram | Arlington | TX | 76010 | Tarrant | CN600131825 | RN102505963 | The following property: paint spray booths; demask enclosures; primer surfacer booths; prime booth, spot repair booth, phosphate system and conveyors; ELP System; ELPO/Phos tank farm; robots; turbobells; test stands; abatement system; gas fill vapor recovery; vapor recovery; REECO #2 platforms and incinerator; heat exchanger; dust collectors; sludge system and associated modifications; and ACR2000 Coolant Recovery Systems. | A positive use determination of 100% for the paint spray booths; demask enclosures; primer surfacer booths; prime booth, spot repair booth, test stands; abatement system; gas fill vapor recovery; vapor recovery; REECO #2 platforms and incinerator; heat exchanger; dust collectors; and the sludge system and associated modifications. A positive use determination of 90% for the ACR2000 Coolant Recovery Systems. | 2002-06-03 | 102662044 | 100
5986 | T1 | Southwest Feedyard Ltd | Southwest Feedyards Ltd | 1/4 Mi N of Us 60 | Hereford | TX | 79045 | Deaf Smith | Insufficient Information | Insufficient Information | Installed a solid-set sprinkler system in open-lot cattle feeding pens to suppress particulate emissions. The system includes underground pvc pipes, risers, spray guns and nozzles, and a 1300 gpm pump station. | A positive use determination of 100% for the solid set sprinkler system. | 2002-03-24 | 500000 | 100
5987 | T1 | General Electric Engine Service Dallas | General Electric Engine Service Dallas | 9311 Reeves St | Dallas | TX | 75235 | Dallas | CN603039157 | RN102545019 | Various dust collection units including a plasma spray dust collector, Torrit dust collector and paint booth overyspray collector. Waste water collection and treatment system. Hazardous waste storage, containment and disposal areas. | A positive use determination of 100% for the dust collection equipment, the waste water treatment plant and the hazardous waste storage area. | 2002-03-29 | 1260672 | 100
5988 | T1 | Reichhold Chemicals Inc | Reichhold Chemicals Inc | 1503 Haden Rd | Houston | TX | 77015 | Harris | CN600380885 | RN100673136 | Waste Water Treatment Levee: install an 8' x 5' x 225' clay liner, Marifi fabric and an 8' x 2' layer of cement stabilized sulfate seal on the east side of the waste water containment pond. Boiler Low-NOx Burner: install a low NOx burner on an existing boiler. Sand Filter: install a 60" filter, sand filter and gaskets. Knockout Pots for TT-514 & TT-515. Sulfuric Acid Tank Level Indicator. Pond pH control upgrade. Reactor Venting System Upgrade: install a new skid-mounted KO pot, detonation arrestors, direct-drive fume fan and low NOx burner on the oxidizer; tie-in the transfer line and install conservation vents on the scrubber stacks. | A positive use determination of 100% for the Waste Water Treatment Levee; Boiler Low-NOx Burner; Sand Filter; Knockout Pots for TT-514 & TT-515; Sulfuric Acid Tank Level Indicator; Pond pH control upgrade; and the Reactor Venting System Upgrade. | 2002-04-26 | 1050952 | 100
5989 | T1 | Extreme Devices Inc | Extreme Devices Inc | 3500 Comsouth | Austin | TX | 78744 | Travis | CN601215890 | RN103793410 | Exhaust Scrubbing System: Installed a collection system that gathers and scrubs exhaust gas from the process and routes them to a control device. Waste Water Treatment System: Install a drainage system to collect and contain acids and solvents from the wet bench hoods. | A positive use determination of 100% for the Exhaust Scrubbing System and Waste Water Treatment System. | 2002-03-15 | 248359 | 100
5990 | T1 | Borger Energy Associates LP | Borger Energy Blackhawk Station | 119 N. Spur Co-Gen Place | Borger | TX | 79007 | Hutchinson | CN600129092 | RN100217298 | The following property: Fuel Gas Scrubbers for Units 1 & 2; Fuel Gas Heaters; Fuel Gas Piping Drips; Continuous Emission Monitors; DCS control loop for maintaining final stack temperature; H2S monitoring at the blowoff tank; Air/Fuel Ratio Controllers; Water/Steam injection for turbines; construction of exhaust stacks; API Separator; Clarifier; Waste Water Treatment Plant; neutralization control equipment; GC & WTP buildings used to house control & monitoring equipment; WNT tank, absorbents, SCBA, chemical suits, boots, etc. in place for spill response/clean-up; Water Wash waste water collection tank; DCS tank gauging indication & control; cathodic protection; meters, recorders, analyzers used for operational control and reporting requirements; CEMS platforms; Gas Chromatograph; and Dry Low NOx Technology installed in Gas Turbine. | A positive use determination of 100% for the Fuel Gas Scrubbers; Fuel Gas Heaters; Fuel Gas Piping Drips; Continuous Emission Monitors; DCS control loop; H2S monitoring; Air/Fuel Ratio Controllers; Water/Steam injection; exhaust stacks; API Separator; Clarifier; Waste Water Treatment Plant; neutralization control equipment; GC & WTP buildings; WNT tank, absorbents, SCBA, chemical suits, boots, etc. in place for spill response/clean-up; Water Wash waste water collection tank; DCS tank gauging indication & control; cathodic protection; meters, recorders, analyzers; CEMS platforms; Gas Chromatograph; and Dry Low NOx Technology. | 2002-06-29 | 4852084 | 100
5991 | T1 | Phillips Petroleum Co | Phillips Petroleum Borger Refinery | State Spur 119 N | Borger | TX | 79007 | Hutchinson | CN603881871 | RN102495884 | Flare Upgrade: to provide mass flow measurement and flame detection for all NGL flares, ARDS ARH/CRH flares, Cat flare, E/W Refinery flares and ARDS Derrick flares. | A positive use determination of 100% for the Flare Upgrade Project. | 2002-03-29 | 5095943 | 100
5992 | T1 | Transit Mix Concrete & Materials | Transit Mix - Plant 439 | 2025 E Wallisville | Highlands | TX | 77562 | Harris | CN600408009 | RN103873444 | Installed a stationary dust collector in the fly ash silo.. | A positive determination of 100% for the stationary dust collector. | 2002-04-15 | 40890 | 100
5993 | T1 | Transit Mix Concrete & Materials | Transit Mix - Plant 486 | 5723 Hwy 71 | Marble Falls | TX | 78654 | Burnet | CN600408009 | RN105053599 | Installed a stationary dust collector in the fly ash silo. | A positive determination of 100% for the stationary dust collector. | 2002-04-15 | 34058 | 100
5994 | T1 | Trinity Materials Inc | Trinity Materials - #281 | County Road 4668 | Rhome | TX | 76068 | Wise | CN600323000 | RN105292791 | Installed a 200 HP electric water pump at the new pond. | A positive determination of 100% for the 200 HP electric water pump at the new pond. | 2002-04-15 | 29912 | 100
5995 | T1 | Transit Mix Concrete & Materials | Transit Mix - Plant 471 | 7703 Hwy 277 S | Abilene | TX | 79606 | Taylor | CN600408009 | RN102893377 | Installed a C & N dust collector. | A positive determination of 100% for the C & N dust collector. | 2002-04-15 | 16396 | 100
5996 | T1 | Transit Mix Concrete & Materials | Transit Mix - Plant 175 | 300 S 32Nd St | Waco | TX | 76505 | McLennan | CN600408009 | RN102602315 | Installed a dust collector in the fly ash silo. | A positive determination of 100% for the stationary dust collector. | 2002-04-15 | 35380 | 100
5997 | T1 | Transit Mix Concrete & Materials | Transit Mix - Plant 222 | 1200 N Highway 14 | Mexia | TX | 76667 | Limestone | CN600408009 | RN102343860 | Installed a dust collector in the fly ash silo. | A positive determination of 100% for the stationary dust collector. | 2002-04-15 | 454001 | 100
5998 | T1 | Transit Mix Concrete & Materials | Transit Mix - Plant 137 | 1250 E Florida | Beaumont | TX | 77705 | Jefferson | CN604424374 | RN102765179 | Constructed a three bin water recycle system. | A positive use determination of 100% for the three bin water recycle system. | 2002-04-15 | 4000 | 100
5999 | T1 | Transit Mix Concrete & Materials | Transit Mix - Plant 259 | Hwy 75 @ Scott St | Athens | TX | 75751 | Henderson | CN600125157 | RN102894185 | Installed a water recycle system. | A positive use determination of 100% for the three bin water recycle system. | 2002-04-15 | 45554 | 100
6000 | T1 | Transit Mix Concrete & Materials | Transit Mix - Plant 273 | 2507 N Ih 35 | San Marcos | TX | 78667 | Hays | CN600408009 | RN101497980 | Constructed a wash out pit. | A positive use determination of 100% for the three bin water recycle system. | 2002-04-15 | 75733 | 100
6001 | T1 | Transit Mix Concrete & Materials | Transit Mix - Plant 422 | 604 S Washington | Marshall | TX | 75670 | Harrison | CN600408009 | RN102791175 | Installed a dust collector in a fly ash silo. | A positive use determination of 100% for the stationary dust collector. | 2002-04-15 | 38664 | 100
6002 | T1 | Transit Mix Concrete & Materials | Transit Mix - Plant 439 | 700 T C Jester | Houston | TX | 77008 | Harris | CN600408009 | RN104602776 | Purchased 1956 EUCLID Water Wagon - used to control particulate matter on plant roads and to sprinkle stockpiles to control dust. | A positive use determination of 100% for the EUCLID Water Wagon. | 2002-03-29 | 7500 | 100
6003 | T1 | Transit Mix Concrete & Materials | Transit Mix - Plant 429 | 6505 Homestead Rd | Houston | TX | 77028 | Harris | CN600408009 | RN102246766 | Purchased 1987 FORD Water Truck - used to control particulate matter on plant roads and to sprinkle stockpiles to control dust. | A positive use determination of 100% for the Ford Water Truck. | 2002-03-29 | 5000 | 100
6004 | T1 | Transit Mix Concrete & Materials | Transit Mix - Plant 153 | Highway 36 | Gatesville | TX | 76528 | Coryell | CN600125157 | RN102893351 | Installed a centralized dust collector in fly ash silo. | A positive determination of 100% for the stationary dust collector. | 2002-03-29 | 34677 | 100
6005 | T1 | Transit Mix Concrete & Materials | Transit Mix - Plant 400 | 2025 E Wallisville | Highlands | TX | 77562 | Harris | CN600408009 | RN103873444 | Installed a centralized dust collector in fly ash silo. | A positive determination of 100% for the stationary dust collector. | 2002-04-15 | 45895 | 100
6006 | T1 | Trinity Industries Inc | Trinity Industries - #19 | Route 13 | Marshall | TX | 75671 | Harrison | CN600127807 | RN100224435 | Installed a paint spray booth. | A positive determination of 100% for the paint spray booth. | 2002-04-15 | 124117 | 100
6007 | T1 | Reliant Energy Inc | Channelview | 8280 Sheldon Rd | Channelview | TX | 77530 | Harris | CN600254148 | RN100220276 | Waste Water Treatment - New waste water treatment system installed including pit, pumps, piping and chemical treatment skids. | A positive use determination of 100% for the waste water treatment system. | 2002-03-29 | 871686 | 100
6008 | T1 | Reliant Energy Inc | Channelview | 8280 Sheldon Rd | Channelview | TX | 77530 | Harris | CN600254148 | RN100220276 | Storm Water System - including drainage/piping modifications at the plant site and retention pond installed to meet storm water permit requirements. | A positive use determination of 100% for the Storm Water System. | 2002-03-29 | 2077715 | 100
6009 | T1 | Reliant Energy Inc | Channelview | 8280 Sheldon Rd | Channelview | TX | 77530 | Harris | CN600254148 | RN100220276 | Sewage Treatment System - installed lift station to collect and transfer sanitary waste water to treatment system. | A positive use determination of 100% for the Sewage Treatment System. | 2002-03-29 | 871686 | 100
6010 | T1 | National Semiconductor | National Semiconductor Arlington | 1111 W Bardin Rd | Arlington | TX | 76017 | Tarrant | CN600759666 | RN101466324 | The property listed on the attached spreadsheet. | Positive use determinations are granted as detailed in the attached spreadsheet. | 2002-03-29 | 2873438 | 100
6011 | T1 | Bayer MaterialScience LLC | Bayer - Baytown | 8500 W Bay Rd | Baytown | TX | 77520 | Chambers | CN603578188 | RN100209931 | 1. VOC monitoring & detection system upgrades & expansion. Includes field analyzers, instrumentation, distributive control system, alarms, and annunciators. 2. Pump replacement with magnetic drive comparable unit. 3. Three leak detection monitors & a continuous gas monitor in cell room area of the Chlor-Alkali Unit. 4. Upgrade & modifications to noncontinuous emission monitoring and release suppression system in the MR-1 unit. 5. Carbon monoxide analyzers & perimeter lower explosive limit monitor. 6. Infrared offgas analyzer for the detection of VOCs in the HDI-1 Unit. | A positive use determination of 100% for the field analyzers, instrumentation, distributive control system, alarms, annunciators, pump replacement with magnetic drive comparable unit; 3 leak detection monitors & a continuous gas monitor; upgrade & modifications to noncontinuous emission monitoring and release suppression system; carbon monoxide analyzers & perimeter lower explosive limit monitor; and infrared off-gas analyzer. | 2002-03-29 | 3304200 | 100
6012 | T1 | Equistar Chemicals LP | Equistar Channelview | 8280 Sheldon Rd | Channelview | TX | 77530 | Harris | CN600124705 | RN100542281 | This project installs a vent recovery system to capture spent acid vapors that are released during rail car loading operations. Equipment installed includes a flexible steel hose, new carbon steel KO pot to capture liquid acid carryover, nitrogen pipe tie-ins, control systems including programmable totalizer, flow meters, and control vales with automatic shut down. | A positive use determination of 100% for the spent acid vapor recovery equipment for the alkylation unit. | 2002-04-17 | 595000 | 100
6013 | T1 | KMCO LP | KMCO LP | 16503 Ramsey Rd | Crosby | TX | 77532 | Harris | CN604105221 | RN101613511 | 1. Concrete spill containment installed in K-Unit process area and new EEP expansion area to prevent soil contamination. 2. Purchased Total Organic Carbon analyzer for waste water operations. | A positive use determination of 100% for the concrete spill containment & Total Organic Carbon analyzer. | 2002-03-29 | 47286 | 100
6014 | T1 | KMCO LP | KMCO LP | 16503 Ramsey Rd | Crosby | TX | 77532 | Harris | CN604105221 | RN101613511 | 1. Installed scrubber on spent vac. oil system. 2. Converted B-unit jet pot to DTMG scrubber for purpose of eliminating odors. 3. Replaced existing condenser with new larger and more efficient condenser which will reduce VOC's and eliminate odors. 4. Installed a propylene oxide vapor detector at the Propylene oxide unloading area. | A positive use determination of 100% for the scrubber on the spent vac. oil system, conversion of B-unit jet pot to DTMG scrubber, the replacement of the existing condenser with a new larger and more efficient condenser, and the propylene oxide vapor detector. | 2002-03-29 | 51800 | 100
6015 | T1 | Bayer MaterialScience LLC | Bayer - Orange | FM 1006 | Orange | TX | 77631 | Orange | CN600124440 | RN100825363 | The following items: 1. Site land improvements for segregation and control of storm water and process water - concrete paving, drainage channels, and dikes. 2. Piping tie-ins were made to the plant emergency flare system from the Therban unit. 3. New surface water pumps, polymer water flush system, and 500 GPM sand filter serves to collect storm water and segregate polymer fines for disposal. 4. Pressurized wash-down system consisting of high pressure water washing system, polymer fines separation tank, and associated piping. 5. Process water line and waste water sampler. 6. Butadiene exposure detector & analyzer. 7. Micro air sampler/element transmitter and analyzer. 8. Gas fired combustion gas monitor and analyzer. | A positive use determination of 100% for the storm/process water paving; the piping to the emergency flare system, the surface water pump, the polymer fines water flush system and sand filters; the pressurized wash down system; the process water line and sampler; the butadine exposure detector and analyzer; the micro air sampler and analyzer; and the boiler stack emission monitor. | 2002-04-18 | 1812500 | 100
6016 | T1 | Paragon Trade Brands | Paragon Trade Brands - Waco | 4920 Franklin Ave | Waco | TX | 76710 | McLennan | CN600406433 | RN100717545 | Property is a dust collection system installed on line 1 of the manufacturing process. | A positive use determination of 100% for the dust collection system. | 2002-04-19 | 87426 | 100
6017 | T1 | DB Western Inc Texas | D B Western Inc | 12511 Strang Road | La Porte | TX | 77571 | Harris | CN600570956 | RN102329018 | Items consist of pre-demister absorbers used to remove liquids from a gas stream. Liquids are sent to a waste water treatment system. | A positive use determination of 100% for the pre-demisters. | 2002-05-23 | 800000 | 100
6018 | T1 | DB Western Inc Texas | D B Western Inc | 12511 Strang Road | La Porte | TX | 77571 | Harris | CN600570956 | RN102329018 | Items consist of 4 catalytic convertors used to remove and destroy VOCs. | A positive use determination of 100% for the four catalytic converters. | 2002-04-19 | 1200000 | 100
6019 | T1 | DB Western Inc Texas | D B Western Inc | 12511 Strang Road | La Porte | TX | 77571 | Harris | CN600570956 | RN102329018 | Items consist of temperature probes. | A positive use determination of 100% for the incinerator temperature probes. | 2002-05-23 | 15000 | 100
6020 | T1 | DB Western Inc Texas | D B Western Inc | 12511 Strang Road | La Porte | TX | 77571 | Harris | CN600570956 | RN102329018 | Items consist of CO Analyzer and VOC Monitor. | A positive use determination of 100% for the CO Analyzer and the VOC monitor. | 2002-05-23 | 435000 | 100
6021 | T1 | DB Western Inc Texas | D B Western Inc | 12511 Strang Road | La Porte | TX | 77571 | Harris | CN600570956 | RN102329018 | Eight recirculation blowers, 8 discharge blowers, 8 discharge silencers, 4 inlet silencers used for NOx control. | A positive use determination of 100% for the recirculation blower system. A negative use determination for the 16 silencers. These are considered to be worker protection devices rather than pollution control property. | 2002-05-20 | 1015780 | 100
6022 | T1 | DB Western Inc Texas | D B Western Inc | 12511 Strang Road | La Porte | TX | 77571 | Harris | CN600570956 | RN102329018 | Vacuum system used for loading rail cars and trucks - eliminates emissions. Consists of air compressors, piping, pumps, liner, and blowers. | A positive use determination of 100% for the rail car and truck loading vacuum system. | 2002-05-28 | 500000 | 100
6023 | T1 | DB Western Inc Texas | D B Western Inc | 12511 Strang Road | La Porte | TX | 77571 | Harris | CN600570956 | RN102329018 | Welded pipe joint in order to reduce potential emission points. | A positive use determination of 100% for the welded pipe joints. | 2002-04-19 | 800000 | 100
6024 | T1 | DB Western Inc Texas | D B Western Inc | 12511 Strang Road | La Porte | TX | 77571 | Harris | CN600570956 | RN102329018 | Items consist of vent hoods, piping, and ductwork in the lab area. | A positive use determination of 100% for the lab fume collection system. | 2002-04-19 | 15187 | 100
6025 | T1 | DB Western Inc Texas | D B Western Inc | 12511 Strang Road | La Porte | TX | 77571 | Harris | CN600570956 | RN102329018 | Item consists of a vapor recovery system, including relief valves, return piping and vapor processing units. | A positive use determination of 100% for the vapor recovery system. | 2002-05-20 | 225000 | 100
6026 | T1 | DB Western Inc Texas | D B Western Inc | 12511 Strang Road | La Porte | TX | 77571 | Harris | CN600570956 | RN102329018 | Mandatory environmental paving, consisting of asphalt and calcium sulfate. | A positive use determination of 100% for the plant roads and parking areas. | 2002-05-23 | 350000 | 100
6027 | T1 | DB Western Inc Texas | D B Western Inc | 12511 Strang Road | La Porte | TX | 77571 | Harris | CN600570956 | RN102329018 | Four monitoring wells, piping and monitoring equipment. | A positive use determination of 100% for the four ground water monitoring well systems. | 2002-04-19 | 200000 | 100
6028 | T1 | DB Western Inc Texas | D B Western Inc | 12511 Strang Road | La Porte | TX | 77571 | Harris | CN600570956 | RN102329018 | Items consist of three tanks, foundations, spill containment, excavation and piping used to store and transfer process waste water to the waste water treatment system. | A positive use determination of 100% for the three solid waste storage tanks including piping and secondary containment. | 2002-04-19 | 300000 | 100
6029 | T1 | DB Western Inc Texas | D B Western Inc | 12511 Strang Road | La Porte | TX | 77571 | Harris | CN600570956 | RN102329018 | Items consist of foundations, spill containment, excavation, liner, and piping utilized for secondary containment within the tank farm. | A positive use determination of 100% for the secondary containment for the tank farm. | 2002-04-19 | 500000 | 100
6030 | T1 | DB Western Inc Texas | D B Western Inc | 12511 Strang Road | La Porte | TX | 77571 | Harris | CN600570956 | RN102329018 | Items consist of a leak detection system utilized to detect leaks in primary & secondary containment areas. | A positive use determination of 100% for the leak detection system. | 2002-04-19 | 350000 | 100
6031 | T1 | DB Western Inc Texas | D B Western Inc | 12511 Strang Road | La Porte | TX | 77571 | Harris | CN600570956 | RN102329018 | Chlorination equipment for waste water disinfection. | A positive use determination of 100% for the waste water chlorination system. | 2002-04-19 | 10000 | 100
6032 | T1 | DB Western Inc Texas | D B Western Inc | 12511 Strang Road | La Porte | TX | 77571 | Harris | CN600570956 | RN102329018 | Chlorine removal equipment for waste water. | A positive use determination of 100% for the waste water dechlorination equipment. | 2002-04-19 | 15000 | 100
6033 | T1 | DB Western Inc Texas | D B Western Inc | 12511 Strang Road | La Porte | TX | 77571 | Harris | CN600570956 | RN102329018 | Filtration system for waste water treatment. | A positive use determination of 100% for the waste water filtration equipment. | 2002-04-19 | 100000 | 100
6034 | T1 | DB Western Inc Texas | D B Western Inc | 12511 Strang Road | La Porte | TX | 77571 | Harris | CN600570956 | RN102329018 | Water Conservation System: used to recycle all process water and storm water. System includes: cleaning, storage, piping, and pumps for system, excludes the cooling towers. | A positive use determination of 100% for the waste water conservation system. | 2002-05-20 | 6000000 | 100
6035 | T1 | DB Western Inc Texas | D B Western Inc | 12511 Strang Road | La Porte | TX | 77571 | Harris | CN600570956 | RN102329018 | Items include pH meters, oxygen meters, chart recorders and other equipment used for monthly reporting requirements. | A positive use determination of 100% for the pH meter, oxygen meter, and chart recorders. | 2002-04-19 | 10000 | 100
6036 | T1 | DB Western Inc Texas | D B Western Inc | 12511 Strang Road | La Porte | TX | 77571 | Harris | CN600570956 | RN102329018 | Property consists of excavation, diversion ditches, culverts, pits, and discharge piping for the control and containment of storm water. | A positive use determination of 100% for the storm water containment equipment. | 2002-04-19 | 250000 | 100
6037 | T1 | DB Western Inc Texas | D B Western Inc | 12511 Strang Road | La Porte | TX | 77571 | Harris | CN600570956 | RN102329018 | Concrete and metal clad structure used to house control room for waste water monitoring equipment. | A positive use determination of 100% for the concrete and metal clad structure used to house the control room for the waste water monitoring equipment. | 2002-04-19 | 100000 | 100
6038 | T3 | Indian Mesa Wind Farm LP | Indian Mesa Wind Farm | 40 Mi E of Ft Stockton | Fort Stockton | TX | 79735 | Pecos | Insufficient Information | Insufficient Information | NWP has constructed a 82.5 MW wind-powered, renewable energy power generation facility 40 miles east of Fort Stockton. The facility consists of 125 Vestas A/S V-47 wind turbines. | A negative determination. The property listed in this application does not meet the requirements of 30 TAC 17.15 and as such is not considered to be pollution control property. | 2002-07-30 | 69000000 | 100
6039 | T1 | KMTEX Inc | KMTEX Inc | 2450 S Gulfway Dr | Port Arthur | TX | 77641 | Jefferson | CN604105007 | RN100640283 | The following projects: 1. replacement of 801 seal. 2. installation of piping to flare for control of emissions from Tank 198. 3. Improvements to B-2 burner. 4. Re-tubing of 601 Condenser. | A positive use determination of 100% for the 801 bottoms pump double seals, the Tank 198 vent piping to flare, and the B-2 boiler low NOx burners. | 2002-05-28 | 51390 | 100
6040 | T1 | KMTEX Inc | KMTEX Inc | 2450 S Gulfway Dr | Port Arthur | TX | 77641 | Jefferson | CN604105007 | RN100640283 | The following property: replaced the 701 condenser; installed high level alarms; and installed process roof to provide better storm water control. | A positive use determination of 100% for the high level alarms for Tanks 176 and 210. | 2002-05-28 | 51469 | 100
6041 | T1 | KMTEX Inc | KMTEX Inc | 2450 S Gulfway Dr | Port Arthur | TX | 77641 | Jefferson | CN604105007 | RN100640283 | The following property: 1. purchased boat for boom deployment. 2. Installed outfall boom. 3. Installed concrete containment at tank farm and process areas. | A positive use determination of 100% for the spill response boat, the outfall boom and the flare area concrete containment. | 2002-05-28 | 5004 | 100
6042 | T1 | Howmet Corporation | Hillsboro Casting | 201 Cercon Dr | Hillsboro | TX | 76645 | Hill | CN601423452 | RN100836725 | Installed a Torit dust controller and a dust control system. | A positive determination of 100% for the concrete floor and drains. | 2002-04-17 | 45590 | 100
6043 | T1 | Howmet Corporation | Wichita Falls Castings | 6200 Central Freeway N | Wichita Falls | TX | 76305 | Hill | CN601423452 | RN100638071 | Installed a grit reclaimer, a fume scrubber and various dust collection equipment - Dust Collector 1, 2, 3, 5, 4, 6, 12, 14, 15, Metal, Metal Control, Mold Wrap, Cutoff, five unnamed and one connected to a 55 gallon hopper. | A positive determination of 100% for the grit re-claimer, fume scrubber and 19 pieces of dust collection equipment. | 2002-04-17 | 495727 | 100
6044 | T1 | J Greene Concrete Inc | J Greene Concrete | 1884 Mineral Wells Hwy | Weatherford | TX | 76087 | Parker | CN600134381 | RN100805613 | The following property: Central bag house C&W Model CP-900; Hood ducting & collection piping; Cement silo & Fly Ash Silo bag houses (C&W CP-300; Silo over-fill sensors with alarm; paved plant entry road, batching, & material unloading and loading areas; Broce T-10 sweeper with water system; and Waste concrete and washout water settling pit system (5 pits). | A positive determination of 100% for the Central bag house C&W Model CP-900; the hood ducting & collection piping; the Cement silo & Fly Ash Silo bag houses (C&W CP-300); the silo over-fill sensors with alarm; the paving for the plant entry road and the paved batching, & material unloading and loading areas; the Broce T-10 sweeper with water system; and the waste concrete and washout water settling pit system (5 pits). | 2002-04-17 | 89595 | 100
6045 | T1 | McCoy Corporation | McCoy's | 100 Leander Rd | Georgetown | TX | 78626 | Williamson | CN601164379 | Insufficient Information | Storm water control and containment system. | A positive determination of 100% for the storm drain system and the detention and filtration ponds. | 2002-04-17 | 131920 | 100
6046 | T1 | J M Clipper Inc | J M Clipper Inc | 403 Industrial Blvd | Nacogdoches | TX | 75963 | Nacogdoches | CN600129837 | RN100218726 | Items consist of Pharshall effluent meter and replacement and Dow Chart Recorder, utilized for operations control and monthly reporting requirements. | A positive determination of 100% for the Parshall effluent meter and replacement and Dow Chart Recorder. | 2002-04-17 | 9494 | 100
6047 | T1 | J M Clipper Inc | J M Clipper Inc | 403 Industrial Blvd | Nacogdoches | TX | 75963 | Nacogdoches | CN600129837 | RN100218726 | Items consists of a steam cleaner and drain piping that is used for the cleaning of plant equipment. | A positive determination of 100% for the drain piping. | 2002-04-17 | 2766 | 100
6048 | T1 | J M Clipper Inc | J M Clipper Inc | 403 Industrial Blvd | Nacogdoches | TX | 75963 | Nacogdoches | CN600129837 | RN100218726 | Items consist of waste water treatment plant expansion, air compressor and re-circulation pumps. | A positive determination of 100% for the waste water treatment plant expansion, air compressor and re-circulation pumps. | 2002-04-17 | 25803 | 100
6049 | T1 | J M Clipper Inc | J M Clipper Inc | 403 Industrial Blvd | Nacogdoches | TX | 75963 | Nacogdoches | CN600129837 | RN100218726 | Items consist of tank farm improvements, internal coatings solvent tank, MEK influent tank, sewer line connection and sulfate tank used to segregate process water, contaminated process water and storm water. | A positive use determination of 100% for the internal coatings for the solvent tank, MEK influent tank, sewer line connection and the sulfate tank. | 2002-04-26 | 144358 | 100
6050 | T1 | J M Clipper Inc | J M Clipper Inc | 403 Industrial Blvd | Nacogdoches | TX | 75963 | Nacogdoches | CN600129837 | RN100218726 | Items consist of three degreasers and waste oil recovery system. | A positive use determination of 100% for the waste oil recovery system. A negative determination for the three degreasers. This property is not considered to be pollution control property. | 2002-04-26 | 55936 | 100
6051 | T1 | J M Clipper Inc | J M Clipper Inc | 403 Industrial Blvd | Nacogdoches | TX | 75963 | Nacogdoches | CN600129837 | RN100218726 | Items consist of foundation and spill containment for liquid nitrogen tanks. | A negative determination for the spill containment and foundations for the liquid nitrogen tanks. This property is provided for worker safety and asset protection and are not considered to be pollution control property. | 2002-04-26 | 4760 | 100
6052 | T1 | J M Clipper Inc | J M Clipper Inc | 403 Industrial Blvd | Nacogdoches | TX | 75963 | Nacogdoches | CN600129837 | RN100218726 | Items consist of MEK Tank and Effluent fume arrestor for monitoring and control of emissions. | A positive use determination of 100% for the MEK tank and the effluent fume arrestor. | 2002-04-26 | 6147 | 100
6053 | T1 | J M Clipper Inc | J M Clipper Inc | 403 Industrial Blvd | Nacogdoches | TX | 75963 | Nacogdoches | CN600129837 | RN100218726 | Items consist of self-contained Burn Off Oven Enclosure, sand blast enclosure, graphite structure enclosures. | A positive determination of 100% for the graphite structure enclosures. A positive use determination of 50% for the sand blast enclosure. A negative determination for the Burn Off Oven Enclosure. This item is not considered to be pollution control property. | 2002-05-20 | 46321 | 100
6054 | T1 | J M Clipper Inc | J M Clipper Inc | 403 Industrial Blvd | Nacogdoches | TX | 75963 | Nacogdoches | CN600129837 | RN100218726 | A self-contained metal clad structure, with a 10" concrete spill containment floor, used to store hazardous waste before disposal. | A positive determination of 100% for the hazardous waste storage structure. | 2002-04-17 | 29055 | 100
6055 | T1 | J M Clipper Inc | J M Clipper Inc | 403 Industrial Blvd | Nacogdoches | TX | 75963 | Nacogdoches | CN600129837 | RN100218726 | Items consist of three continuous hydrocarbon analyzers. | A positive determination of 100% for the three continuous hydrocarbon analyzers. | 2002-04-17 | 36811 | 100
6056 | T1 | J M Clipper Inc | J M Clipper Inc | 403 Industrial Blvd | Nacogdoches | TX | 75963 | Nacogdoches | CN600129837 | RN100218726 | Item consists of sheeter room vent and sample equipment that allows the collection of samples of exhaust gas to be analyzed for specific contaminants. | A positive determination of 100% for the vent and sample equipment. | 2002-04-17 | 3108 | 100
6057 | T1 | J M Clipper Inc | J M Clipper Inc | 403 Industrial Blvd | Nacogdoches | TX | 75963 | Nacogdoches | CN600129837 | RN100218726 | Item consists of repairs and modifications to boiler system that allows the staging of burner firings to non-fire burners within the combustion engines for the purpose of eliminating hot-spots and reducing NOx. | A positive determination of 100% for the repairs and modifications to boiler system. | 2002-04-17 | 11966 | 100
6058 | T1 | J M Clipper Inc | J M Clipper Inc | 403 Industrial Blvd | Nacogdoches | TX | 75963 | Nacogdoches | CN600129837 | RN100218726 | Items consist of Air Fuel Ratio Controllers installed for the boiler systems. They are used to improve efficiency and reduce NOx formation. | A positive determination of 100% for the Air Fuel Ratio Controllers. | 2002-04-17 | 4575 | 100
6059 | T1 | J M Clipper Inc | J M Clipper Inc | 403 Industrial Blvd | Nacogdoches | TX | 75963 | Nacogdoches | CN600129837 | RN100218726 | Sheeter Process Control air conditioning unit and filters used to contain solid particulate and process fumes. | A negative determination for the air conditioning unit. Air conditioning units are not considered to be pollution control devices. | 2002-04-26 | 3350
6060 | T1 | J M Clipper Inc | J M Clipper Inc | 403 Industrial Blvd | Nacogdoches | TX | 75963 | Nacogdoches | CN600129837 | RN100218726 | Monitors, controllers, computers, monitoring & reporting software, meters, digital readouts and testing equipment used to for final control devices. | A negative determination for the Monitors, controllers, computers, monitoring & reporting software, meters, digital readouts and testing equipment used to for monitoring processes. Process controls are not considered to be pollution control property. | 2002-04-26 | 154909 | 100
6061 | T1 | J M Clipper Inc | J M Clipper Inc | 403 Industrial Blvd | Nacogdoches | TX | 75963 | Nacogdoches | CN600129837 | RN100218726 | Purchase and installation of a Rotary Blaster and a Cryogenic Tumbler. | A positive determination of 50% for the Rotary Blaster and a Cryogenic Tumbler, including installation. | 2002-04-17 | 5077 | 100
6062 | T1 | J M Clipper Inc | J M Clipper Inc | 403 Industrial Blvd | Nacogdoches | TX | 75963 | Nacogdoches | CN600129837 | RN100218726 | Vara Refrigerant Cooling Coils and system used to condense vapors to liquids. | A positive use determination of 90% for the Vara refrigerant cooling coils and system. | 2002-04-26 | 8075 | 100
6063 | T1 | J M Clipper Inc | J M Clipper Inc | 403 Industrial Blvd | Nacogdoches | TX | 75963 | Nacogdoches | CN600129837 | RN100218726 | Nortech & Torrit cyclone based particulate collection and containment systems and dust collector bags. | A positive use determination of 100% for the Nortech & Torrit cyclone based solid particulate collection and containment system, dust collector bags, and air modeling modification. | 2002-04-26 | 90594 | 100
6064 | T1 | J M Clipper Inc | J M Clipper Inc | 403 Industrial Blvd | Nacogdoches | TX | 75963 | Nacogdoches | CN600129837 | RN100218726 | Installed a compactor used to recycle drums. | A positive determination of 100% for the compactor used for drum recycling. | 2002-04-17 | 6208 | 100
6065 | T1 | J M Clipper Inc | J M Clipper Inc | 403 Industrial Blvd | Nacogdoches | TX | 75963 | Nacogdoches | CN600129837 | RN100218726 | Purchased a Tennant floor sweeper. | A positive determination of 100% for the Tennant floor sweeper. | 2002-04-17 | 11974 | 100
6066 | T1 | J M Clipper Inc | J M Clipper Inc | 403 Industrial Blvd | Nacogdoches | TX | 75963 | Nacogdoches | CN600129837 | RN100218726 | Installed a paint booth with a final control device. | A positive determination of 100% for the paint booth with a final control device. | 2002-04-17 | 5631 | 100
6067 | T1 | J M Clipper Inc | J M Clipper Inc | 403 Industrial Blvd | Nacogdoches | TX | 75963 | Nacogdoches | CN600129837 | RN100218726 | Replaced the exhaust stack. | A positive determination of 100% for the exhaust stack. | 2002-04-17 | 2766 | 100
6068 | T1 | J M Clipper Inc | J M Clipper Inc | 403 Industrial Blvd | Nacogdoches | TX | 75963 | Nacogdoches | CN600129837 | RN100218726 | The following property: ventilator rain caps for the Sheeter Room, Rubber Lab Fume Hood, Vent hood for the Redkey Mill, Rubber Lab Oven Vent Hood, fume collection ductwork, and FOP & CF I & II vent steam system. | A positive use determination of 100% for the ventilator caps, two fume hoods & installation, vent hood for Redkey Mill, fume collection duct work, FOP & CF I & II Vent system. | 2002-04-26 | 64092 | 100
6069 | T1 | J M Clipper Inc | J M Clipper Inc | 403 Industrial Blvd | Nacogdoches | TX | 75963 | Nacogdoches | CN600129837 | RN100218726 | Project to eliminate fugitive emissions required the replacement of the solvent recovery bridge, stainless solvent lines, paint recovery ductwork, two storage tanks, pumps, and decanter system. | A positive use determination of 100% for the project to upgrade the solvent recovery system. | 2002-04-26 | 127710 | 100
6070 | T1 | J M Clipper Inc | J M Clipper Inc | 403 Industrial Blvd | Nacogdoches | TX | 75963 | Nacogdoches | CN600129837 | RN100218726 | Vapor recovery system for above ground tank storage area. | A positive use determination of 100% for the secondary containment for the above ground solvent recovery tanks. | 2002-04-26 | 81000 | 100
6071 | T1 | J M Clipper Inc | J M Clipper Inc | 403 Industrial Blvd | Nacogdoches | TX | 75963 | Nacogdoches | CN600129837 | RN100218726 | Activated carbon system used to remove and control VOCs from a gas stream. | A positive determination of 100% for the activated carbon system and associated costs. | 2002-04-17 | 253689 | 100
6072 | T1 | J M Clipper Inc | J M Clipper Inc | 403 Industrial Blvd | Nacogdoches | TX | 75963 | Nacogdoches | CN600129837 | RN100218726 | Dry Chemical Spray System, Chemical Spray System for Mold Release system, and Sheeter Condensate System. Property includes nozzles, covers, piping and pumps. | A positive use determination of 100% for the sheeter condensate system. A negative determination for the dry chemical spray system and mold release spray system which are not considered to be pollution control property. | 2002-04-26 | 82026 | 100
6073 | T1 | J M Clipper Inc | J M Clipper Inc | 403 Industrial Blvd | Nacogdoches | TX | 75963 | Nacogdoches | CN600129837 | RN100218726 | Vapor recovery piping, pumps, and blowers used during loading of trucks and railcars. | A positive determination of 100% for the vapor recovery piping, pumps, and blowers used during loading of trucks and railcars. | 2002-04-17 | 7301 | 100
6074 | T1 | Sabine Mining Company The | Sabine Mining Company | 6501 FM 968 W | Hallsville | TX | 75650 | Harrison | CN600835797 | RN103968707 | The following property: Sedimentation ponds including pumps and dewatering system. Water Truck fill station. Hydromulcher for ponds. | A positive determination of 100% for the sedimentation ponds improvements including pumps and de-watering system; water truck fill station; and hydro-mulcher for ponds. | 2002-04-18 | 1110980 | 100
6075 | T1 | Mother Parkers Tea & Coffee USA Ltd | Mother Parkers Ft Worth | 7800 Will Rogers Blvd | Fort Worth | TX | 76140 | Tarrant | CN601217656 | RN102298148 | Installed two Thermal Afterburners used to destroy contaminants in the exhaust air. Installed Degassing Bins: roasted whole beans are bucket & belt conveyed through the bins for controlled degassing and storage of CO2. Chaffe Dust Collection System: used to control air contaminants. | A positive determination of 100% for the Thermal Afterburners, Degassing Bins, and Chaffe Dust Collection System. | 2002-04-18 | 2741462 | 100
6076 | T1 | Equistar Chemicals LP | Equistar Channelview | 8280 Sheldon Rd | Channelview | TX | 77530 | Harris | CN600124705 | RN100542281 | Project to replace obsolete instrumentation and electric controls for process gas and propylene refrigeration compressor drive turbines with triple redundant electronic overspeed trip system controls. | Returned for failure to respond to a deficiency letter. | 2002-06-06 | 4000000 | 100
6077 | T1 | Equistar Chemicals LP | Equistar Channelview | 8280 Sheldon Rd | Channelview | TX | 77530 | Harris | CN600124705 | RN100542281 | Replaced 92 existing burners in furnace F-3418 with low NOx burners. | A positive use determination of 100% for the 92 replacement low NOx burners installed in furnace F-3418. | 2002-03-29 | 4152000 | 100
6078 | T1 | Greif Brothers Corporation | Greif(Van Leer) La Porte | 10900 Strang Rd | La Porte | TX | 77571 | Harris | CN600272215 | RN103997177 | Pollution control items associated the manufacture of metal drums. Property includes paint booths, ovens, conveyor systems, body scrap crushers, scrap removal systems, and paint effluent treatment system. | A positive determination of 100% for the paint booths, ovens, conveyor systems, body scrap crushers, scrap removal systems, and paint effluent treatment system. | 2002-04-30 | 6565659 | 100
6079 | T1 | Coors Tek Inc | Coors Tek Inc | 9100 Cameron Rd | Austin | TX | 78754 | Travis | Insufficient Information | Insufficient Information | Cyclone Vacuum Dust Collection System: piping, electrical and installation. | A positive determination of 100% for the Cyclone Vacuum Dust Collection System. | 2002-04-18 | 14692 | 100
6080 | T1 | Coors Tek Inc | Coors Tek Inc | 9100 Cameron Rd | Austin | TX | 78754 | Travis | Insufficient Information | Insufficient Information | Installed continuous leak detection monitors. | Withdrawn by applicant | 2002-04-30 | 168149 | 100
6081 | T1 | Coors Tek Inc | Coors Tek Inc | 9100 Cameron Rd | Austin | TX | 78754 | Travis | Insufficient Information | Insufficient Information | Non-continuous airborne particulate counter and monitor. | A positive determination of 100% for the non-continuous airborne particulate counter and monitor. | 2002-04-18 | 4139 | 100
6082 | T1 | Coors Tek Inc | Coors Tek Inc | 9100 Cameron Rd | Austin | TX | 78754 | Travis | Insufficient Information | Insufficient Information | Self contained structure used to contain fugitive emissions and particulate matter. | A negative determination for the self contained structure used to contain fugitive emissions and particulate matter. This is a production area and as such is not considered to be pollution control property. | 2002-04-30 | 1037622 | 100
6083 | T1 | Driltech Mission LLC | Driltech Mission LLC | 1250 Heritage Pkwy | Mansfield | TX | 76063 | Tarrant | CN600315410 | RN100958206 | Installed a Torrit Wheelabrator Cyclone based particulate containment system. | A positive determination of 100% for the Torrit Wheelabrator Cyclone based particulate containment system. | 2002-04-18 | 485000 | 100
6084 | T1 | Driltech Mission LLC | Driltech Mission LLC | 1250 Heritage Pkwy | Mansfield | TX | 76063 | Tarrant | CN600315410 | RN100958206 | Installed four Blast Cabinets, one Shot Peen Blast System and Phosphatizing Blast System. | A positive determination of 50% for the four Blast Cabinets, one Shot Peen Blast System and the Phosphatizing Blast System. | 2002-04-18 | 233048 | 100
6085 | T1 | Driltech Mission LLC | Driltech Mission LLC | 1250 Heritage Pkwy | Mansfield | TX | 76063 | Tarrant | CN600315410 | RN100958206 | Installed a self-contained paint booth. | A positive determination of 100% for the paint booth. | 2002-04-18 | 9617 | 100
6086 | T1 | Driltech Mission LLC | Driltech Mission LLC | 1250 Heritage Pkwy | Mansfield | TX | 76063 | Tarrant | CN600315410 | RN100958206 | Purchased a Tenant Sweeper/Scrubber for use in controlling and removing particulate matter from floors. | A negative determination for the Tennant Floor Sweeper Scrubber. This property is not considered to be pollution control property. | 2002-04-26 | 11550 | 100
6087 | T1 | Driltech Mission LLC | Driltech Mission LLC | 1250 Heritage Pkwy | Mansfield | TX | 76063 | Tarrant | CN600315410 | RN100958206 | Equipment consists of piping, pumps and storage items included in solvent recovery/recycle system. | A positive determination of 100% for the solvent recovery/recycle system. | 2002-04-18 | 36873 | 100
6088 | T1 | Ondeo Nalco Energy Services | Ondeo Nalco Energy Services | 7701 Hwy 90-A | Sugar Land | TX | 77478 | Fort Bend | CN602846388 | RN102895745 | Installed a replacement rupture disc on vessel piping to M-202 and T-108. | A positive determination of 100% for the project to install a replacement rupture disc on vessel piping to M-202 and T-108. | 2002-04-18 | 11992 | 100
6089 | T1 | Ondeo Nalco Energy Services | Ondeo Nalco Energy Services | 7701 Hwy 90-A | Sugar Land | TX | 77478 | Fort Bend | CN602846388 | RN102895745 | Installed electronic level indication on two 90-day storage tanks (S-782 & S-783) with DCS interface and an actuated shut off valve. | A positive determination of 100% for the project to install electronic level indication, with DCS interface and an actuated shut off, on two 90-day storage tanks (S-782 & S-783). | 2002-04-18 | 15639 | 100
6090 | T1 | Ondeo Nalco Energy Services | Ondeo Nalco Energy Services | 7701 Hwy 90-A | Sugar Land | TX | 77478 | Fort Bend | CN602846388 | RN102895745 | Installed a zero waste sample system on R-105 and M-214. Equipment includes pump and piping. | A positive determination of 100% for the project install a zero waste sample system, including pump and piping, on R-105 and M-214. | 2002-04-18 | 24996 | 100
6091 | T1 | Ondeo Nalco Energy Services | Ondeo Nalco Energy Services | 7701 Hwy 90-A | Sugar Land | TX | 77478 | Fort Bend | CN602846388 | RN102895745 | Installed vent piping, rupture disc and valves from M-214 to PVEC emission control system. | A positive determination of 100% for the vent piping, rupture disc and valves. | 2002-04-18 | 62592 | 100
6092 | T1 | Ondeo Nalco Energy Services | Ondeo Nalco Energy Services | 7701 Hwy 90-A | Sugar Land | TX | 77478 | Fort Bend | CN602846388 | RN102895745 | Installed vapor return lines on hazardous waste tanks S-701, S-703, and S-783. | A positive determination of 100% for the project to install vapor return lines on hazardous waste tanks S-701, S-703, and S-783. | 2002-04-18 | 10224 | 100
6093 | T1 | Ondeo Nalco Energy Services | Ondeo Nalco Energy Services | 7701 Hwy 90-A | Sugar Land | TX | 77478 | Fort Bend | CN602846388 | RN102895745 | Installed secondary containment at hazardous waste storage tanks P-6, P-7, P-8 and six waste storage portafeeds. | A positive determination of 100% for the project to install secondary containment at hazardous waste storage tanks P-6, P-7, P-8 and six waste storage portafeeds. | 2002-04-18 | 24996 | 100
6094 | T1 | Ondeo Nalco Energy Services | Ondeo Nalco Energy Services | 7701 Hwy 90-A | Sugar Land | TX | 77478 | Fort Bend | CN602846388 | RN102895745 | Installed replacement dry disconnect fittings to eliminate excess chemical spills and fugitive emissions on 4th street manifold. | A positive determination of 100% for the project to install replacement dry disconnect fittings on the 4th street manifold. | 2002-04-18 | 11776 | 100
6095 | T1 | Ondeo Nalco Energy Services | Ondeo Nalco Energy Services | 7701 Hwy 90-A | Sugar Land | TX | 77478 | Fort Bend | CN602846388 | RN102895745 | Phase 14-CB1 manufacturing to NCIC storage, M-214 and M-226 vessels, B-14 and B-5 to CB1 scales. Piggable lines and control valves were installed. | A positive determination of 100% for the piggable lines and control valves which were installed from Phase 14-CB1 manufacturing to NCIC storage, M-214 and M-226 vessels, B-14 and B-5 to CB1 scales. | 2002-04-18 | 341307 | 100
6096 | T1 | Ondeo Nalco Energy Services | Ondeo Nalco Energy Services | 7701 Hwy 90-A | Sugar Land | TX | 77478 | Fort Bend | CN602846388 | RN102895745 | Installed electronic level transmitters on S-698 and eleven tanks in the 16 upright storage tank area. | A positive determination of 100% for the project to install electronic level transmitters on S-698 and eleven tanks in the 16 upright storage tank area. | 2002-04-18 | 22532 | 100
6097 | T1 | Guadalupe Power Partners LP | Guadalupe Power Partners | 5740 Weil Rd | Marion | TX | 78124 | Guadalupe | CN600132120 | RN100225820 | Dry Low NOx 2.6 Combustion System including capitalized spare parts. | A positive determination of 100% for the Dry Low NOx 2.6 Combustion System, including capitalized spare parts, installed on each of the Combustion Turbine Generators. | 2002-04-18 | 34423245 | 100
6098 | T1 | Odessa-Ector Power Partners | Odessa-Ector Power Partners | 2200 E I-20 Service Rd S | Odessa | TX | 79766 | Ector | CN602798365 | RN100223882 | The following items: continuous emission monitoring system; Dry Low NOx 2.6 Combustion System including tuning kit and capitalized spares; HRSG Low NOx Duct Burners and Stacks; Storm water and waste water control and conveyance; water conservation system; Solids handling system for raw water treatment; secondary containment for transformers, chemical storage area, and STG lube oil. Raw Water Storage Pond Liner; Groundwater monitoring wells; CTG wash water sumps; Oil Storage Shelter; spill response & cleanup equipment; potable water system; environmental paving; and cathodic protection. | A positive determination of 100% for the continuous emission monitoring system; Dry Low NOx 2.6 Combustion System including tuning kit and capitalized spares; HRSG Low NOx Duct Burners and Stacks; Storm water and waste water control and conveyance; water conservation system; Solids handling system for raw water treatment; secondary containment for transformers, chemical storage area, and STG lube oil. Raw Water Storage Pond Liner; Groundwater monitoring wells; CTG wash water sumps; Oil Storage Shelter; spill response & cleanup equipment; potable water system; environmental paving; and cathodic protection. | 2002-04-18 | 38918296 | 100
6099 | T1 | North Texas Cement Company | North Texas Cement - Houston | 9550 Clinton Dr | Houston | TX | 77029 | Harris | CN602540452 | RN102415353 | Purchased a sweeper. | A positive determination of 100% for the sweeper used to control particulate on the plants roads. | 2002-04-18 | 21150 | 100
6100 | T1 | North Texas Cement Company | North Texas Cement - Midlothian | 900 Gifco Rd | Midlothian | TX | 76065 | Ellis | CN605048529 | RN104881826 | The following items: 1. Project to rebuild the #3 precipitator. 2. Installed Ultraflow stack flow monitors. 3. Project to install CKD leachate seeps & drainage improvements. 5. Improvements to the North & South Settling Ponds. 6. Supplement to the CKD Improvement Project. | A positive determination of 100% for the project to rebuild the #3 precipitator; the Ultraflow stack flow monitors; the project to install CKD leachate seeps & drainage improvements; the improvements to the North & South Settling Ponds; and the supplement to the CKD Improvement Project. | 2002-04-18 | 3048250 | 100
6101 | T1 | Shell Chemical Llp | Shell Chemical - Deer Park | 5900 Hwy 225 | Deer Park | TX | 77536 | Harris | CN602641664 | RN104660915 | Installed a flare to destruct contaminants in a vent gas stream. | A positive determination of 100% for the flare. | 2002-04-30 | 839063 | 100
6102 | T1 | Reliant Energy Inc | Limestone | Route 1, Box 85 | Jewett | TX | 75846 | Limestone | CN600254148 | RN104644828 | Installed Low NOx Burners. | A positive determination of 100% for the Low NOx Burners. | 2002-04-18 | 8324210 | 100
6103 | T1 | Reliant Energy Inc | Channelview | 8280 Sheldon Rd | Channelview | TX | 77530 | Harris | CN600254148 | RN100220276 | Installed Selective Catalytic Reduction reactors on Unit 4. | A positive determination of 100% for the Selective Catalytic Reduction reactors installed on Unit 4. | 2002-04-18 | 1325000 | 100
6104 | T2 | Reliant Energy Inc | Limestone | Route 1, Box 85 | Jewett | TX | 75846 | Limestone | CN600254148 | RN104644828 | To meet NOx limitations an advanced Low NOx burner/overfire air system and the equipment needed to convert from 100% lignite to a mixed fire system.. | A positive use determination of 100% for the low NOx burners and the overfire air system. A positive use determination of 92% for the boiler modifications and the coal handling and unloading equipment. | 2002-09-20 | 22279718 | 100
6105 | T1 | Saint-Gobain Norton Company | Saint-Gobain Norton Co. | 1505 Morningside | Brownsville | TX | 78521 | Cameron | CN600354633 | RN102934049 | The following property: Installed an air handler. 2. Dust Collection system. 3. Installed an exhaust vent from the oven. Mixer hood and ductwork. 5. Installed coalescing filters. | A positive use determination of 100% for 2the oven air handler; the abrasive forming dust collector, the oven exhaust duct; the mixer hood and duct work; and the coalescing filters. | 2002-04-26 | 375844 | 100
6106 | T1 | Saint-Gobain Norton Company | Saint-Gobain Norton Co. | 2770 W Washington St | Stephenville | TX | 76401 | Erath | CN600354633 | RN100211655 | The following property: 1. Dust Collection system. 2. Vacuum System. 3. Hazardous Waste Storage Building. 4. Sewer Treatment Building. 5. Solvent Recycling System. | A positive use determination of 100% for the Dust Collection system; the Vacuum System; the Hazardous Waste Storage Building; the Sewer Treatment Building; and the Solvent Recycling System. | 2002-04-26 | 160699 | 100
6107 | T1 | Lone Star Industries Inc | Maryneal Cement | Star Route Box 25 | Sweetwater | TX | 79556 | Nolan | CN600363683 | RN100220847 | The following property: Quarry Wash Bay & Service Building. | A positive use determination of 100% for the concrete containment and high pressure wash system. | 2002-05-20 | 204881 | 100
6108 | T1 | Saint-Gobain Norpro Company | Saint-Gobain Norpro Co. | 1500 Independence Ave | Bryan | TX | 77803 | Brazos | CN601304769 | RN100213859 | The following property: Air Scrubber; Calciner Discharge Enclosure; Noncontinuous Emission Monitors stationary & portable; Burner Control Replacements; Dust Collection System; Ventilation and ductwork for the stack; Stack extensions; Repaired concrete used to contain acid spills. Oil, solids, and water separator; Oil Skimmer; and RO water system. | A positive use determination of 100% for the Air Scrubber; Calciner Discharge Enclosure; Noncontinuous Emission Monitors stationary & portable; Dust Collection System; Ventilation and ductwork for the stack; Stack extensions; Repaired concrete used to contain acid spills. Oil, solids, and water separator; Oil Skimmer; and RO water system. | 2002-05-21 | 1325691 | 100
6109 | T1 | Schumacher Company Inc | Schumacher Company Inc | 5610 Polk | Houston | TX | 77023 | Harris | CN603166851 | RN100917970 | Installed groundwater recovery pumps. | A positive use determination of 100% for the ground water recovery pumps. | 2002-04-26 | 6091 | 100
6110 | T1 | Dixie Electro Plating Company Inc | Dixie Electro Plating Co | 3001 Engelke | Houston | TX | 77003 | Harris | CN600303846 | RN100593920 | Installed a Fume Scrubber (Chrome Emission Control Device) and a liner in the containment pit. | A positive use determination of 100% for the Fume Scrubber and the liner in the containment pit. | 2002-04-26 | 76206 | 100
6111 | T3 | Anheuser-Busch Companies Inc | Anheuser-Busch Inc | 775 Gellhorn Dr | Houston | TX | 77029 | Harris | CN600125629 | RN100211697 | Expansion of the Bio-Energy Recovery System: property includes an additional reactor, conveyance equipment, and a scrubber system. | Closed application for failure to respond to numerous requests for additional information. | 2002-04-28 | 5523500 | 100
6112 | T1 | Saint-Gobain Vetroex America Inc | Saint-Gobain Vetrotex America Inc | 4515 Allendale Rd | Wichita Falls | TX | 76310 | Wichita | CN600129753 | RN100218601 | The following property: Baghouse; electrostatic precipitator; air scrubbers; enclosures around furnaces, matline, & glass chopping operations; Sorbent injection system; noncontinuous emission monitors; low NOx burners; exhaust ductwork; dust collection system; vacuum system, stacks, waste collection carts; paving; secondary containment; barriers - concrete pads used as drain pads; waste storage; waste water conveyance; backflow preventer; steam condensation; waste water treatment plant expansion; recycled cleaning water system; storm water diversions; and automatic tank gauging. | A positive use determination is granted as detailed in the attached table. | 2002-05-21 | 14986238 | 100
6113 | T1 | Premcor Refining Group Inc | Port Arthur Refinery | 1801 S Gulfway Dr | Port Arthur | TX | 77641 | Jefferson | CN600127468 | RN102584026 | Project to upgrade existing storm water tank 1913. Project included installation of gear operators on inlet valves, oil sampling points, level gauge, blind off the mixer nozzles and installed a switchrack. | A positive use determination of 100% for the project to upgrade storm water storage tank 1913. | 2002-04-26 | 182285 | 100
6114 | T1 | Premcor Refining Group Inc | Port Arthur Refinery | 1801 S Gulfway Dr | Port Arthur | TX | 77641 | Jefferson | CN600127468 | RN102584026 | Installed NOx, CO, & O2 continuous emission monitoring systems on Boilers 42 & 43 at Boiler house 15. | A positive use determination of 100% for the continuous emission monitors. | 2002-04-26 | 219148 | 100
6115 | T1 | Premcor Refining Group Inc | Port Arthur Refinery | 1801 S Gulfway Dr | Port Arthur | TX | 77641 | Jefferson | CN600127468 | RN102584026 | Installed fixed roof covers and closed vent system at 3 API separators and replaced floating roof primary, secondary seals, and roof drain seals on L-1020 API Separator at Waste Water Treating Unit 8742. | A positive use determination of 100% for the fixed roof covers and closed vent system for the three API separators, and replacement of the floating roof primary, secondary seals, and roof drain seals on L-1020 API Separator at Waste Water Treating Unit 8742. | 2002-04-26 | 730870 | 100
6116 | T1 | Premcor Refining Group Inc | Port Arthur Refinery | 1801 S Gulfway Dr | Port Arthur | TX | 77641 | Jefferson | CN600127468 | RN102584026 | Installed impressed current cathodic protection on 30" pipeline and the bottoms of 11 crude and distillate oil storage tanks located at the south tank field area. | A positive use determination of 100% for the impressed current cathodic protection. | 2002-04-26 | 199100 | 100
6117 | T1 | Premcor Refining Group Inc | Port Arthur Refinery | 1801 S Gulfway Dr | Port Arthur | TX | 77641 | Jefferson | CN600127468 | RN102584026 | Installed NOx. CO, & O2 continuous emission monitoring systems on process heaters located at HF Alkylation Unit HFAU 433, crude Unit AVU 146 and Boilers 31, 32, & 33 at Boiler House 16. | A positive use determination of 100% for the continuous emission monitoring systems. | 2002-04-26 | 1203184 | 100
6118 | T1 | Premcor Refining Group Inc | Port Arthur Refinery | 1801 S Gulfway Dr | Port Arthur | TX | 77641 | Jefferson | CN600127468 | RN102584026 | Installed a continuous emission monitoring system designed to measure the H2S concentration in the refinery fuel gas supply network. | A positive use determination of 100% for the H2S monitoring system. | 2002-04-26 | 373303 | 100
6119 | T1 | Premcor Refining Group Inc | Port Arthur Refinery | 1801 S Gulfway Dr | Port Arthur | TX | 77641 | Jefferson | CN600127468 | RN102584026 | Installed continuous emission monitoring systems on SRU Units 543 & 544 sulfur recovery unit tail gas incinerators. | A positive use determination of 100% for the H2S monitoring systems on the two tail gas incinerators. | 2002-04-26 | 297332 | 100
6120 | T1 | Premcor Refining Group Inc | Port Arthur Refinery | 1801 S Gulfway Dr | Port Arthur | TX | 77641 | Jefferson | CN600127468 | RN102584026 | Installed gasketed hatches and covers, closed vent systems. | A positive use determination of 100% for the waste water vent system. | 2002-04-26 | 300000 | 100
6121 | T1 | Nucor Building Systems Inc | Nucor Building Systems Inc | 600 Apache Trail | Terrell | TX | 75160 | Kaufman | CN601351281 | RN102660727 | Items include a Torrit Cyclone Dust Collector, duct work, piping, and filtration used to minimize and control particulate emissions. | A positive use determination of 100% for the cyclone dust collection system. | 2002-04-26 | 120842 | 100
6122 | T1 | Nucor Building Systems Inc | Nucor Building Systems Inc | 600 Apache Trail | Terrell | TX | 75160 | Kaufman | CN601351281 | RN102660727 | Items consist of gas monitor and Inergen Suppression & Detection system. | A positive use determination of 100% for the monitoring equipment for the welding process. | 2002-04-26 | 12888 | 100
6123 | T1 | Nucor Building Systems Inc | Nucor Building Systems Inc | 600 Apache Trail | Terrell | TX | 75160 | Kaufman | CN601351281 | RN102660727 | Installed a Powder Coat System. | A positive use determination of 100% for the powder coating system exclusive of the drying oven. | 2002-04-26 | 338395 | 100
6124 | T1 | Nucor Building Systems Inc | Nucor Building Systems Inc | 600 Apache Trail | Terrell | TX | 75160 | Kaufman | CN601351281 | RN102660727 | Purchased a Torrit Floor Sweeper/Scrubber. | A negative determination for the Tennant floor sweeper. This equipment is not considered to be pollution control property. | 2002-04-26 | 12683 | 100
6125 | T1 | Nucor Building Systems Inc | Nucor Building Systems Inc | 600 Apache Trail | Terrell | TX | 75160 | Kaufman | CN601351281 | RN102660727 | Installed a Flux Recovery unit for use in recovering and recycling flux from the welding process. | A positive use determination of 100% for the flux recovery unit. | 2002-04-26 | 7800 | 100
6126 | T1 | RTI Equipment Company Inc | RTI Equipment Company Inc | Lt 30 04 30 Lg 097 51 00 | Buda | TX | 78610 | Hays | Insufficent Information | Insufficent Information | Installed a TDB 66,800 CFM bag house. | A positive use determination of 100% for the bag house system for the mixing section of the plant. | 2002-05-23 | 479120 | 100
6127 | T1 | RTI Equipment Company Inc | RTI Equipment Company Inc | Lt 30 04 30 Lg 097 51 00 | Buda | TX | 78610 | Hays | Insufficent Information | Insufficent Information | Installed the following monitoring equipment: infrared temperature sensor; 2 TAV-E Level gauge with internal float; 2 HA-6 Float & Limit switches; 2 HA-9 temperature chart recorders and HFP-2 temperature control module. | A positive use determination of 100% for the monitoring equipment. | 2002-04-30 | 25990 | 100
6128 | T1 | RTI Equipment Company Inc | RTI Equipment Company Inc | Lt 30 04 30 Lg 097 51 00 | Buda | TX | 78610 | Hays | Insufficent Information | Insufficent Information | Installed non-continuous emission monitoring equipment. | A positive use determination of 100% for the bag house monitoring equipment. | 2002-05-23 | 73260 | 100
6129 | T1 | RTI Equipment Company Inc | RTI Equipment Company Inc | Lt 30 04 30 Lg 097 51 00 | Buda | TX | 78610 | Hays | Insufficent Information | Insufficent Information | Items consist of (2) 1/4" 360 Brinell Liners for final product storage and Environmental Liner and insulation for Helical Coil Heater. | A negative determination for the (2) 1/4" 360 Brinell Liners for final product storage, the Environmental Liner and the insulation for Helical Coil Heater. The applicant did not provide viable information to justify the claim that this equipment provides a pollution control benefit. | 2002-05-23 | 360498
6130 | T1 | RTI Equipment Company Inc | RTI Equipment Company Inc | Lt 30 04 30 Lg 097 51 00 | Buda | TX | 78610 | Hays | Insufficent Information | Insufficent Information | Items consist of environmental paving of roads and process areas. | A positive use determination of 100% for the paving projects. | 2002-04-30 | 215613 | 100
6131 | T1 | RTI Equipment Company Inc | RTI Equipment Company Inc | Lt 30 04 30 Lg 097 51 00 | Buda | TX | 78610 | Hays | Insufficent Information | Insufficent Information | Items consist of concrete and steel spill containment structure with 24" lip. | A positive use determination of 100% for the concrete spill containment with 24 inch lip. | 2002-05-23 | 64481 | 100
6132 | T1 | RTI Equipment Company Inc | RTI Equipment Company Inc | Lt 30 04 30 Lg 097 51 00 | Buda | TX | 78610 | Hays | Insufficent Information | Insufficent Information | Items consist of conveyor enclosures, piping, liners and seals. | A positive use determination of 100% for the covers for the silo, lime additive conveyor, and transverse slat conveyor. | 2002-05-23 | 159262 | 100
6133 | T1 | RTI Equipment Company Inc | RTI Equipment Company Inc | Lt 30 04 30 Lg 097 51 00 | Buda | TX | 78610 | Hays | Insufficent Information | Insufficent Information | Items consist of diversion ditches, berms and detention ponds used to divert and control storm water and process water. | A positive use determination of 100% for the diversion ditches, berms, and detention pond. | 2002-04-29 | 125897 | 100
6134 | T1 | American Locker Group | American Locker Group | 815 S Main | Grapevine | TX | 76051 | Tarrant | CN604050369 | No Regulated Entity at this Location | Installed a powder coating system. | A positive determination of 100% for the powder coating system. | 2002-04-20 | 49101 | 100
6135 | T1 | American Locker Group | American Locker Group | 815 S Main | Grapevine | TX | 76051 | Tarrant | CN604050369 | No Regulated Entity at this Location | Installed a power wash system for use in cleaning equipment. Waste is removed by filtration and the water is recycled. | A negative determination for the power wash system. This equipment is used for cleaning plant equipment and is not considered to be pollution control property. | 2002-04-20 | 82731 | 100
6136 | T1 | Laserweld Inc | Laserweld Inc | 1314 Brittmore Rd | Houston | TX | 77043 | Harris | CN603326968 | RN105467260 | Equipment consists of a Torrit Wheelabrator Cyclone based particulate containment system. | A positive determination of 100% for the Torrit Wheelabrator Cyclone dust collection system. | 2002-04-20 | 76785 | 100
6137 | T1 | Laserweld Inc | Laserweld Inc | 1314 Brittmore Rd | Houston | TX | 77043 | Harris | CN603326968 | RN105467260 | Equipment consists of a Air Tech Powder Coating System. | A positive determination of 100% for the Air Tech Powder Coating System. | 2002-04-20 | 132189 | 100
6138 | T1 | Spraylat Corporation | Spraylat Corporation | 3733 Ih 35 | Gainesville | TX | 76240 | Cooke | CN600397079 | RN102302585 | Items consist of Torrit cyclone based dust collection system including motors, ductwork and vacuum components. | A positive determination of 100% for the Torrit cyclone based dust collection system. | 2002-04-20 | 293007 | 100
6139 | T1 | Spraylat Corporation | Spraylat Corporation | 3733 Ih 35 | Gainesville | TX | 76240 | Cooke | CN600397079 | RN102302585 | Items consist of powder coating system. | A positive determination of 100% for the powder coating system. | 2002-04-20 | 9653 | 100
6140 | T1 | Spraylat Corporation | Spraylat Corporation | 3733 Ih 35 | Gainesville | TX | 76240 | Cooke | CN600397079 | RN102302585 | Items consist of a self-contained Sand Blast Cabinet. | A positive determination of 50% for the Sand Blast Cabinet. | 2002-04-20 | 3787 | 100
6141 | T1 | Spraylat Corporation | Spraylat Corporation | 3733 Ih 35 | Gainesville | TX | 76240 | Cooke | CN600397079 | RN102302585 | Items consist of two Torrit Sweeper/Scrubbers. | A negative determination for the two Torrit Sweeper/Scrubbers. This equipment is used for cleaning of the plant and is not considered to be pollution control property. | 2002-04-20 | 28613 | 100
6142 | T1 | Spraylat Corporation | Spraylat Corporation | 3733 Ih 35 | Gainesville | TX | 76240 | Cooke | CN600397079 | RN102302585 | Items consist of a trash compactor and platform used in recycling process. | A positive determination of 100% for the trash compactor and platform. | 2002-04-20 | 8099 | 100
6143 | T1 | Spraylat Corporation | Spraylat Corporation | 3733 Ih 35 | Gainesville | TX | 76240 | Cooke | CN600397079 | RN102302585 | Items consist of steel and metal structure used for storage of solvent and related hazardous waste resulting from the process. | A positive determination of 100% for the hazardous waste storage structure. | 2002-04-20 | 3581 | 100
6144 | T1 | Spraylat Corporation | Spraylat Corporation | 3733 Ih 35 | Gainesville | TX | 76240 | Cooke | CN600397079 | RN102302585 | Items consist of a closed loop water conservation system. | A positive determination of 100% for the closed loop water conservation system. | 2002-04-30 | 153812 | 100
6145 | T1 | Chase Medical Inc | Chase Medical - Richardson | 1876 Firman | Richardson | TX | 75081 | Dallas | Insufficient Information | Insufficient Information | Items consist of Process Enclosure structures. | A negative determination for the Process Enclosure Structure. This is not considered to be pollution control property. | 2002-04-30 | 184148 | 100
6146 | T1 | Chase Medical Inc | Chase Medical - Athens | 1704 Enterprise | Athens | TX | 75751 | Henderson | Insufficient Information | Insufficient Information | Items consist of Process Enclosure structures. | A negative determination for the Process Enclosure Structure. This is not considered to be pollution control property. | 2002-04-30 | 184148 | 100
6147 | T1 | Chase Medical Inc | Chase Medical - Richardson | 1876 Firman | Richardson | TX | 75081 | Dallas | Insufficient Information | Insufficient Information | Items consist of a Cyclone Dust Collection System. | A positive determination of 100% for the cyclone dust collection system. | 2002-04-26 | 17868 | 100
6148 | T1 | Chase Medical Inc | Chase Medical - Athens | 1704 Enterprise | Athens | TX | 75751 | Henderson | Insufficient Information | Insufficient Information | Items consist of a Cyclone Dust Collection System. | A positive determination of 100% for the cyclone dust collection system. | 2002-04-26 | 17868 | 100
6149 | T1 | Chase Medical Inc | Chase Medical - Richardson | 1876 Firman | Richardson | TX | 75081 | Dallas | Insufficient Information | Insufficient Information | Items consist of temperature controller and two control monitors. | A negative determination for the two control monitors and a temperature controller. Process controls are not considered to be pollution control property. | 2002-04-26 | 26519 | 100
6150 | T1 | Chase Medical Inc | Chase Medical - Athens | 1704 Enterprise | Athens | TX | 75751 | Henderson | Insufficient Information | Insufficient Information | Items consist of temperature controller and two control monitors. | A negative determination for the two control monitors and a temperature controller. Process controls are not considered to be pollution control property. | 2002-04-26 | 26519 | 100
6151 | T1 | Chase Medical Inc | Chase Medical - Richardson | 1876 Firman | Richardson | TX | 75081 | Dallas | Insufficient Information | Insufficient Information | Items consist of HEPA Filters and air handling devices. | A negative determination for the HEPA Filters and air handling devices for clean room. This property is not considered to be pollution control property. | 2002-04-26 | 135238 | 100
6152 | T1 | Chase Medical Inc | Chase Medical - Athens | 1704 Enterprise | Athens | TX | 75751 | Henderson | Insufficient Information | Insufficient Information | Items consist of HEPA Filters and air handling devices. | A negative determination for the HEPA Filters and air handling devices for clean room. This property is not considered to be pollution control property. | 2002-04-26 | 135238 | 100
6153 | T1 | Chase Medical Inc | Chase Medical - Richardson | 1876 Firman | Richardson | TX | 75081 | Dallas | Insufficient Information | Insufficient Information | Items consist of a self-contained Blast Clearing System w/cabinet and tow burn off ovens. | A positive use determination of 50% for the Blast Cabinet. A negative determination for the Blast Cleaning System and 2 burn off ovens. This property is not considered to be pollution control property. | 2002-04-26 | 21914 | 100
6154 | T1 | Chase Medical Inc | Chase Medical - Athens | 1704 Enterprise | Athens | TX | 75751 | Henderson | Insufficient Information | Insufficient Information | Items consist of a self-contained Blast Clearing System w/cabinet and tow burn off ovens. | A positive use determination of 50% for the Blast Cabinet. A negative determination for the Blast Cleaning System and 2 burn off ovens. This property is not considered to be pollution control property. | 2002-04-26 | 21914 | 100
6155 | T1 | Chase Medical Inc | Chase Medical - Richardson | 1876 Firman | Richardson | TX | 75081 | Dallas | Insufficient Information | Insufficient Information | Items consist of tanks, piping, installation and filtration for a water conservation system (excluding the chiller). | A positive determination of 100% for the water conservation system. | 2002-04-30 | 63693 | 100
6156 | T1 | Chase Medical Inc | Chase Medical - Richardson | 1876 Firman | Richardson | TX | 75081 | Henderson | Insufficient Information | Insufficient Information | Items consist of tanks, piping, installation and filtration for a water conservation system (excluding the chiller). | A positive determination of 100% for the water conservation system. | 2002-04-30 | 63693 | 100
6157 | T1 | Reliant Energy Inc | Channelview | 8280 Sheldon Rd | Channelview | TX | 77530 | Harris | CN600254148 | RN100220276 | Dry Low NOx Fuel Nozzles (Unit 4): The combustion section of the turbine is provided with Dry Low NOx firing system, designed to minimize amount of NOx formed during combustion. | A positive use determination of 100% for the Dry Low NOx Fuel Nozzles. | 2002-04-26 | 440327 | 100
6158 | T1 | Gold Tech Industries Inc | Gold Tech Industries Inc | 3733 Drossett Dr | Austin | TX | 78744 | Travis | CN600410294 | RN102331550 | Installed a 630 MM Filter Press. | A positive determination of 100% for the filter press. | 2002-04-26 | 11000 | 100
6159 | T1 | Gold Tech Industries Inc | Gold Tech Industries Inc | 3733 Drossett Dr | Austin | TX | 78744 | Travis | CN600410294 | RN102331550 | Waste Water Treatment Facility: tanks, liners, cleaner systems and filtration systems. | A positive determination of 100% for the Waste Water Treatment Facility. | 2002-04-26 | 698323 | 100
6160 | T1 | Gold Tech Industries Inc | Gold Tech Industries Inc | 3733 Drossett Dr | Austin | TX | 78744 | Travis | CN600410294 | RN102331550 | Self-contained structure used to contain fugitive emissions and direct any waste water via floor drains and piping to either a VOC scrubber or to the waste water treatment plant. | A positive determination of 100% for the floor drain system and the emission handling equipment. A negative determination for the structure. Structures used to house process equipment are not considered to be pollution control devices. | 2002-04-26 | 135000 | 100
6161 | T1 | Gold Tech Industries Inc | Gold Tech Industries Inc | 3733 Drossett Dr | Austin | TX | 78744 | Travis | CN600410294 | RN102331550 | Varian Atomic Absorption Machine used to collect and analyze samples of waste water prior to treatment and discharge. | A positive determination of 100% for the Varian Atomic Absorption Machine. | 2002-04-26 | 27048 | 100
6162 | T1 | Gold Tech Industries Inc | Gold Tech Industries Inc | 3733 Drossett Dr | Austin | TX | 78744 | Travis | CN600410294 | RN102331550 | Items consist of blast cabinet, compressor, and piping that are self contained to eliminate and control particulate from the cleaning process. Property includes Pecks Coating BNP Pressure Blast System; Compressors, etc. for pressure system; Wattinger Co. compressed air line for PS; and Clemco Texturing System. | A positive determination of 50% for the Blast Cabinet. A negative determination for the production equipment associated with the Blast Cabinet. | 2002-04-26 | 47004 | 100
6163 | T1 | Gold Tech Industries Inc | Gold Tech Industries Inc | 3733 Drossett Dr | Austin | TX | 78744 | Travis | CN600410294 | RN102331550 | Duct work installed to capture emissions and direct them to the scrubber. | A positive determination of 100% for the emission control duct work. | 2002-04-26 | 24926 | 100
6164 | T1 | Gold Tech Industries Inc | Gold Tech Industries Inc | 3733 Drossett Dr | Austin | TX | 78744 | Travis | CN600410294 | RN102331550 | Controllers and rectifiers used to monitor process and control emissions. | A negative determination for the controllers and rectifiers. Process controllers are not considered to be pollution control property | 2002-04-26 | 98897 | 100
6165 | T1 | Gold Tech Industries Inc | Gold Tech Industries Inc | 3733 Drossett Dr | Austin | TX | 78744 | Travis | CN600410294 | RN102331550 | Property is a 50,000 CFM VOC Scrubber and back up generator. | A positive determination of 100% for the scrubber and back up generator. | 2002-04-26 | 204640 | 100
6166 | T1 | Precoat Metals | Precoat Metals | 16402 Jacintoport Blvd | Houston | TX | 77015 | Harris | CN602858490 | RN100217926 | The following property: 274BEMB - waste water treatment equipment: includes equipment installed to process waste water and sewer water. M01135 - Upgrade Prime Incinerator: project to upgrade the incinerator. | A positive determination of 100% for the waste water treatment equipment and the upgrade to the prime incinerator. | 2002-04-26 | 15740 | 100
6167 | T1 | Exxon Mobil Corporation | ExxonMobil Chemical - Mont Belvieu | 13330 Hatcherville Rd | Mont Belvieu | TX | 77580 | Chambers | CN600123939 | RN102501020 | Project to upgrade the Low Density Polyethylene Unit's flare monitoring system, improve the gas flow, and install an analyzer capable of identifying and quantifying the constituents in the flare gas. | A positive use determination of 100% for the upgrade the Low Density Polyethylene Unit's flare monitoring system. | 2002-04-26 | 332196 | 100
6168 | T1 | Exxon Mobil Corporation | ExxonMobil Chemical - Mont Belvieu | 13330 Hatcherville Rd | Mont Belvieu | TX | 77580 | Chambers | CN600123939 | RN102501020 | Project to remove two underground storage tanks and replace them with double-walled aboveground tanks. Env. Property: double-walled tanks, overfill protection, leak detection, submerged filling, gas tank provided with pressure/vacuum system, thermal insulation, concrete slab, and camera for 24 hour monitoring. | A positive determination of 100% for the overfill protection, leak detection, submerged filling equipment, pressure/vacuum system, security camera, removal of tanks, soil analysis, and the tank removal. A positive use determination of 50% for the double-walled tanks. | 2002-04-26 | 260850 | 100
6169 | T1 | TXU Electric Company | Big Brown Steam Electric Station | #2 FM Road 2570 | Fairfield | TX | 75840 | Freestone | CN600135511 | RN105100275 | Installed Low NOx Concentric Firing System on Unit 1. This includes replacing all burner nozzles and tips, auxiliary air nozzle tips, installing new windbox dampers and actuators, and new ducting, dampers, and registers for one level of separated over-fire air ports. The project also includes a combustion optimization analysis. | A positive determination of 100% for the Low Nox Concentric Firing System Level II. | 2002-04-26 | 18113925 | 100
6170 | T1 | TXU Electric Company | Handley | 6604 E Rosedale | Fort Worth | TX | 76124 | Tarrant | CN600128490 | RN102336906 | Installed a NOx Continuous Emission Monitoring System on Unit 1. The CEMS will monitor NOx, O2 and consists of NOx/O2 analyzers, a shelter, a sampling system and a data acquisition system. | A positive determination of 100% for the NOx Continuous Emission Monitoring System. | 2002-04-26 | 530254 | 100
6171 | T1 | TXU Electric Company | Martin Lake Ses | 8850 FM 2658 N | Henderson | TX | 75653 | Rusk | CN600135511 | RN105127682 | Boiler Unit No. 2: Project to modify the ML2 Scrubber Towers to improve the load bearing capacity. | A positive determination of 100% for the modifications to the ML2 scrubber tower. | 2002-04-26 | 20277463 | 100
6172 | T1 | TXU Electric Company | Monticello Ses | 9 M SW of Mt Pleasant | Mount Pleasant | TX | 75455 | Titus | CN601537566 | RN102285921 | Boiler No. 3: Installed RJM burner modifications and over-fire air ports to stage combustion and reduce NOx. The project includes: secondary air and coal flow testing/balancing, computational fluid dynamics modeling, burner modifications, and windbox ducting, dampers, etc. for new OFA ports. The burner modifications include the installation of flame stabilizers, coal spreaders, coal flow disks (anti-roping devices) and coal nozzle extensions. | A positive determination of 100% for the RJM burner modifications and the over fire air ports. | 2002-04-26 | 552373 | 100
6173 | T1 | TXU Electric Company | North Main | 210 NW 4Th St | Fort Worth | TX | 76108 | Tarrant | CN600135511 | RN100685577 | Installed a NOx Continuous Emission Monitoring System on Unit 1. The CEMS will monitor NOx, O2 and consists of NOx/O2 analyzers, a shelter, a sampling system and a data acquisition system. | A positive determination of 100% for the continuous emission monitoring system. | 2002-04-26 | 367628 | 100
6174 | T1 | TXU Electric Company | River Crest Steam | Rt 1 Box 255 | Bogata | TX | 75417 | Red River | CN602482861 | RN101983344 | Installed a NOx Continuous Emission Monitoring System on Unit 1. The CEMS will monitor NOx, O2 and consists of NOx/O2 analyzers, a shelter, a sampling system and a data acquisition system. | A positive determination of 100% for the continuous emission monitoring system. | 2002-04-26 | 296102 | 100
6175 | T1 | TXU Electric Company | Valley | PO Box 178 | Savoy | TX | 75479 | Fannin | CN600135511 | RN102285855 | Boiler Unit No.1: Installed RJM (low NOx) burner modifications and over-fire air ports to stage combustion and reduce NOx formation. | A positive determination of 100% for the RJM burner modifications and the over fire air ports. | 2002-04-26 | 1341413 | 100
6176 | T1 | North American Galvanizing Co | N A Galvanizing Hurst Plant | 625 W Hurst Blvd | Hurst | TX | 76053 | Tarrant | CN601556582 | RN100645753 | 1. Baghouse: Property includes a top-loaded, air pulse jet baghouse with an approximate capacity of 48,000. The fan, fan motor, ductwork, and capture hood are also a part of this property. 2. Filter Press: 4 cubic foot capacity filter press with diaphragm pump. | A positive determination of 100% for the bag house and the filter press. | 2002-04-26 | 141040 | 100
6177 | T1 | North American Galvanizing Co | N A Galvanizing Fairbanks Plant | 9103 Fairbanks N Houston | Houston | TX | 77064 | Harris | CN601556582 | RN100584796 | 1. Capture System/Baghouse: property includes a lip slot hood around the kettle and connecting ductwork to two baghouse filters complete with fans. 2. Scrubber: includes domes and other plastic work to seal off the pit around the hydrochloric acid pickling tanks, a scrubbing tower, two fans, and necessary control & instrumentation equipment. 3. Filter Press: includes an oxidizing tank, a settling tank and standard filter press. | A positive determination of 100% for the capture system/bag house a scrubber, and a filter press. | 2002-04-26 | 964350 | 100
6178 | T1 | Ethyl Corporation | Ethyl Corp - Houston Plant | 1000 N South Ave | Pasadena | TX | 77503 | Harris | CN600127740 | RN101613230 | The following items (all items are additions to previously approved projects): 1. Three baskets for in-line strainer; 2. Scrubber, 44M+ Sep. Element Jet Venturi; 3. Instrumentation PAP Unit PHA/Reliability; 4. D-1420 Deluge Fire Protection System; 5. Cathodic Protection Deepwells Firewater System; 6. Nitrogen Seals; 7. BF3 Knock Out Pot; 8. HCL Absorber TAG C-1120-A; 9. Piping PIBSA Scrubber; 10. Instrumentation PIBSA Scrubber; 11. Chlorine Charge Valve; 12. Shop Fume Extraction; 13. N2 Seals for P-1404 A/B; 14. Lab Flare Out Alarm; 15. Waste Water Sample Recycle Tote Bin Concrete Slab; 16. Mannich Filter Cartridge Dumpster Box; and 17. Flare Seal Pot Level Gauge. | A positive determination of 100% for the three baskets for in-line strainer; scrubber; instrumentation PAP unit; D-1420 Deluge Fire Protection System; cathodic protection for deep-wells fire water system; nitrogen seals; BF3 knock out pot; HCL absorber; piping for PIBSA scrubber; instrumentation for PIBSA scrubber; chlorine charge valve; shop fume extraction; N2 seals for P-1404 A/B; lab flare out alarm; waste water sample recycle tote bin concrete slab; Mannich filter cartridge dumpster box; and flare seal pot level gauge. | 2002-04-26 | 778950 | 100
6179 | T1 | American Marazzi Tile Inc | American Marazzi Tile Inc | 359 Clay Rd | Sunnyvale | TX | 75182 | Dallas | CN600129522 | RN105208615 | Final cap (landfill cover) for closure of cells 2 & 3. The cell 2 cap is approximately 80,000 sf and the cell 3 cap is approximately 33,000 sf. | A positive determination of 100% for the final cap for landfill cells 2 & 3. | 2002-04-26 | 1164413 | 100
6180 | T1 | Texas Eastern Transmission Co LP | Tetco Mont Belvieu | 6431 FM 565 S | Baytown | TX | 77520 | Chambers | CN600126221 | RN102173390 | Installation of high pressure fuel gas injection system, one on each of three lean-burn natural gas-fired reciprocating engines to reduce NOx emissions. | A positive determination of 100% for the three high pressure fuel gas injection systems. | 2002-04-26 | 3221469 | 100
6181 | T1 | Capitol Aggregates Ltd | Capitol Aggregates Ltd | 11551 Nacogdoches Rd | San Antonio | TX | 78217 | Bexar | CN602272114 | RN103756656 | The following items: 1. Enclosure installed around raw material feed bin ID 310 to contain fugitive emissions created during the cement production process. 2. Collection system that recovers fines from the kiln exhaust prior to release to the exhaust stack. 3. Continuous emission monitoring system for wet kiln exhaust measures amount of contaminants in exhaust gas. 4. Concrete paving around office and shop area for dust control. | A positive determination of 100% for the fugitive emission enclosure for raw material feed bin; the fines recovery system for kiln exhaust; the continuous emission monitoring system for wet kiln exhaust; and the concrete paving around office and shop areas for dust control. | 2002-04-26 | 564430 | 100
6182 | T1 | Johnson & Johnson Medical Inc | Johnson & Johnson - Sherman | 6800 Hwy 75 S | Sherman | TX | 75090 | Grayson | CN600349096 | RN104193875 | The following items: Backflow Preventer: plant water is prevented from flowing back into the city water lines. Ethylene Glycol Recovery System: allows reuse of spent ethylene glycol. | A positive determination of 100% for the back-flow preventer and the ethylene glycol recovery system. | 2002-04-26 | 83055 | 100
6183 | T1 | Intercontinental Manufacturing Co Inc | Intercontinental Manufacturing Co Inc | 1200 N Glenbrook Dr | Garland | TX | 75046 | Dallas | CN600766752 | RN102660909 | Installed a waste water treatment facility. | A positive determination of 100% for the ACS waste water treatment system. | 2002-04-26 | 222987 | 100
6184 | T1 | International Aluminum Corp | International Aluminum Corp | 202 Singleton Dr | Waxahachie | TX | 75165 | Ellis | CN602387995 | RN102799947 | Installed Scrub Air Ventilation System on the East Anodizing Line. | A positive determination of 100% for the Scrub Air Ventilation System. | 2002-04-26 | 187334 | 100
6185 | T1 | Hanson Aggregates Central Inc | Hanson Aggregates South Arlington | 7204 S Cooper St | Arlington | TX | 76001 | Tarrant | CN600534002 | RN100250745 | Installed a dust collector and a concrete reclaimer. | A positive determination of 100% for the dust collector and the concrete reclaimer. | 2002-04-26 | 217829 | 100
6186 | T1 | Magni-Fab Southwest Company | Magni-Fab Southwest Company | 811 N Collins | Howe | TX | 75459 | Grayson | CN602387904 | RN103873410 | Items consist of cyclone based fume and smoke arrestor used to control and eliminate welding fumes and smoke form the process. Includes ductwork, piping, filtration unit and filters. | A positive determination of 100% for the cyclone based fume and smoke arrestor including the duct work, piping, filtration unit and filters. | 2002-04-26 | 46021 | 100
6187 | T1 | Magni-Fab Southwest Company | Magni-Fab Southwest Company | 811 N Collins | Howe | TX | 75459 | Grayson | CN602387904 | RN103873410 | Installed a Nordson Powder Coating System. | A positive determination of 100% for the Nordson Powder Coating System excluding the oven. | 2002-04-26 | 916096 | 100
6188 | T1 | Magni-Fab Southwest Company | Magni-Fab Southwest Company | 811 N Collins | Howe | TX | 75459 | Grayson | CN602387904 | RN103873410 | Item consists of a self-contained burn off oven used to clean parts. | A positive determination of 100% for the filtration system for the burn-off oven. | 2002-04-26 | 11795 | 100
6189 | T1 | Texas Eastern Transmission Co LP | Tetco Vidor Compressor | 13735 S Mansfield Ferry R | Orange | TX | 77630 | Orange | CN600126221 | RN100825264 | Installation of high pressure fuel gas injection system, one on each of three lean-burn natural gas-fired reciprocating engines to reduce NOx emissions. | A positive determination of 100% for the three high pressure fuel gas injection systems. | 2002-04-26 | 3000000 | 100
6190 | T1 | Norit Americas Inc | Norit Americas Marshall Plant | 3200 University Ave | Marshall | TX | 75671 | Harrison | CN600840888 | RN102609724 | The following property: Dust Collector; Exhaust Duct Work; Waste Water Treatment Equipment; and Exhaust Stack. | A positive determination of 100% for the Dust Collector; Exhaust Duct Work; Waste Water Treatment Equipment; and Exhaust Stack. | 2002-04-29 | 487513 | 100
6191 | T1 | Hanson Aggregates Central Inc | Hanson Aggregates Sulphur Springs | 1149 E Industrial Dr | Sulphur Springs | TX | 75482 | Hopkins | CN600686000 | RN102218237 | Purchased a 1989 Vince Hagan. | A positive determination of 100% for the 1989 Vince Hagan concrete re-claimer. | 2002-06-12 | 85000 | 100
6192 | T1 | Owens Corning | Owens Corning | 3700 N I-35 | Waxahachie | TX | 75168 | Ellis | CN603159088 | RN100223585 | The following items: 1. Enclosure for batch unloading area. 2. Water Sprays for dust suppression. 3. Smoke Stripper for exhaust. 4. Ammonia emission monitor. 5. Formaldehyde emission monitor. 6. Furnace emission monitor. 7. Low NOx burners. 8. Exhaust duct work for glass furnaces. 9. Dust collection system. 10. Furnace hood. 11. Binder room exhaust ventilation. 12. Furnace exhaust ventilation. 13. Exhaust stack for glass furnaces. 14. Street Sweeper. 15. Waste Baler for scrap material. 16. Self-generated scrap recycling system. 17. Waste Incinerator. 18. Secondary containment for Fuel Tank. 19. Secondary Containment for Dye tank. 20. Broken Bag Monitoring System. 21. Sand Delivery System Monitoring. 22. Waste Water Collection Drains and Sumps. 23. Waste Water Treatment Centrifuge. 24. Storm Water Containment Ditch. 25. Strom Water Drainage System. 26. Automatic Dye Tank Gauging. 27. Automatic Furnace Level Gauging. 28. Automatic Resin Tank Gauging. | A positive determination of 100% for the enclosure for batch unloading area; the Water Sprays for dust suppression; the Smoke Stripper for exhaust; the Ammonia emission monitor; the Formaldehyde emission monitor; the Furnace emission monitor; the Low NOx burners; the Exhaust duct work for glass furnaces; the Dust collection system; the Furnace hood; the Binder room exhaust ventilation; the Furnace exhaust ventilation; the Exhaust stack for glass furnaces; the Street Sweeper; the Waste Baler for scrap material; the Self-generated scrap recycling system; the Waste Incinerator; the Secondary containment for the Fuel Tank; the Secondary Containment for the Dye tank; the Waste Water Collection Drains and Sumps; the Waste Water Treatment Centrifuge; the Storm Water Containment Ditch; the Automatic Dye Tank Gauging.; the Automatic Furnace Level Gauging; and the Automatic Resin Tank Gauging; and the Strom Water Drainage System. A negative determination for the Broken Bag Monitoring System; and the Sand Delivery System Monitoring. The Broken Bag Monitoring System and the Sand Delivery System Monitoring are considered production equipment. | 2002-04-29 | 8463525 | 100
6193 | T1 | Kimberly-Clark | Kimberly-Clark | Loop 286 SW & FM 137 | Paris | TX | 75460 | Lamar | CN600306716 | RN104885033 | The following property: Air Monitoring and Leak Detection system for exhaust ducts; Vacuum System used to control fugitive particulate matter; Solid Waste Baler and Collection System; Paving of Truck Parking Area for dust control; Pressure Washer; and Water Conditioner used to remove solids from waste water. | A positive determination of 100% for the Air Monitoring and Leak Detection System; Vacuum System; Solid Waste Baler and Collection System; Paving of Truck Parking Area; Pressure Washer; and Water Conditioner. A positive determination of 100% for the Air Monitoring and Leak Detection System; Vacuum System; Solid Waste Baler and Collection System; Paving of Truck Parking Area; Pressure Washer; and Water Conditioner. | 2002-04-29 | 2703780 | 100
6194 | T1 | S F Foot Tanning Company | SB Foot Tanning | Schroder Industrial Park | Dumas | TX | 79029 | Moore | CN601569296 | RN103900759 | The following property: Purchase of 16.50 acres of land; Sodium Evaporation Ponds; Chromium Reduction Project; and Sulfide Oxidation Project. | A positive determination of 100% for the 16.50 acres of land; the Sodium Evaporation Ponds; the Chromium Reduction Project; and the Sulfide Oxidation Project. | 2002-04-30 | 1061967 | 100
6195 | T1 | United Plastics Group Inc | United Plastics Group Inc | 11560 Rojas | El Paso | TX | 79936 | El Paso | None Assigned | RN102338191 | The following property: Picker System which is used to remove scrap plastic from the molded product for recycling and a Dry Cartridge Dust Collector. | A positive determination of 100% for the Picker System and the Dry Cartridge Dust Collector. | 2002-04-30 | 272000 | 100
6196 | T1 | Enterprise Products Operating LP | Enterprise Products Mont Belvieu | 10207 FM 1942 | Mont Belvieu | TX | 77580 | Chambers | CN603211277 | RN102323268 | Hazardous Waste Containment Project: Replaced waste caustic screwed piping with welded piping through out 100 Isom, 200 Isom, Merichem Skids, WT Fracs, WT Storage, and WT Caustic Handling; replaced underground waste caustic piping and aboveground screwed piping with above ground welded piping in the P/P Splitter I and Dixie Dehydrator areas; repair concrete and apply sealing material to the waste caustic storage containment areas in P/P Splitters I & II, and West Texas caustic handling area; and increased the height of the containment wall and coat the containment area for the process water tank at Oil Tanking, and modify the compressor area and the lube oil storage tank area to resolve containment issues. | A positive determination of 100% for the Hazardous Waste Containment Project. | 2002-04-30 | 1200000 | 100
6197 | T1 | Temple-Inland Forest Products Corp | Diboll Particleboard | 700 W Borden Dr | Diboll | TX | 75941 | Angelina | CN604375634 | RN104196571 | Installed an Eisenmann Valveless Regenerative Thermal Oxidizer. | A positive determination of 100% for the Eisenmann Valveless Regenerative Thermal Oxidizer. | 2002-04-30 | 1982252 | 100
6198 | T1 | Owens Corning | Owens Corning | 201 N Nursery Rd | Irving | TX | 75061 | Dallas | CN603528050 | RN100225291 | The following property: Exhaust Filters; Thermal Oxidizer; Dust Collection System; Exhaust Duct Work; VOC Knockout Tanks; Asphalt Loading Fume System; Boiler Fume System; Oil/Water Separators; Waste Water Filter; Waste Water System Piping; Steam Condensation System; Waste Water Treatment System; and Automatic Tank Level Gauging for Asphalt Tank. | A positive determination of 100% for the Exhaust Filters; Thermal Oxidizer; Dust Collection System; Exhaust Duct Work; VOC Knockout Tanks; Asphalt Loading Fume System; Boiler Fume System; Oil/Water Separators; Waste Water Filter; Waste Water System Piping; Steam Condensation System; Waste Water Treatment System; and Automatic Tank Level Gauging for Asphalt Tank. | 2002-04-30 | 3215060 | 100
6199 | T1 | Gulf Reduction Company | Gulf Reduction Corporation | 6020 Navigation | Houston | TX | 77001 | Harris | CN600315832 | RN102547064 | The following property: Storm Water Collection and Treatment System; Bag House and Related Items including duct work and stack; and Conversion of Bag House to Pulse Jet and re-engineering of Duct Work. | A positive determination of 100% for the Storm Water Collection and Treatment System and the Bag House System and related projects. | 2002-04-30 | 1093866 | 100
6200 | T1 | Oncor Electric Delivery Company | Temple Southeast Substation | 2718 S Fifth St | Temple | TX | 76501 | Bell | Insufficient Information | Insufficient Information | The following property: Secondary Containment System consisting of: an earthen berm, drains, and expandable polymer beads. | A positive determination of 100% for the Secondary Containment System. | 2002-04-30 | 17909 | 100
6202 | T1 | Oncor Electric Delivery Company | Allen Substation | 306 Central Expressway S | Allen | TX | 75002 | Collin | CN603313842 | RN109653501 | The following property: Secondary Containment System consisting of: an earthen berm, drains, and expandable polymer beads. | A positive determination of 100% for the Secondary Containment System. | 2002-04-30 | 28863 | 100
6203 | T1 | Oncor Electric Delivery Company | Monetary Substation | 1503 Monetary Switch | Farmers Branch | TX | 75006 | Dallas | Insufficient Information | Insufficient Information | The following property: Secondary Containment System consisting of: an earthen berm, drains, and expandable polymer beads. | A positive determination of 100% for the Secondary Containment System. | 2002-04-30 | 25432 | 100
6204 | T1 | Oncor Electric Delivery Company | Liggett SW Substation | 5000 Rock Island Rd | Irving | TX | 75061 | Dallas | CN603313842 | RN100678713 | The following property: Secondary Containment System consisting of: an earthen berm, drains, and expandable polymer beads. | A positive determination of 100% for the Secondary Containment System. | 2002-04-30 | 42940 | 100
6205 | T1 | Oncor Electric Delivery Company | Round Rock S | 1733 Louis Henna Blvd | Round Rock | TX | 78664 | Williamson | Insufficient Information | Insufficient Information | The following property: Secondary Containment System consisting of: an earthen berm, drains, and expandable polymer beads. | A positive determination of 100% for the Secondary Containment System. | 2002-04-30 | 30082 | 100
6206 | T1 | TXU Lonestar Pipeline | Gb Ro-44 | .5I N of Hwy 36 | Wallis | TX | 77485 | Austin | CN604265710 | Not Regulated by TCEQ | Cathodic Protection Ground Bed Station. | A positive determination of 100% for the Cathodic Protection Ground Bed Station. | 2002-04-30 | 21195 | 100
6207 | T1 | TXU Lonestar Pipeline | Gb Rj-117 | Hwy 11 W of Hwy 151 | Whitewright | TX | 75491 | Fannin | CN604265710 | Not Regulated by TCEQ | Cathodic Protection Ground Bed Station. | A positive determination of 100% for the Cathodic Protection Ground Bed Station. | 2002-04-30 | 9551 | 100
6208 | T1 | TXU Lonestar Pipeline | Gb Rj-75 | .5 Mi E of Hwy 36 | Quinlan | TX | 75474 | Hunt | CN604265710 | Not Regulated by TCEQ | Cathodic Protection Ground Bed Station. | A positive determination of 100% for the Cathodic Protection Ground Bed Station. | 2002-04-30 | 11555 | 100
6209 | T1 | TXU Lonestar Pipeline | Gb Rf-43 | FM 2705 CR 498 | Groesbeck | TX | 76642 | Limestone | CN604265710 | Not Regulated by TCEQ | Cathodic Protection Ground Bed Station. | A positive determination of 100% for the Cathodic Protection Ground Bed Station. | 2002-04-30 | 11746 | 100
6210 | T1 | TXU Lonestar Pipeline | Gb Ru-57 | .5 Mi S of Us 190/Tx 36 | Buckholts | TX | 76518 | Milam | CN604265710 | Not Regulated by TCEQ | Cathodic Protection Ground Bed Station. | A positive determination of 100% for the Cathodic Protection Ground Bed Station. | 2002-05-21 | 14890 | 100
6211 | T1 | TXU Lonestar Pipeline | Gb Ro-87 | 1 Mi SE of Earlywine | Brenham | TX | 77833 | Washington | CN604265710 | Not Regulated by TCEQ | Cathodic Protection Ground Bed Station. | A positive determination of 100% for the Cathodic Protection Ground Bed Station. | 2002-04-30 | 12474 | 100
6212 | T1 | TXU Lonestar Pipeline | Gb An-13 | 2 Mi NW of FM 2393 | Jolly | TX | 76352 | Clay | CN604265710 | Not Regulated by TCEQ | Cathodic Protection Ground Bed Station. | A positive determination of 100% for the Cathodic Protection Ground Bed Station. | 2002-04-30 | 5816 | 100
6213 | T1 | TXU Lonestar Pipeline | Gb O13(2Nd)-02 | 2 Mi N Oc CR 679 | Josephine | TX | 75164 | Collin | CN604265710 | Not Regulated by TCEQ | Cathodic Protection Ground Bed Station. | A positive determination of 100% for the Cathodic Protection Ground Bed Station. | 2002-04-30 | 15327 | 100
6214 | T1 | TXU Lonestar Pipeline | Gb O3-09 | Near Masin Rd | Wilmer | TX | 75172 | Dallas | CN604265710 | Not Regulated by TCEQ | Cathodic Protection Ground Bed Station. | A positive determination of 100% for the Cathodic Protection Ground Bed Station. | 2002-04-30 | 31545 | 100
6215 | T1 | TXU Lonestar Pipeline | Gb O1-05 | .5 Mi N of Wintergreen Rd | Hutchins | TX | 75141 | Dallas | CN604265710 | Not Regulated by TCEQ | Cathodic Protection Ground Bed Station. | A positive determination of 100% for the Cathodic Protection Ground Bed Station. | 2002-04-30 | 14872 | 100
6216 | T1 | TXU Lonestar Pipeline | Gb O1-16 | 3 Mi SW of Newton Rd | Ferris | TX | 75125 | Ellis | CN604265710 | Not Regulated by TCEQ | Cathodic Protection Ground Bed Station. | A positive determination of 100% for the Cathodic Protection Ground Bed Station. | 2002-04-30 | 14872 | 100
6217 | T1 | TXU Lonestar Pipeline | Gb O38-18 | 3 Mi S of CR 1040 | Mount Vernon | TX | 75457 | Franklin | CN604265710 | Not Regulated by TCEQ | Cathodic Protection Ground Bed Station. | A positive determination of 100% for the Cathodic Protection Ground Bed Station. | 2002-04-30 | 25858 | 100
6218 | T1 | TXU Lonestar Pipeline | Gb M18-13 | 1 Mi NW Rr Tracks | Teague | TX | 75860 | Freestone | CN604265710 | Not Regulated by TCEQ | Cathodic Protection Ground Bed Station. | A positive determination of 100% for the Cathodic Protection Ground Bed Station. | 2002-04-30 | 17510 | 100
6219 | T1 | TXU Lonestar Pipeline | Gb Tg-1660 | CR 611 3 Mi E | Teague | TX | 75860 | Freestone | CN604265710 | Not Regulated by TCEQ | Cathodic Protection Ground Bed Station. | A positive determination of 100% for the Cathodic Protection Ground Bed Station. | 2002-04-30 | 17510 | 100
6220 | T1 | TXU Lonestar Pipeline | Gb Tg-1322 | CR 601 5 Mi E | Teague | TX | 75860 | Freestone | CN604265710 | Not Regulated by TCEQ | Cathodic Protection Ground Bed Station. | A positive determination of 100% for the Cathodic Protection Ground Bed Station. | 2002-04-30 | 17510 | 100
6221 | T1 | TXU Lonestar Pipeline | Gb Tg-1213 | CR 601 5 Mi Se | Fairfield | TX | 75840 | Freestone | CN604265710 | Not Regulated by TCEQ | Cathodic Protection Ground Bed Station. | A positive determination of 100% for the Cathodic Protection Ground Bed Station. | 2002-04-30 | 17510 | 100
6222 | T1 | TXU Lonestar Pipeline | Gb Tg-1212 | CR 611 .5 S of Rr 27 | Fairfield | TX | 75840 | Freestone | CN604265710 | Not Regulated by TCEQ | Cathodic Protection Ground Bed Station. | A positive determination of 100% for the Cathodic Protection Ground Bed Station. | 2002-04-30 | 16493 | 100
6223 | T1 | TXU Lonestar Pipeline | Gb M18-11 | 1 Mi S of Hwy 84 | Cotton Gin | TX | 75860 | Freestone | CN604265710 | Not Regulated by TCEQ | Cathodic Protection Ground Bed Station. | A positive determination of 100% for the Cathodic Protection Ground Bed Station. | 2002-04-30 | 16493 | 100
6224 | T1 | TXU Lonestar Pipeline | Gb M18-08 | 1 Mi E of FM 1366 | Cotton Gin | TX | 75860 | Freestone | CN604265710 | Not Regulated by TCEQ | Cathodic Protection Ground Bed Station. | A positive determination of 100% for the Cathodic Protection Ground Bed Station. | 2002-04-30 | 16493 | 100
6225 | T1 | TXU Lonestar Pipeline | Gb U30-03 | 2 Mi W of FM 600 | Haskell | TX | 79521 | Haskell | CN604265710 | Not Regulated by TCEQ | Cathodic Protection Ground Bed Station. | A positive determination of 100% for the Cathodic Protection Ground Bed Station. | 2002-04-30 | 13958 | 100
6226 | T1 | TXU Lonestar Pipeline | Gm M11-44 | CR 2342 3 Mi SW of Abbott | Abbott | TX | 76621 | Hill | CN604265710 | Not Regulated by TCEQ | Cathodic Protection Ground Bed Station. | A positive determination of 100% for the Cathodic Protection Ground Bed Station. | 2002-04-30 | 11269 | 100
6227 | T1 | TXU Lonestar Pipeline | Gb M11-42 | CR 2346 1 Mi SW of Abbott | Abbott | TX | 76621 | Hill | CN604265710 | Not Regulated by TCEQ | Cathodic Protection Ground Bed Station. | A positive determination of 100% for the Cathodic Protection Ground Bed Station. | 2002-04-30 | 11269 | 100
6228 | T1 | TXU Lonestar Pipeline | Gb M11-41 | CR 3102 1 Mi SW of Abbott | Abbott | TX | 76621 | Hill | CN604265710 | Not Regulated by TCEQ | Cathodic Protection Ground Bed Station. | A positive determination of 100% for the Cathodic Protection Ground Bed Station. | 2002-04-30 | 11269 | 100
6229 | T1 | TXU Lonestar Pipeline | Gb M11-37 | Approx 3 Mi SE of CR 3110 | Abbott | TX | 76621 | Hill | CN604265710 | Not Regulated by TCEQ | Cathodic Protection Ground Bed Station. | A positive determination of 100% for the Cathodic Protection Ground Bed Station. | 2002-04-30 | 11269 | 100
6230 | T1 | TXU Lonestar Pipeline | Gb M11-38 | Approx 5 Mi E of CR 3110 | Abbott | TX | 76621 | Hill | CN604265710 | Not Regulated by TCEQ | Cathodic Protection Ground Bed Station. | A positive determination of 100% for the Cathodic Protection Ground Bed Station. | 2002-04-30 | 11269 | 100
6231 | T1 | TXU Lonestar Pipeline | Gb M11-34 | Approx 3.5 Mi SW of CR 32 | Penelope | TX | 76676 | Hill | CN604265710 | Not Regulated by TCEQ | Cathodic Protection Ground Bed Station. | A positive determination of 100% for the Cathodic Protection Ground Bed Station. | 2002-04-30 | 11269 | 100
6232 | T1 | TXU Lonestar Pipeline | Gb M11-32 | Approx 1.5 Mi SW of CR 32 | Penelope | TX | 76676 | Hill | CN604265710 | Not Regulated by TCEQ | Cathodic Protection Ground Bed Station. | A positive determination of 100% for the Cathodic Protection Ground Bed Station. | 2002-04-30 | 11269 | 100
6233 | T1 | TXU Lonestar Pipeline | Gb M11-31 | FM 2114 2 Mi W of Penelop | Penelope | TX | 76676 | Hill | CN604265710 | Not Regulated by TCEQ | Cathodic Protection Ground Bed Station. | A positive determination of 100% for the Cathodic Protection Ground Bed Station. | 2002-04-30 | 11269 | 100
6234 | T1 | TXU Lonestar Pipeline | Gb M11-29 | Approx 1.5 Mi SW of CR 33 | Hubbard | TX | 76648 | Hill | CN604265710 | Not Regulated by TCEQ | Cathodic Protection Ground Bed Station. | A positive determination of 100% for the Cathodic Protection Ground Bed Station. | 2002-04-30 | 11269 | 100
6235 | T1 | TXU Lonestar Pipeline | Gb M11-27 | FM 2114 3 Mi SE of Hubbar | Hubbard | TX | 76648 | Hill | CN604265710 | Not Regulated by TCEQ | Cathodic Protection Ground Bed Station. | A positive determination of 100% for the Cathodic Protection Ground Bed Station. | 2002-04-30 | 11269 | 100
6236 | T1 | TXU Lonestar Pipeline | Gb M11-25 | Approx 1 Mi SW of Hwy 171 | Hubbard | TX | 76648 | Hill | CN604265710 | Not Regulated by TCEQ | Cathodic Protection Ground Bed Station. | A positive determination of 100% for the Cathodic Protection Ground Bed Station. | 2002-04-30 | 11269 | 100
6237 | T1 | TXU Lonestar Pipeline | Gb M11-22 | CR 3361 2 Mi E of Hubbard | Hubbard | TX | 76648 | Hill | CN604265710 | Not Regulated by TCEQ | Cathodic Protection Ground Bed Station. | A positive determination of 100% for the Cathodic Protection Ground Bed Station. | 2002-04-30 | 11269 | 100
6238 | T1 | TXU Lonestar Pipeline | Gb M11-20 | Approx .5 Mi NE of CR 336 | Hubbard | TX | 76648 | Hill | CN604265710 | Not Regulated by TCEQ | Cathodic Protection Ground Bed Station. | A positive determination of 100% for the Cathodic Protection Ground Bed Station. | 2002-04-30 | 11269 | 100
6239 | T1 | TXU Lonestar Pipeline | Gb M11-36 | CR 3214 2 Mi SE of Abbott | Penelope | TX | 76676 | Hill | CN604265710 | Not Regulated by TCEQ | Cathodic Protection Ground Bed Station. | A positive determination of 100% for the Cathodic Protection Ground Bed Station. | 2002-04-30 | 11269 | 100
6240 | T1 | TXU Lonestar Pipeline | Gb K5-11 | Approx 5 Mi SE of CR 211 | Granbury | TX | 76048 | Hood | CN604265710 | Not Regulated by TCEQ | Cathodic Protection Ground Bed Station. | A positive determination of 100% for the Cathodic Protection Ground Bed Station. | 2002-04-30 | 11634 | 100
6241 | T1 | TXU Lonestar Pipeline | Gb O22-01 | Approx .5 Mi E of Hwy 24/ | Campbell | TX | 75422 | Hunt | CN604265710 | Not Regulated by TCEQ | Cathodic Protection Ground Bed Station. | A positive determination of 100% for the Cathodic Protection Ground Bed Station. | 2002-04-30 | 12118 | 100
6242 | T1 | TXU Lonestar Pipeline | Gb Kc17-3-12 | Approx 4 Mi S of CR 231 | Lueders | TX | 79533 | Jones | CN604265710 | Not Regulated by TCEQ | Cathodic Protection Ground Bed Station. | A positive determination of 100% for the Cathodic Protection Ground Bed Station. | 2002-04-30 | 8330 | 100
6243 | T1 | TXU Lonestar Pipeline | Gb M18-02 | Approx 1 Mi S of CR 256 | Mexia | TX | 76667 | Limestone | CN604265710 | Not Regulated by TCEQ | Cathodic Protection Ground Bed Station. | A positive determination of 100% for the Cathodic Protection Ground Bed Station. | 2002-04-30 | 16493 | 100
6244 | T1 | TXU Lonestar Pipeline | Gb M18-05 | CR 930 | Mexia | TX | 76667 | Limestone | CN604265710 | Not Regulated by TCEQ | Cathodic Protection Ground Bed Station. | A positive determination of 100% for the Cathodic Protection Ground Bed Station. | 2002-04-30 | 16493 | 100
6245 | T1 | TXU Lonestar Pipeline | Gb M18-01 | Approx .5 Mi E of Hwy 14 | Mexia | TX | 76667 | Limestone | CN604265710 | Not Regulated by TCEQ | Cathodic Protection Ground Bed Station. | A positive determination of 100% for the Cathodic Protection Ground Bed Station. | 2002-04-30 | 16493 | 100
6246 | T1 | TXU Lonestar Pipeline | Gb M11-18 | Hwy 171 Near Hill County | Coolidge | TX | 76635 | Limestone | CN604265710 | Not Regulated by TCEQ | Cathodic Protection Ground Bed Station. | A positive determination of 100% for the Cathodic Protection Ground Bed Station. | 2002-04-30 | 11269 | 100
6247 | T1 | TXU Lonestar Pipeline | Gb M11-13 | Approx 1.5 Mi NE of FM 73 | Coolidge | TX | 76635 | Limestone | CN604265710 | Not Regulated by TCEQ | Cathodic Protection Ground Bed Station. | A positive determination of 100% for the Cathodic Protection Ground Bed Station. | 2002-04-30 | 11269 | 100
6248 | T1 | TXU Lonestar Pipeline | Gb M11-15 | Approx .5 Mi SW of Hwy 17 | Coolidge | TX | 76635 | Limestone | CN604265710 | Not Regulated by TCEQ | Cathodic Protection Ground Bed Station. | A positive determination of 100% for the Cathodic Protection Ground Bed Station. | 2002-04-30 | 11269 | 100
6249 | T1 | TXU Lonestar Pipeline | Gb M11-01 | Approx .5 Mi E of FM 3119 | Mexia | TX | 76667 | Limestone | CN604265710 | Not Regulated by TCEQ | Cathodic Protection Ground Bed Station. | A positive determination of 100% for the Cathodic Protection Ground Bed Station. | 2002-04-30 | 12945 | 100
6250 | T1 | TXU Lonestar Pipeline | Gb L8A(2Nd)-08 | Approx .5 Mi W of FM 39 | Mexia | TX | 76667 | Limestone | CN604265710 | Not Regulated by TCEQ | Cathodic Protection Ground Bed Station. | A positive determination of 100% for the Cathodic Protection Ground Bed Station. | 2002-04-30 | 4148 | 100
6251 | T1 | TXU Lonestar Pipeline | Gb L19-3-15 | Approx 1 Mi S of CR 449 | Thorndale | TX | 76577 | Milam | CN604265710 | Not Regulated by TCEQ | Cathodic Protection Ground Bed Station. | A positive determination of 100% for the Cathodic Protection Ground Bed Station. | 2002-05-21 | 11703 | 100
6252 | T1 | TXU Lonestar Pipeline | Gb M19-11 | Apprx .5 Mi E of Hwy 1390 | Corsicana | TX | 75151 | Navarro | CN604265710 | Not Regulated by TCEQ | Cathodic Protection Ground Bed Station. | A positive determination of 100% for the Cathodic Protection Ground Bed Station. | 2002-04-30 | 11355 | 100
6253 | T1 | TXU Lonestar Pipeline | Gb M19-07 | Apprx 2 Mi SW of CR 70 | Corsicana | TX | 75151 | Navarro | CN604265710 | Not Regulated by TCEQ | Cathodic Protection Ground Bed Station. | A positive determination of 100% for the Cathodic Protection Ground Bed Station. | 2002-04-30 | 11355 | 100
6254 | T1 | TXU Lonestar Pipeline | Gb Dd2-1-01 | Apprx .5 Mi N of FM 47 | Point | TX | 75472 | Rains | CN604265710 | Not Regulated by TCEQ | Cathodic Protection Ground Bed Station. | A positive determination of 100% for the Cathodic Protection Ground Bed Station. | 2002-04-30 | 5189 | 100
6255 | T1 | TXU Lonestar Pipeline | Gb 16-08 | Apprx .5 Mi S of CR 138 | Albany | TX | 76430 | Shackelford | CN604265710 | Not Regulated by TCEQ | Cathodic Protection Ground Bed Station. | A positive determination of 100% for the Cathodic Protection Ground Bed Station. | 2002-04-30 | 20327 | 100
6256 | T1 | TXU Lonestar Pipeline | Gb P-25 | Apprx 2Mi NW of Elroy Rd | Del Valle | TX | 78617 | Travis | CN604265710 | Not Regulated by TCEQ | Cathodic Protection Ground Bed Station. | A positive determination of 100% for the Cathodic Protection Ground Bed Station. | 2002-04-30 | 17306 | 100
6257 | T1 | TXU Lonestar Pipeline | Gb 73-01 | Approx .5Mi N of Hwy 287 | Iowa Park | TX | 76367 | Wichita | CN604265710 | Not Regulated by TCEQ | Cathodic Protection Ground Bed Station. | A positive determination of 100% for the Cathodic Protection Ground Bed Station. | 2002-04-30 | 7470 | 100
6258 | T1 | Crown Cork & Seal Co (USA) Inc | Crown Cork & Seal Abilene | 1900 Clack St | Abilene | TX | 79603 | Taylor | CN602717332 | RN100602937 | Project to install regenerative thermal oxidizer unit, including the RTO, stacks, bag house and other necessary items | A positive determination of 100% for the regenerative thermal oxidizer unit, including the RTO, stacks, bag house and other necessary items. | 2002-04-30 | 1793250 | 100
6259 | T1 | Septon Company Of America | Septon Company Of America | 11414 Choate Rd | Pasadena | TX | 77507 | Harris | CN600375026 | RN100666916 | The following items: Coagulation cooler and overhead vessel used for solvent recovery. Storm Water detention pond. Water Condenser V-7102 used to recover water for reuse. Waste Water Concentration Unit. Caustic Additive system for waste water. Secondary containment in process and storage tank areas. Chemical storage building used to store hazardous waste. Potable water system. Liquid level devices on tanks. Sacrificial anode for cathodic protection. Foam system for emergency response to reduce emissions. | A positive use determination of 100% for the Coagulation Cooler and Overhead Vessel; the Solvent Recovery System, the Storm Water Detention Pond; the Water Condenser V-7102; the Waste Water Concentration Unit; the Caustic Additive System; the Secondary Containment; the Chemical Storage Building; the Potable Water System; the Liquid Level Devices; the Sacrificial Anode; and the Foam System. | 2002-04-30 | 3074938 | 100
6260 | T1 | Septon Company Of America | Septon Company Of America | 11414 Choate Rd | Pasadena | TX | 77507 | Harris | CN600375026 | RN100666916 | The following items: Bag House Exhaust Blowers H-2102Z, Vent Fan K-3101, Cyclones Z-2110, -211, -2113, Dust Collector Z-2112, and Vent Filter Z-3121; Demisters V-2105 Cyclone Receiver, & V-2105 Collection Hopper; Flare System; 24 Fugitive Emission Monitors; Stage I & Stage II Vapor Recovery Lines; Welded Pipe Connections; Hoods & Collection System for Bagging Machine & Antioxidant Collections System; WA-2109 K-2104 Discharge Piping Stack Modification; and Refrigerated Vapor Condenser for Solvent Recovery. | A positive use determination of 100% for the Bag House Exhaust Blowers H-2102Z, Vent Fan K-3101, Cyclones Z-2110, -211, -2113, Dust Collector Z-2112, and Vent Filter Z-3121; Demisters V-2105 Cyclone Receiver, & V-2105 Collection Hopper; Flare System; 24 Fugitive Emission Monitors; Stage I & Stage II Vapor Recovery Lines; Welded Pipe Connections; Hoods & Collection System for Bagging Machine & Antioxidant Collections System; WA-2109 K-2104 Discharge Piping Stack Modification; and positive use determination of 90% for the Refrigerated Vapor Condenser for Solvent Recovery. | 2002-04-30 | 1838768 | 100
6261 | T1 | Globitech Inc | Globitech Inc | 200 W FM 1417 | Sherman | TX | 75091 | Grayson | CN600426670 | RN100739929 | The following items: Acid Exhaust System, Caustic Injection System, Acid Exhaust Duct Work, Additional Acid Exhaust Duct Work, Dry-Pipe Fire Protection, Acid Exhaust System Dampers, Secondary Containment, and Floor Trench; Concrete Pad, Containment Curb, Modifications, Connection to Sanitary Sewer, and Drain Piping Modifications for the Acid Waste Neutralization System | A positive use determination of 100% for the Acid Exhaust System, Caustic Injection System, Acid Exhaust Duct Work, Additional Acid Exhaust Duct Work, Dry-Pipe Fire Protection, Acid Exhaust System Dampers, Secondary Containment, and Floor Trench; Concrete Pad, Containment Curb, Modifications, Connection to Sanitary Sewer, and Drain Piping Modifications for the Acid Waste Neutralization System. | 2002-04-30 | 276071 | 100
6262 | T1 | Therm-O-Link Of Texas Inc | Therm-O-Link Of Texas | 1295 Henry Brennan Dr | El Paso | TX | 79936 | El Paso | CN600332647 | RN100623826 | The waste water filtration system is used to filter sludge and other materials from process water. | A positive use determination of 100% for the waste water filtration system. | 2002-04-30 | 313000 | 100
6263 | T1 | Owens Corning | Owens Corning | 5476 Route 294 | Palestine | TX | 75081 | Anderson | Insufficient Information | Insufficient Information | The following items: Aerobic Treatment Systems; Backflow Preventer; Spray Machines & Nozzles; Cullet Components; Exhaust Duct; Enviro Guard; Spraying System; Vacuum System; Opacity Analyzer; Pressure Washer; Hazardous Waste Storage Facility; Perimeter Road Upgrade; Duct Work for Furnace Rebuild; Washdown Sump Pump; and Binder Water Centrifuge. | A positive use determination of 100% for the Aerobic Treatment Systems; Backflow Preventer; Spray Machines & Nozzles; Cullet Components; Exhaust Duct; Enviro Guard; Spraying System; Vacuum System; Opacity Analyzer; Pressure Washer; Hazardous Waste Storage Facility; Perimeter Road Upgrade; Duct Work for Furnace Rebuild; Washdown Sump Pump; and Binder Water Centrifuge. | 2002-04-30 | 343781 | 100
6264 | T1 | Owens Corning | Owens Corning | 203 Cedar Rd | Ennis | TX | 75119 | Ellis | CN603528050 | RN100222686 | The following items: Secondary Containment for BD Oil Storage Tank; Knockout Tanks; Oil Tank Concrete Containment Area; Secondary Containment for Asphalt Storage Area; and PCC Incinerator/Preheater. | A positive use determination of 100% for the Secondary Containment for BD Oil Storage Tank; Knockout Tanks; Oil Tank Concrete Containment Area; Secondary Containment for Asphalt Storage Area; and PCC Incinerator/Preheater. | 2002-04-30 | 1597074 | 100
6265 | T1 | Owens Corning | Owens Corning | 8360 Market St | Houston | TX | 77029 | Harris | CN600124838 | RN100225036 | The following items: Extension of Cooling Stack; 80 Gallon Part Washer; CECO Filter - SBS Mix Tank; Extension of General Ventilation Stack; Hi Vac Vacuum System; Level Controls for Laminator Tanks; Sweeper; Regenerative Thermal Oxidizer; RTO Reliability Upgrade; Knock Out Tank #5; Flame Arrestors in Storage Tanks; Sand/Slate Dust Collector; Fume Incinerator Stack Extensions; and Sweeper. | A positive use determination of 100% for the Extension of Cooling Stack; 80 Gallon Part Washer; CECO Filter - SBS Mix Tank; Extension of General Ventilation Stack; Hi Vac Vacuum System; Level Controls for Laminator Tanks; Sweeper; Regenerative Thermal Oxidizer; RTO Reliability Upgrade; Knock Out Tank #5; Flame Arrestors in Storage Tanks; Sand/Slate Dust Collector; Fume Incinerator Stack Extensions; and Sweeper. | 2002-04-30 | 1661453 | 100
6266 | T1 | Manitowoc Boom Trucks Inc | Manitowoc Boom Trucks | 3000 S Austin Ave | Georgetown | TX | 78626 | Williamson | CN600882674 | RN101641884 | The following items: Waste Accumulation Area; Fire Warning System for Paint Booth and Additional Costs; Paint System - Paint Booth; Concrete Spill Containment; and Precrushing Compactor. | A positive use determination of 100% for the Waste Accumulation Area; Fire Warning System for Paint Booth and Additional Costs; Paint System - Paint Booth; Concrete Spill Containment; and Pre-crushing Compactor. | 2002-04-30 | 133366 | 100
6267 | T1 | Madix Store Fixtures Inc | Madix Store Fixtures Terrell | 500 Airport Rd | Terrell | TX | 75142 | Kaufman | CN604430827 | RN102322666 | The following equipment: GEMA Powder Paint Booth (excluding the oven); Liquid Paint Storage Area; Filter Collector (Dust Cyclone); Waste Water Storage Pretreatment Tank; and an addition to the Paint Booth. | A positive use determination of 100% for the GEMA Powder Paint Booth (excluding the oven); Liquid Paint Storage Area; Filter Collector (Dust Cyclone); Waste Water Storage Pretreatment Tank; and an addition to the Paint Booth. | 2002-04-30 | 111756 | 100
6268 | T1 | Sulzer Orthopedics Inc | Sulzer Orthopedics Inc | 9900 Spectrum Dr | Austin | TX | 78717 | Travis | CN600286181 | RN100580794 | See the attached document. | A positive use determination of 60% for the Freon Recovery System. A positive use determination of 50% for the 191 HA Blasting Equipment, Bio-blast BIO DBS 2624 Cabinet, 124, 125, 126, 127, & 128 Blast Cabinet with 600 CFM Re-claimer and Dry Filter, Blast Cabinet, and Armex 24X36 Bio-blast Cabinet with 11SX Blast Generator. A positive use determination of 20% for the Silt Fences and Erosion Controls. A positive use determination of 100% for the Filtration System with for Weldon Grinder, Mist Collector with for Weldon Grinder, Vacuum Leak Detector, Hazardous Material Storage Area & Building, Waste Coolant Recovery Systems, Lab Equipment with Fume Hood, PAK Force Two Compactors, Dust Collector Model 2400 for Prototype Shop, Torit DFT 4-16 Dust Collectors, AQUA Clean Line, Alconox Clean Line, Torit Dust Collectors, Torit Cyclone, Cabinet for Robotic Polishing Unit, Replacement Cyclone, Torit Donaldson Model 24 Cyclone Centrifugal Separators, Cabinet for Robotic Buffing/Belt Polishing Cell, Sewers, Lab Waste Ducting, Lab Vents, Exhaust Fans, Strom Water System, Sanitary Sewer, Domestic System, Retaining Wall, Roof Pitch Pans, and Dust Collection System. A negative determination for the Cooling Tower, the Chiller and Air Handlers, Security System with Monitors and Cameras, Upgrade to Plant Alarm System, Enhancement to Plant Alarm System, and Class D 135 Fire Extinguisher. | 2002-04-30 | 2640002 | 100
6269 | T1 | Premdor | Premdor | 6308 Industrial Blvd | Greenville | TX | 75401 | Hunt | CN600484786 | RN100549187 | The following items: Dust Collection Systems for Router, Pipe Grinder, Raw Materials, and KVAL Machine; Air Alleviator; Duct Work for Dust Collection; Dust Collector Vibrators; Dust Collector Pipe, Pan & Fittings; Paint Spray Booth; Sawdust Hopper; and Retaining Wall. | A positive use determination of 100% for the Dust Collection Systems for Router, Pipe Grinder, Raw Materials, and KVAL Machine; Air Alleviator; Duct Work for Dust Collection; Dust Collector Vibrators; Dust Collector Pipe, Pan & Fittings; Paint Spray Booth; Sawdust Hopper; and Retaining Wall. | 2002-04-30 | 304851 | 100
6270 | T1 | Sachem Inc | Sachem Austin Plant | 821 W Woodward St | Austin | TX | 78704 | Travis | CN600383855 | RN100676345 | The following items: High Level Alarm, Reconfiguration of Tank Alarm System, and 12 Sonobulk Totes. | A positive use determination of 100% for the High Level Alarm, Reconfiguration of Tank Alarm System, and 12 Sonobulk Totes. | 2002-04-30 | 11835 | 100
6271 | T1 | Sachem Inc | Sachem Cleburne Plant | 2311 Pipeline Rd | Cleburne | TX | 76031 | Johnson | CN600383855 | RN100976117 | The following items: FID with Electrometer (emission monitor); ION Exchange Recycle Project: Pilot, Process Control, Flow Control with Electric, and Pressure Indicating Device; Chiller Piping; Novolac Scrubber; Regenerative Thermal Oxidizer Control Modifications; Knock Out Tank for RTO; Totes for Clean Out System; Flammable Storage Area; Conversion Tank Acid; Replace Drumming Tank; Replace Conversion Tank; Conversion Tank Pump; Sump Tank Instrumentation; TMCL Evaporator Modifications; Continuous TMACL pH Controls; Conversion Tank Con; 24 Hour Composite Sampler; Concrete pad for Totes; 40 Blue Tuff Tanks; Solvent System Expansion & Still Condenser; DI Water System Upgrade (part of Cooling Tower System0; and New Water Lines to Heat Evaporator on Conversion Tank. | A positive use determination of 100% for the FID with Electrometer (emission monitor); ION Exchange Recycle Project: Pilot, Process Control, Flow Control with Electric, and Pressure Indicating Device; Chiller Piping; Novolac Scrubber; Regenerative Thermal Oxidizer Control Modifications; Knock Out Tank for RTO; Totes for Clean Out Conversion Tank Acid; Replace Drumming Tank; Replace Conversion Tank; Conversion Tank Pump; Sump Tank Instrumentation; TMCL Evaporator Modifications; Continuous TMACL pH Controls; Conversion Tank Con; 24 Hour Composite Sampler; Concrete pad for Totes; and the 40 Blue Tuff Tanks. A positive use determination of 50% for the Solvent System Expansion & Still Condenser. A positive use determination of 10% for the DI Water System Upgrade (part of Cooling Tower System0; and New Water Lines to Heat Evaporator on Conversion Tank. A negative determination for the Flammable Storage Area. | 2002-04-30 | 714906 | 100
6272 | T1 | Cemex Construction Materials LP | Cemex Austin Ready Mix | 8900 Ramirez Dr | Austin | TX | 78742 | Travis | CN601440662 | RN102580719 | Dust Control System and Cooling Tower. | A positive use determination of 100% for the Dust Control System. A negative determination for the Cooling Tower. | 2002-04-30 | 110220 | 100
6273 | T1 | Cemex Construction Materials LP | Cemex Construction Materials | 2412 Royston Ln | Round Rock | TX | 78664 | Travis | CN603403973 | RN100249754 | Dust Control System and Cooling Tower. | A positive use determination of 100% for the Dust Control System. A negative determination for the Cooling Tower. | 2002-04-30 | 121547 | 100
6274 | T1 | Coca-Cola Enterprises | Coca-Cola Bottling - Austin | 9600 Burnett Rd | Austin | TX | 78758 | Travis | CN601235666 | RN100573815 | Waste Water Treatment Equipment: Two ammonia condensers; backwash reclaim system; carbon towers 1, 2, & 3; deep bed sand filters 1 & 2; Grasso ammonia compressor; ammonia compressor upgrade, and water de-aeration equipment. | A positive use determination of 100% for the two ammonia condensers; backwash reclaim system; carbon towers 1, 2, & 3; deep bed sand filters 1 & 2; Grasso ammonia compressor; ammonia compressor upgrade, and water de-aeration equipment. | 2002-06-05 | 896587 | 100
6275 | T1 | Coca-Cola Enterprises | Coca-Cola Bottling - Houston | 2819 Berkley St | Houston | TX | 77012 | Harris | Insufficient Information | Insufficient Information | Waste Water Treatment Equipment: ammonia condenser; back-flow prevention device; two carbon towers; ammonia cool tower; ammonia refrigeration tower; CO2 filter system; and carbon dioxide test kits. | A positive use determination of 100% for the ammonia condenser; back-flow prevention device; two carbon towers; ammonia cool tower; ammonia refrigeration tower; CO2 filter system; and carbon dioxide test kits. | 2002-06-05 | 611994 | 100
6276 | T1 | Coca-Cola Enterprises | Gulfgate Coca-Cola Bottling Company | 2800 Bissonet St | Houston | TX | 77005 | Harris | CN600284285 | CN600284285 | The following items; Ozone Equipment; Back-Flow Prevention Device; Ammonia Receiver System; Ammonia Piping; and Freon Recycling Unit. | A positive use determination of 100% for the Ozone Equipment; Back-Flow Prevention Device; Ammonia Receiver System; Ammonia Piping; and Freon Recycling Unit. | 2002-06-05 | 780537 | 100
6277 | T1 | Coca-Cola Enterprises | North Texas Coca-Cola Bottling Company | 8161 Moberly Ln | Dallas | TX | 75227 | Dallas | CN601412265 | RN102597572 | The following items: carbon towers; condensing unit; recycling machine; and carbon filter. | A positive use determination of 100% for the carbon towers; condensing unit; recycling machine; and carbon filter. | 2002-06-05 | 471750 | 100
6278 | T1 | APAC Texas, Inc | Luna Plant | 11000 Block Luna Rd | Dallas | TX | 75229 | Dallas | CN600317473 | RN109634220 | Installed a bag house. | A positive use determination of 100% for the bag house. | 2002-05-20 | 60000 | 100
6279 | T1 | Michael Angelo's Gourmet Foods | Michael Angelo's | 200 Michael Angelo Way | Austin | TX | 78728 | Williamson | CN602676595 | RN103029302 | The following property: ammonia room exhaust fan; shop exhaust hood; project to rebuild duct collector; cardboard compactor; repair to floor drains; installation of back-up floor drains; cardboard baler; flour dust collector; curb work for storm water control; cooling towers; hazardous materials mask and suit; exhaust vent; low NOx burner; and exhaust fan. | A positive use determination of 100% for the ammonia room exhaust fan; shop exhaust hood; project to rebuild duct collector; cardboard compactor; repair to floor drains; installation of back-up floor drains; cardboard baler; flour dust collector; curb work for storm water control; hazardous materials mask and suit; exhaust vent; low NOx burner; and exhaust fan. A negative determination for the cooling towers. Cooling towers are not considered to be pollution control property. | 2002-05-08 | 121267 | 100
6280 | T1 | Michael Angelo's Gourmet Foods | Michael Angelo's | 200 Michael Angelo Way | Austin | TX | 78728 | Travis | CN602676595 | RN103029302 | The following property: ammonia room exhaust fan; shop exhaust hood; project to rebuild duct collector; cardboard compactor; repair to floor drains; installation of back-up floor drains; cardboard baler; flour dust collector; curb work for storm water control; cooling towers; hazardous materials mask and suit; exhaust vent; low NOx burner; and exhaust fan. | A positive use determination of 100% for the ammonia room exhaust fan; shop exhaust hood; project to rebuild duct collector; cardboard compactor; repair to floor drains; installation of back-up floor drains; cardboard baler; flour dust collector; curb work for storm water control; hazardous materials mask and suit; exhaust vent; low NOx burner; and exhaust fan. A negative determination for the cooling towers. Cooling towers are not considered to be pollution control property. | 2002-05-08 | 121267 | 100
6281 | T1 | Owens Corning | Owens Corning | 1701 W Loop 335 S | Amarillo | TX | 79114 | Potter | CN603528050 | RN100222140 | The following property: demisters and water sprays for particulate control; conversion of 2 chillers and 2 air conditioning units to HCFC-123; exhaust system for glass furnaces, drying, and forming; dust collection for storage silos, glass furnaces, and glass chopping; exhaust stacks; waste baler and collection system; repaired plant road and added new paving for dust control; pressure washer; concrete spill containment and overflow system constructed around molten glass; tank level detectors; waste water equalization tank; drains and trenches used to convey contaminated process water; and recycled water cleaning system. | A positive use determination of 100% for the demisters and water sprays for particulate control; conversion of 2 chillers and 2 air conditioning units to HCFC-123; exhaust system for glass furnaces, drying, and forming; dust collection for storage silos, glass furnaces, and glass chopping; exhaust stacks; waste baler and collection system; repaired plant road and added new paving for dust control; pressure washer; concrete spill containment and overflow system constructed around molten glass; tank level detectors; waste water equalization tank; drains and trenches used to convey contaminated process water; and recycled water cleaning system. | 2002-05-08 | 5181862 | 100
6282 | T1 | Owens Corning | Owens Corning | 17310 Market St | Houston | TX | 77029 | Harris | CN600124838 | RN100210483 | The following items: diking installed as secondary containment for asphalt tanks; pressure washer; and knock out tanks. | A positive use determination of 100% for the diking installed as secondary containment for asphalt tanks; pressure washer; and knock out tanks. | 2002-05-08 | 204527 | 100
6283 | T1 | Johns Manville | Johns Manville Cleburne | 200 W Industrial Blvd | Cleburne | TX | 76031 | Johnson | CN601719065 | RN100213719 | The following items: SEE ATTACHED TABLE | A positive use determination is granted for the property listed in the application. See attached table for a listing of the pieces of property and the use determination percentage granted for each item. | 2002-05-08 | 11242633 | 100
6284 | T1 | Johns Manville | Johns Manville Sulphur Springs | 125 S Davis St | Sulphur Springs | TX | 75482 | Hopkins | CN601719065 | RN102076965 | The following items: dust collector for Cricket Saw; Tennat Sweeper used to control particulate matter on plant roads; dust collector for Laminator Extension; Recycle Baler; Automatic Horizontal Baler; and Armex Baking Soda Parts Cleaner. | A positive use determination of 100% for the Tennat Sweeper, dust collectors for Laminator Extension and Cricket Saw; Recycle Baler; and Automatic Horizontal Baler, A negative determination for the Armex Baking Soda Parts Cleaner. This item is production related and not a pollution control item. | 2002-05-08 | 157680 | 100
6285 | T1 | JM Manufacturing Company Inc | JM Manufacturing Company Inc | 700 A Highway 59 Loop | Wharton | TX | 77488 | Wharton | CN601048275 | RN100868983 | The following property: Phase II - repair roadway; Phase III -yard & roadway repair; Phase V - roadway/yard repair; oily waste containment; cardboard baler; project to elevate and pave B Hyrdro drainage; storage area paving; stackable regrind bins; permanent regrind feeder; and driveway repair. | A positive use determination of 100% for the Phase II - repair roadway; Phase III -yard & roadway repair; Phase V - roadway/yard repair; oily waste containment; cardboard baler; project to elevate and pave B Hyrdro drainage; storage area paving; stackable regrind bins; permanent regrind feeder; and driveway repair. | 2002-05-20 | 590788 | 100
6286 | T1 | General Cable Technologies Corp | General Cable Technologies Corp | 910 10Th St | Plano | TX | 75074 | Collin | CN600132740 | RN102660420 | The following property: lube oil/water separator; concrete repairs; dust collector; containment areas; concrete paving and repairs; and parking lot expansion. | A positive use determination of 100% for the lube oil/water separator; concrete repairs; dust collector; containment areas; concrete paving and repairs; and parking lot expansion. | 2002-05-08 | 428406 | 100
6287 | T1 | Ex Tex La Porte LP | Exelon Ex Tex La Porte Generation | In Air Products Plant | La Porte | TX | 77571 | Harris | CN601232192 | Insufficient Information | Installed the following: two continuous emission monitoring systems; 4 Dry Low NOx Combustion Systems for GE Heavy-Duty Turbines; and demisters. | A positive use determination of 100% for the two continuous emission monitoring systems; 4 Dry Low NOx Combustion Systems for GE Heavy-Duty Turbines; and the demisters. | 2002-05-08 | 6099774 | 100
6288 | T1 | Encore Wire Limited | Encore Wire Limited | 1410 Millwood Rd | Mc Kinney | TX | 75069 | Collin | CN600130231 | RN104301825 | See attached table. | A positive use determination is granted for the property listed in this application. See the attached table for a listing of the property and the granted use determination percentages. A negative determination for the Scrap Processing Equipment. Since the Copper Wire is a product and is routinely reused, excess copper wire is not considered to be a waste material. Since it is not a waste material the equipment used for collection and processing is not considered to be pollution control property. | 2002-05-08 | 2505000 | 100
6289 | T1 | Encore Wire Limited | Encore Wire Limited | 1410 Millwood Rd | Mc Kinney | TX | 75069 | Collin | CN600130231 | RN104301825 | The following items: Electrostatic Precipitator used to control particulate from the Rod Mill; concrete spill containment for the hydraulic pumps; Alcohol recovery system; and settling basins used for process waste water. | A positive use determination of 100% for the Electrostatic Precipitator; concrete spill containment; Alcohol recovery system; and the settling basins. | 2002-05-08 | 1520000 | 100
6290 | T1 | Saint-Gobain Certainteed Corporation | Saint-Gobain Certainteed Corp | 201 Old Hewitt | Hewitt | TX | 76643 | McLennan | CN600813810 | RN102513751 | The following property: dust collection system for PVC pipe cutting area; repaired and added new paving to plant road; PVC granulator used for recycling/reuse of PVC; and waste water drainage pipe. | A positive use determination of 100% for the dust collection system for PVC pipe cutting area; the project to repair and add new paving to plant road; the PVC granulator used for recycling/reuse of PVC; and the waste water drainage pipe. | 2002-05-08 | 644501 | 100
6291 | T1 | Texas Polymer Services Inc | Texas Polymer Services | 6522 Ih 10 W | Orange | TX | 77632 | Orange | CN601362601 | RN101824506 | The following property: explosion proof vacuum; fines removal systems for 125mm sterling, and breezeway sumps; Atrium drainage; water treatment; clean-out box culverts; extend existing baffles in sump; extension of two lift stations and tie-in to Red Fox system; modifications to BW fines system; Tennant Floor Sweeper; trench around fines recovery system in breezeway; water collection hopper in Breezeway; dust collection enclosures; modification to 160mm fines removal system; 70A fume exhaust system; 1.5 cu ft Roura hopper - Breezeway system; 4" drainline for Breezeway pump; fines removal system - 200mm; modification of building 3 dust collection system; 150mm automation - dust collection; silo 401 & 402 dust collector; Pit 05 sump strainer basket; dust collection hopper for 160mm dense phase system; fume collector 70mm; dust collector granulator; S S drain screens; and dust collector shell. | A positive use determination of 100% for the explosion proof vacuum; fines removal systems for 125mm sterling, and breezeway sumps; Atrium drainage; water treatment; clean-out box culverts; extend existing baffles in sump; extension of two lift stations and tie-in to Red Fox system; modifications to BW fines system; Tennant Floor Sweeper; trench around fines recovery system in breezeway; water collection hopper in Breezeway; dust collection enclosures; modification to 160mm fines removal system; 70A fume exhaust system; 1.5 cu ft Roura hopper - Breezeway system; 4" drainline for Breezeway pump; fines removal system - 200mm; modification of building 3 dust collection system; 150mm automation - dust collection; silo 401 & 402 dust collector; Pit 05 sump strainer basket; dust collection hopper for 160mm dense phase system; fume collector 70mm; dust collector granulator; S S drain screens; and dust collector shell. | 2002-07-01 | 430882 | 100
6292 | T1 | Mentor Hs Corporation | Mentor Hs Corporation | 3041 Skyway Circle N | Irving | TX | 75038 | Dallas | CN600282644 | RN103035135 | Installed a 14,000 CFM thermal oxidizer. | A positive use determination of 100% for the thermal oxidizer. | 2002-05-08 | 610417 | 100
6293 | T1 | Ecolab Inc | Ecolab Inc | 2305 Sherwin St | Garland | TX | 75041 | Dallas | CN600304745 | RN100594852 | The following property: drain pipe for Liquid Packaging; security system modification; bleach piping/filter system modification; ammonia scrubber; central dust collection rotary air lock and fan; backflow prevention; GEO sump piping; Chlorine detection system and modification; pH pit analyzer; raw material trench modification; gutter modification; bulk loading/unloading pad modification; raw material dike & bulk tank; gutter modification south side; rail spur concrete modification; asbestos abatement; basement fill-in/floor construction; spill containment mezzanine hold tank area; and pH pit modification. | A positive use determination of 100% for the drain pipe for Liquid Packaging; security system modification; bleach piping/filter system modification; ammonia scrubber; central dust collection rotary air lock and fan; backflow prevention; GEO sump piping; Chlorine detection system and modification; pH pit analyzer; raw material trench modification; gutter modification; bulk loading/unloading pad modification; raw material dike & bulk tank; gutter modification south side; rail spur concrete modification; asbestos abatement; basement fill-in/floor construction; spill containment mezzanine hold tank area; and pH pit modification. | 2002-05-20 | 665140 | 100
6294 | T1 | Tk-Taito/Takata Seat Belts Inc | Tk-Taito LLC | 4611 Wiseman Blvd | San Antonio | TX | 78251 | Bexar | CN601488513 | RN100852409 | The following items: Sludge Dryer for Waste Water; Stamping Scrap Conveyor extension project; Ventilation System-Air Conditioner; Silo system for Resin Material; Oil Distribution System; Sandblasting Cabinet for Milling Machine; and Plating Improvements. | A positive use determination of 100% for the Sludge Dryer for Waste Water, the Stamping Scrap Conveyor extension and the Oil Distribution System. A positive use determination of 40% for the Ventilation System. A positive use determination 50% for the Sandblasting Cabinet. | 2002-06-25 | 273145 | 100
6295 | T1 | Manner Plastics LP | Manner Plastics Mckinney | 500 Interchange St | Mc Kinney | TX | 75070 | Collin | Insufficient Information | Insufficient Information | The following items: dust collectors, HEPA filters, and baghouses for Plastic Mill operations; potable water system; paving of plant areas; containment building for plasticizer storage; storm water detention pond; cooling towers; liquid tight connectors for transfer of oily plasticizer; and hi-level indicators for dry ingredient and oil storage units. | A positive use determination of 100% for the dust collectors, HEPA filters, baghouses, potable water system, paving, containment building, storm water detention pond, liquid tight connectors, and the hi-level indicators. | 2002-05-20 | 650348 | 100
6296 | T3 | Bastrop Energy Partners LP | Bastrop Energy Partners | 125 Old Bastrop Rd | Cedar Creek | TX | 78612 | Bastrop | CN600615470 | RN101056851 | The following items: demisters; coalescing filter & storage tank; continuous NOx emission monitors; water tank insulation; stacks and dampers; skimmer; clarifier & filter press; settling basin/sump; dechlorinator; process drains, blowdown system, waste water systems, sanitary sewer system, storm water systems & catchment basin; sumps/pumps; reverse osmosis unit; cooling tower (9 cells); monitoring and de-foaming system on waste water streams; chlorine & pH analyzers on-line and in cooling tower; earthwork used to divert waste water; waste water testing laboratory building; alarms for detection of excessive levels of chlorine before discharge; secondary containment for all chemical treatment areas; fire & safety equipment and oil containment areas; potable water system; overfill alarms on 2 water tanks and 1 basin; and low NOx burners. | A positive use determination of 100% for the continuous NOx emission monitors; stacks and dampers; skimmer; Clarifier & filter press; settling basin/sump; de-chlorinator; process drains, blow-down system, waste water systems, sanitary sewer system, storm water systems & catchment basin; sumps/pumps; reverse osmosis unit; monitoring and de-foaming system on waste water streams; chlorine & pH analyzers; earthwork used to divert waste water; waste water testing laboratory building; alarms for detection of excessive levels of chlorine before discharge; secondary containment for all chemical treatment areas; oil containment areas; potable water system; and the overfill alarms on 2 water tanks and 1 basin. A positive use determination of 80% for the low NOx burners. | 2002-06-10 | 18533000 | 100
6297 | T1 | Genpak LLC | Genpak LLC | 1101 W Harrison Rd | Longview | TX | 75604 | Gregg | CN601094865 | RN102161973 | The following items: incinerator; Chiller Line-Ins; Foremost Grinder; Cheesaw Grinder; Foremost Grinder Feed; Incinerator/Thermal Oxidizer; Foam Grinder; and Irwin Modification Crea Grinder. | A positive use determination of 100% for the Incinerator; Chiller Line-Ins; and Incinerator/Thermal Oxidizer. | 2002-05-20 | 837267 | 100
6298 | T1 | Shawmut Mills | Shawmut Mills | 9900 Railroad Dr | El Paso | TX | 79924 | El Paso | CN600500953 | RN100661750 | The vapor recovery system captures VOC fumes from the lamination adhesives. The captured fumes are condensed into a solvent form and recycled. | A positive use determination of 100% for the vapor recovery and recycling system. | 2002-05-08 | 107000 | 100
6299 | T1 | Tiffany Brick Co LP Dba Us Brick | US Brick Mineral Wells Plant | 500 NE 14Th Ave | Mineral Wells | TX | 76067 | Palo Pinto | CN600125884 | RN102315827 | Torit Downflow Model DFT 3-54 Dust Collector, piping, hoods, electrical service, etc. installed in raw material grinding/screening area for capture of fugitive particulate matter emissions. | A positive use determination of 100% for the Torit Down-flow Model DFT 3-54 Dust Collector, piping, hoods, electrical service, etc. | 2002-05-20 | 274000 | 100
6300 | T1 | Teccor Electronics Inc | Teccor Electronics (Littlefuse) | 1800 Hurd Dr | Irving | TX | 75038 | Dallas | CN600305114 | RN102198868 | The following items: Hazardous Waste Management System Upgrade and Mercury MP Acid Process System. | A positive use determination of 100% for the Hazardous Waste Management System Upgrade and Mercury MP Acid Process System. | 2002-05-20 | 808305 | 100
6301 | T1 | Milk Products LP | Milk Products LP | 71 Strandtman Cove | Austin | TX | 78702 | Travis | CN601179419 | RN102792900 | The following items: Waste Water Tank, Waste Water Equalization, and EQ to Recover Rinse. | A positive use determination of 100% for the Waste Water Tank, Waste Water Equalization, and EQ to Recover Rinse. | 2002-05-20 | 266968 | 100
6302 | T1 | Anadarko Gathering Company | Anadarko Bald Prairie Central Gathering | 3436 FM 2096 | Franklin | TX | 77856 | Robertson | CN603224833 | No Regulated Entity at this Location | Installed the following equipment: two 1,266 hp Caterpillar G3516 TALE lean burn (low NOx) engines and one Jatco BTEX air cooled condenser system on the dehy reboiler vents. | A positive use determination of 20% for the two Caterpillar G3516 TALE lean burn engines and a positive use determination of 100% for the Jatco BTEX air cooled condenser system. | 2002-05-29 | 232086 | 100
6303 | T1 | Anadarko Gathering Company | Anadarko Buffalo Central Gathering | 5.3 Mi S of Hwys 75 & 79 | Teague | TX | 75860 | Freestone | CN603224833 | RN102498912 | Installed the following equipment: four 1,266 hp Caterpillar G3516 TALE lean burn (low NOx) engines and one Jatco BTEX air cooled condenser system on the dehy reboiler vents. | A positive use determination of 20% for the four Caterpillar G3516 TALE lean burn engines and a positive use determination of 100% for the Jatco BTEX air cooled condenser system. | 2002-05-29 | 447171 | 100
6304 | T1 | Anadarko Gathering Company | Anadarko Buffalo Central Gathering | 5.3 Mi S of Hwys 75 & 79 | Teague | TX | 75860 | Freestone | CN603224833 | RN102498912 | Installed the following equipment: four 1,266 hp Caterpillar G3516 TALE lean burn (low NOx) engines and one Jatco BTEX air cooled condenser system on the dehy reboiler vents. | A positive use determination of 20% for the four Caterpillar G3516 TALE lean burn engines and a positive use determination of 100% for the Jatco BTEX air cooled condenser system. | 2002-05-29 | 447171 | 100
6305 | T1 | Southwest Laminates | Southwest Laminates | 9900 Railroad Dr | El Paso | TX | 79924 | El Paso | CN602288318 | RN100817501 | Installed an exhaust/ventilation system which removes fumes produced in the chemical blending process. Installed a trim recycling system. | A positive use determination of 100% for the exhaust/ventilation system and the trim recycling system. | 2002-06-06 | 298100 | 100
6306 | T1 | International Paper | Intl Paper - Camden | 20125 E FM 942 | Camden | TX | 75934 | Polk | CN601047830 | RN101286227 | The following items: 1. Waste Collection Conveyor System - elaborate system of conveyors & cyclones used to collect sawdust & wood chips for recycling or destruction purposes. 2. Boiler Scrubber System and Fuel Housing: used to reduce emissions form burning of gas in the boiler system. 3. Sewage Treatment: equipment used to treat waste water. 4. Settling Ponds & Drainage Ditches: used to polish effluent before discharge. 5. Fly Ash Storage & Recycling System: used to allow the recycling of flyash. 6. Potable Water System: equipment consists of tanks, pumps, & associated items. 7. Asbestos Abatement: equipment purchased for use in removing asbestos. | A positive use determination of 100% for the Waste Collection Conveyor System; Boiler Scrubber System and Fuel Housing; Sewage Treatment; Settling Ponds & Drainage Ditches; Fly Ash Storage & Recycling System; Potable Water System; and Asbestos Abatement. | 2002-06-10 | 1649800 | 100
6307 | T1 | International Paper | Intl Paper - Corrigan | Highway 59 N | Corrigan | TX | 75939 | Polk | CN601047830 | RN104206701 | Installed the following: Waste Collection Cyclones, Boiler Waste Water Treatment System, and Electrostatic Precipitator. | A positive use determination of 100% for the Waste Collection Cyclones, Boiler Waste Water Treatment System, and Electrostatic Precipitator | 2002-06-10 | 557000 | 100
6308 | T1 | Tyco Healthcare Retail Group | Tyco Healthcare Retail Group | 4920 Franklin Ave | Waco | TX | 76710 | McLennan | CN601475288 | RN100717545 | Installed a dust collector on a new diaper manufacturing line (line 9). | A positive use determination of 100% for the dust collector for diaper manufacturing line #9. | 2002-06-28 | 50000 | 100
6309 | T1 | Haldor Topsoe Inc | Haldor Topsoe Inc | 10010 Bayport Blvd | Pasadena | TX | 77507 | Harris | CN600132435 | RN101211498 | The following items: Filters; Blowers/fans; Pumps; Tanks; Catalytic Oxidation Unit; Thermal Oxidizer; Scrubbers; Seals, Agitator; Burners; Mixers; Rupture Disks; Safety Relief Valves; Waste Water Collection Basin; Paint Room; Piping; Waste Water Containment Ditch and Outfall Gates; Dikes; and Potable Water. (See attached for detailed listing) | A positive use determination of 100% for the Filters; Blowers/fans; Pumps; Tanks; Catalytic Oxidation Unit; Thermal Oxidizer; Scrubbers; Seals, Agitator; Burners; Mixers; Rupture Disks; Safety Relief Valves; Waste Water Collection Basin; Paint Room; Piping; Waste Water Containment Ditch and Outfall Gates; Dikes; and Potable Water System. | 2002-06-28 | 10886200 | 100
6310 | T2 | Air Liquide America Corporation | Air Liquide - Longview | 722 FM 1845 | Longview | TX | 75603 | Harrison | CN600442370 | RN102363488 | Constructed an Air Separation Plant and a Partial Oxidation Unit. | Withdrawn by applicant | 2002-11-19 | 58582804 | 100
6311 | T1 | Sid Richardson Carbon Ltd | JM Huber Borger | Hwy 136 & FM 1559 | Borger | TX | 79008 | Hutchinson | CN600131171 | RN100222413 | In order to reduce flue gas emissions from the dryers a project was under taken to allow the use of tail gas as a fuel. Major components of the project were tail gas combustors, stacks, ducting, combustion air fans, duct heaters and dryer casings. | Returned for failure to respond to a deficiency letter. | 2002-11-19 | 11681200 | 100
6312 | T1 | DMG Equipment Company | Pavers Supply Company | 9490 FM 1485 | Conroe | TX | 77303 | Montgomery | CN600558753 | RN105627277 | The following items: An 80,000 CFM Filter Bag House, horizontal cyclone, dust augers, and conveyor and chute covers. | A positive use determination of 100% for the 80,000 CFM Filter Bag House, horizontal cyclone, dust augers, and conveyor and chute covers. | 2002-07-11 | 561340 | 100
6313 | T1 | Unocal | Unocal Beaumont Terminal | Hwy 366 | Nederland | TX | 77627 | Jefferson | CN601072812 | RN102596210 | Installed internal floating roofs for tanks 45 and 247. Installed geodesic dome storage tanks 128, 129, and 130. | The following property is used 100% for pollution control and is installed to meet or exceed federal or state regulations: internal floating roofs for tanks 45 and 247 and geodesic dome storage tanks 128, 129, and 130. | 2002-09-20 | 1242090 | 100
6314 | T1 | Johnson County Redi-Mix Ltd | Johnson County Redi-Mix | 1905 S Main | Cleburne | TX | 76031 | Johnson | CN600449250 | RN100762756 | Two Items. 1. Installed a Vapor Scrubber - a wet packed bed scrubber. 2. Installed a Waste Water pH Adjustment System which consists of a single stage optimized batch pH adjustment system and an influent collection and transfer system. | The following property is used 100% for pollution control and is installed to meet or exceed federal or state regulations: vapor scrubber and wastewater pH adjustment system. | 2002-10-01 | 174861 | 100
6315 | T1 | Ashland Chemical Inc | Ashland Chemical Inc | 2501 Camp Dr | Carrollton | TX | 75006 | Dallas | CN600390801 | RN105175269 | The following items: Heddon Process Scrubber; Waste Water Neutralization System; and Storm Water Pollution Prevention. | A positive use determination of 100% for the Vapor Scrubber and the Water pH Adjustment System. | 2002-09-17 | 848897 | 100
6316 | T1 | Ashland Chemical Inc | Ashland Chemical Inc | 8201 S Central Expwy | Dallas | TX | 15241 | Dallas | CN601499189 | RN102612298 | Installed a new high intensity scrubber, a new 100 foot stack with fan, and a new waste water scrubber. | A positive use determination is granted for 100% of 34 items on the attached list. | 2002-12-18 | 848897 | 100
6317 | T1 | Tyson Foods | Tyson Foods | 1200 W Kingsbury St | Seguin | TX | 78155 | Guadalupe | CN600306690 | RN101433258 | Installed a new high intensity scrubber, a new 100 foot stack with fan, and a new waste water scrubber. | A positive use determination of 100% for the high intensity scrubber, the new 100 foot stack with fan, and the new waste water scrubber. | 2002-10-30 | 12040000 | 100
6318 | T1 | Entergy Gulf States Inc | Entergy Lewis Creek Plant | 11191 Longstreet Rd | Willis | TX | 77318 | Montgomery | CN603282054 | RN100226877 | Installed new continuous emission monitoring devices on both units and Selective Catalytic Reduction systems in the economizer outlet ducts. | A positive use determination of 100% for the new continuous emission monitoring devices on both units and the Selective Catalytic Reduction systems. | 2002-10-30 | 6055000 | 100
6319 | T1 | Entergy Gulf States Inc | Entergy Sabine Plant | 1000 Power House Rd | Bridge City | TX | 77611 | Orange | CN603282054 | Insufficient Information | Continuous emission monitors, flue gas re-circulation, over fire air system, and burners out-of-service. | A positive use determination of 100% for the continuous emission monitors, flue gas re-circulation, over fire air system, and burners out-of-service project. | 2002-10-30 | 733950 | 100
6320 | T1 | Conagra Foods Inc | Conagra Foods Inc | 800 Ellen Trout Dr | Lufkin | TX | 75902 | Angelina | CN600388805 | RN101058717 | DAF Unit, Equalization Tank, pH Adjustment Tank, Pumps & Piping, roof drains, sulfuric acid tank, sodium hydroxide tank, chemical monitoring and injection, flow meter, chart recorder, turbidity meter, and sampling equipment. | A positive use determination of 100% for the DAF Unit, Equalization Tank, pH Adjustment Tank, Pumps & Piping, roof drains, sulfuric acid tank, sodium hydroxide tank, chemical monitoring and injection, flow meter, chart recorder, turbidity meter, and sampling equipment. | 2002-10-30 | 11157 | 100
6321 | T1 | Poco Graphite Inc | Poco Graphite Plant | 1000 Miles Rd | Decatur | TX | 76234 | Wise | CN601096266 | RN100807783 | The coke pad particulate runoff removal project is to settle out solids in the coke pad runoff water. | A positive use determination of 100% for the coke pad particulate runoff removal project. | 2002-10-30 | 2500 | 100
6322 | T1 | Hanson Aggregates Central Inc | Southside Plant | 6000 Old Hemphill | Fort Worth | TX | 76118 | Tarrant | CN600686000 | RN100717412 | Dust collector | The dust collector specified in the application is contained on the PEL and qualifies as 100% pollution control property. | 2003-01-24 | 50000 | 100
6323 | T1 | Hanson Aggregates Central Inc | Mesquite Plant | 1719 West Scyene Road | Mesquite | TX | 75149 | Dallas | CN600686000 | RN101977288 | Dust collector at ready mix concrete plant. | The dust collector at this ready mix plant qualifies as 100% pollution control property. | 2003-01-24 | 50000 | 100
6324 | T1 | Global Octanes Texas LP | Global Octanes Texas LP | 2621 Tidal Rd | Deer Park | TX | 77536 | Harris | CN602804460 | RN100542331 | The following property: continuous emission monitoring system, flare header flow meter, sulfatreat system, NOx routed system for compressor, water injection system, low NOx boilers, Low NOx can, steam jacket vaporizer, vapor recovery system, Texas A&M electron beam system, refrigerated vapor condenser, catalyst area drainage revisions, dust reduction system, pH meters, waste storage building sump & area alarms, waste storage building, potable water system improvements, paving around cooling tower pumps, and sacrificial anodes. | A positive use determination of 100% for the continuous emission monitoring system, flare header flow meter, sulfatreat system, NOx routed system for compressor, water injection system, low NOx boilers, Low NOx can, steam jacket vaporizer, vapor recovery system, Texas A&M electron beam system, refrigerated vapor condenser, catalyst area drainage revisions, dust reduction system, pH meters, waste storage building sump & area alarms, waste storage building, potable water system improvements, paving around cooling tower pumps, and sacrificial anodes. | 2003-01-17 | 4827400 | 100
6325 | T2 | Marathon Ashland Petroleum Lc | Marathon Ashland Petroleum | 1320 Loop 197 S | Texas City | TX | 77590 | Galveston | CN600244933 | RN102736550 | Electric Motor Drive for FCC Wet Gas Compressor: | A positive use determination of 100% for the electric motor drive. | 2003-01-17 | 11500000 | 100
6326 | T2 | Marathon Ashland Petroleum Lc | Marathon Ashland Petroleum | 1320 Loop 197 S | Texas City | TX | 77590 | Galveston | CN600244933 | RN102736550 | Electric Motor Drive for FCC Air Blower: | A positive use determination for 100% of the electric motor drive. | 2003-01-17 | 11700000 | 100
6327 | T1 | Marathon Ashland Petroleum Lc | Marathon Ashland Petroleum | 1320 Loop 197 S | Texas City | TX | 77590 | Galveston | CN600244933 | RN102736550 | FCC Wet Scrubber: Installed in order to control SO2 from the FCCU regenerator vents. | A positive use determination of 100% for the FCC Wet Scrubber. | 2003-01-17 | 15600000 | 100
6328 | T1 | Lufkin Industries Inc | Lufkin Industries Inc | Hwy 69 S | Lufkin | TX | 75904 | Angelina | CD600399570 | RN101735249 | Purchased a street sweeper which will be used to reduce dust emissions and stormwater contamination. Installed an incinerator for use in disposing of nonhazardous industrial waste on-site. Purchased a paint filter compactor. | A positive use determination of 100% for the street sweeper, the incinerator, and the paint filter compactor. | 2003-01-31 | 48607 | 100
6329 | T1 | Lufkin Industries Inc | Lufkin Industries Inc | Hwy 69 S | Lufkin | TX | 75904 | Angelina | CD600399570 | RN101735249 | The following items: Street Sweeper, dust collector for Mach 0206, paint booth filter press, potable water system, concrete paving, hazmat storage building, chip handling recycle system, incinerator, four 500-gal double-walled tanks, 5,000 gal double-walled tank, two double-walled fuel storage tanks, double-walled storage tank for paint kill, and used oil tank. | A positive use determination of 100% for the Street Sweeper, the dust collector for Mach 0206, the paint booth filter press, the potable water system, the concrete paving, the hazmat storage building, the chip handling recycle system, the incinerator, and the used oil tank. A positive use determination of 50% for the four 500-gal double-walled tanks, the 5,000 gal double-walled tank, the two double-walled fuel storage tanks, and the double-walled storage tank for paint kill. | 2003-03-13 | 427387 | 100
6330 | T1 | Lufkin Industries Inc | Lufkin Industries Inc | 601 S Raguet | Lufkin | TX | 75904 | Angelina | CN600399570 | RN101153377 | The following property: Foundry street sweepers, dust bin overflow indicators, cover for sand aerator, two foundry dust collectors, foundry ventilation system, main bay reclaim duct, foundry LCF shakeout hood, cupola controls for pollution prevention systems, main bay ventilation system, Harsell baghouse ventilation system, storm drain & concrete @ pattern shop, foundry backflow prevention apparatus, truck wash water treatment, concrete slab @ foundry, foundry sewer line, resin dike at ductile iron foundry, foundry hazmat storage building, recycled sand pit, bulk solid waste container - roll-off box, foundry trash compactor, two double-walled tanks for chemical storage, foundry radiation detector monitor, and distribution belt for reclaim sand. | A positive use determination of 100% for the Foundry street sweepers, the dust bin overflow indicators, the cover for sand aerator, the two foundry dust collectors, the foundry ventilation system, the main bay reclaim duct, the foundry LCF shakeout hood, the cupola controls for pollution prevention systems, the main bay ventilation system, the Harsell baghouse ventilation system, the storm drain & concrete @ pattern shop, the foundry backflow prevention apparatus, the truck wash water treatment, the concrete slab @ foundry, the foundry sewer line, the resin dike at ductile iron foundry, the foundry hazmat storage building, the recycled sand pit, the bulk solid waste container - roll-off box, the foundry trash compactor, the foundry radiation detector monitor, and the distribution belt for reclaim sand. A positive use determination of 50% for the two double-walled tanks for chemical storage. | 2003-03-13 | 1969102 | 100
6331 | T1 | Lufkin Industries Inc | Lufkin Industries Inc | 601 S Raguet | Lufkin | TX | 75904 | Angelina | CN600399570 | RN101153377 | The following property: street sweeper, mist collection system, mist collector for drill #255, vent stacks for carburizing building, backflow prevention apparatus, oil/water separator, wastewater evaporator, concrete slab & cover at heat treat, new potable water supply to PT office, sewer line, test stand cooling tower overflow drain, hazwaste storage building, chip handling recycling system, roll-off box for scrap wood, containment basins for combustible liquids, and chip conveyor for lathe #573 (for chip recycle). | A positive use determination of 100% for the street sweeper, mist collection system, mist collector for drill #255, vent stacks for carburizing building, backflow prevention apparatus, oil/water separator, wastewater evaporator, concrete slab & cover at heat treat, new potable water supply to PT office, sewer line, test stand cooling tower overflow drain, hazwaste storage building, chip handling recycling system, roll-off box for scrap wood, containment basins for combustible liquids, and chip conveyor for lathe #573. | 2003-03-13 | 442171 | 100
6332 | T1 | Glass Container Corporation | Longhorn Glass Corporation | 4202 Fidelity St | Jacinto City | TX | 77026 | Harris | CN601535792 | RN100671445 | 1. Ultra Sonic Level Control Unit for the Cullet Water Pit - monitors level of water in pit and controls the make-up water valve. 2. The electronic equipment used to monitor the sanitary waste water flume was modified and relocated. | A positive use determination of 100% for the Ultra Sonic Level Control Unit for the Cullet Water Pit and the relocation and modification of the electronic equipment used to monitor the sanitary waste water flume. | 2003-01-31 | 19770 | 100
6333 | T1 | Firestone Polymers LLC | Firestone Polymers LLC | 5713 FM 1006 | Orange | TX | 77630 | Orange | CN601590789 | RN100224468 | The following items/projects: Install MSA Detection Around C Line Mixer (8381); Install MSA Analyzer at Water Drawdown for DF-514(8384); Install seal-less pumps @ south tank farm (8392); Rerate CT-105 DFTO forced draft fan (8426); Upgrade Chlorination Facilities (8421); Revise instrumentation to improve vacuum control (8422); Expand 022 outfall dam (8437); Replace B-11 burner with Low NOx burner (8457); Replace insulation DR-407 Reactor )8460); Upgrade pump sealing systems (8478); Bio-Pond Improvements (8483); Replace asbestos insulation (8505 & 8411); Provide containment in Sandblast/Paint Yard (8414); and Pave 1600 Silo Pellet Spill Area (8476). | A positive use determination of 100% for the hydrocarbon detector, the hydrocarbon analyzer, seal-less pumps, rerate CT-105 DFTO forced draft fan, upgrade to chlorination facilities, revision of instrumentation, expansion of 022 outfall dam, replacement of B-11 burner, projects to replace asbestos insulation, upgrade of pump sealing systems, Bio-Pond Improvements, containment for Sandblast/Paint Yard, and pavement of 1600 Silo Pellet Spill Area. | 2003-04-24 | 1013083 | 100
6334 | T1 | Eastman Chemical Company | Eastman Chemical Texas Operations | Hwy 149 @ Kodak Blvd | Longview | TX | 75603 | Harrison | CN601214406 | RN100219815 | Hazardous Waste Landfill - Addition of Cell No. 3: Noncommercial Hazardous Waste Landfill. | A positive use determination of 100% for the project to construct Cell No. 3 at the Hazardous Waste Landfill. | 2003-02-07 | 1323434 | 100
6335 | T1 | La Gloria Oil & Gas Company | La Gloria Oil & Gas Refinery | 1125 Mcmurrey Dr | Tyler | TX | 75702 | Smith | CN602831232 | RN100222512 | Project: Closure of 17 RCRA Facility Investigation Units. | A positive use determination of 100% for the project to close 17 RCRA Facility Investigation Units. | 2003-02-19 | 502700 | 100
6336 | T1 | La Gloria Oil & Gas Company | La Gloria Oil & Gas Refinery | 1125 Mcmurrey Dr | Tyler | TX | 75702 | Smith | CN602831232 | RN100222512 | Ground Water Recovery System: Purchase of Roosth Property and Haynes Property. | A positive use determination of 100% for the land purchased for ground water remediation purposes. This positive determination is effective as long as the property meets the qualifications of section 11.31(a) of the Texas Tax Code. | 2003-02-19 | 160000 | 100
6337 | T1 | La Gloria Oil & Gas Company | La Gloria Oil & Gas Refinery | 1125 Mcmurrey Dr | Tyler | TX | 75702 | Smith | CN602831232 | RN100222512 | Installed a secondary internal floating roof wiper seal in tank 52. | A positive use determination of 100% for the secondary internal floating roof wiper seal in tank 52. | 2003-02-19 | 14165 | 100
6338 | T1 | Wise County Power Company LP | Wise County Power Plant | 800 Boons Creek Lane | Poolville | TX | 76487 | Wise | CN600127963 | RN102584844 | The following 12 items: 1. Water/Steam Injection for Turbines. 2. Low NOx Burners. 3. Selective Catalytic Reduction Systems (SCR). 4. Potable Water System. 5. Exhaust Stack. 6. Monitoring and Control Equipment (continuous emission monitoring systems). 7. Secondary Containment ( concrete curbing in chemical and lube oil unloading and operating areas. 8. Oil/Water Separator. 9. Waste & Storm Water Diversion Structures. 10. Zero Liquid Discharge System. 11. Double-walled Tanks (several used to store water treating chemicals). 12. Monitoring Equipment (gas chromatograph). | A positive use determination of 100% for the Water/Steam Injection for Turbines; the Low NOx Burners; the Selective Catalytic Reduction Systems (SCR); the Potable Water System; the Exhaust Stack ; the Monitoring and Control Equipment; the Secondary Containment; the Oil/Water Separator; the Waste & Storm Water Diversion Structures; the Zero Liquid Discharge System (excluding the associated cooling towers); and the gas chromatograph. A positive use determination of 50% for the Double-walled Tanks. | 2003-02-19 | 28992208 | 100
6339 | T1 | Crown Central Petroleum Corp | Crown Central - Pasadena Refinery | 111 Red Bluff Rd | Pasadena | TX | 77506 | Harris | CN600273999 | RN100716661 | RCRA corrective action and installation of compliance plan required monitoring and recovery wells. | A positive use determination of 100% for the RCRA corrective action and installation of compliance plan required monitoring and recovery wells project. | 2003-02-19 | 537220 | 100
6340 | T1 | The Dow Chemical Company | The Dow Chemical Company | 2301 Brazosport Blvd | Freeport | TX | 77541 | Brazoria | CN600356976 | RN102692258 | Installed a concrete secondary spill containment dike around the process vessel D-10. | A positive use determination of 100% for the concrete secondary spill containment constructed around process vessel D-10. | 2003-02-19 | 25000 | 100
6341 | T1 | The Dow Chemical Company | The Dow Chemical Company | 2301 Brazosport Blvd | Freeport | TX | 77541 | Brazoria | CN600356976 | RN102692258 | Installed a Servomex 4900 CO/O2/CO2 analyzer to complete BIFCEMS certifications. A California NOx analyzer was installed to complete PEMS certification. Heated lines were installed to transfer gas samples to the analyzers in the trailer. | A positive use determination of 100% for the Servomex 4900 CO/O2/CO2 analyzer, the California NOx analyzer, and the Heated Gas Sample Transfer Lines. | 2003-02-19 | 31808 | 100
6342 | T1 | The Dow Chemical Company | The Dow Chemical Company | 2301 Brazosport Blvd | Freeport | TX | 77541 | Brazoria | CN600356976 | RN102692258 | Installed on-line analyzers on the exit air-duct of the phosgene containment dome area of the plant. Installed stationary monitors and combustible gas detection monitors throughout the plant. | A positive use determination of 100% for the on-line analyzers, the stationary monitors and the combustible gas detection monitors. | 2003-02-19 | 617000 | 100
6343 | T1 | The Dow Chemical Company | The Dow Chemical Company | 2301 Brazosport Blvd | Freeport | TX | 77541 | Brazoria | CN600356976 | RN102692258 | Installed a selective catalyst reduction system to reduce NOx in the hot oil furnace emissions. | A positive use determination of 100% for the selective catalytic reduction system. | 2003-02-19 | 2711000 | 100
6344 | T1 | The Dow Chemical Company | The Dow Chemical Company | 2301 Brazosport Blvd | Freeport | TX | 77541 | Brazoria | CN600356976 | RN102692258 | Installed activated carbon beds to remove organic compounds from three separate API tank system vents. Installed vent condensers, in two separate systems, to reduce VOC emissions to the thermal oxidizer. | A positive use determination of 100% for the Carbon Beds and the Vent Condensers. | 2003-02-19 | 1055000 | 100
6345 | T1 | The Dow Chemical Company | The Dow Chemical Company | 2301 Brazosport Blvd | Freeport | TX | 77541 | Brazoria | CN600356976 | RN102692258 | Paved process area and parking area to control dust emissions and storm water run-off. | A positive use determination of 100% for the environmental paving. | 2003-02-19 | 8398000 | 100
6346 | T1 | The Dow Chemical Company | The Dow Chemical Company | 2301 Brazosport Blvd | Freeport | TX | 77541 | Brazoria | CN600356976 | RN102692258 | Installed secondary containment dikes around product and raw material storage vessels and some intermediate process areas (pumps/towers). | A positive use determination of 100% for the secondary containment dikes. | 2003-02-19 | 3237000 | 100
6347 | T1 | The Dow Chemical Company | The Dow Chemical Company | 2301 Brazosport Blvd | Freeport | TX | 77541 | Brazoria | CN600356976 | RN102692258 | Waste demisters and waste bins used to contain wastes prior to disposal. | A positive use determination of 100% for the Waste Dempsters and Bins. | 2003-02-19 | 622000 | 100
6348 | T1 | Union Carbide Corporation | Union Carbide - Texas City | 3301 5Th Ave S | Texas City | TX | 77592 | Galveston | CN601688781 | RN100219351 | Installed a carbon absorption system to remove the undesirable hydrocarbons either after treatment by the PWS or with no treatment by the PWS. | A positive use determination of 100% for the Carbon Adsorption System. | 2003-02-19 | 1360000 | 100
6349 | T1 | Union Carbide Corporation | Union Carbide - Texas City | 3301 5Th Ave S | Texas City | TX | 77592 | Galveston | CN601688781 | RN100219351 | Phase I Flood Control Project: Site Flood Control Management Phase1 - isolation curb barrier, new outfall for rainwater, underground piping and collections systems, and a powered dual-pump lift station. | A positive use determination of 100% for the Phase 1 Flood Control Project. | 2003-02-19 | 1000000 | 100
6350 | T1 | The Dow Chemical Company | The Dow Chemical Company | 2301 Brazosport Blvd | Freeport | TX | 77541 | Brazoria | CN600356976 | RN102692258 | Select process area paving and containment dikes are coated/lined to prevent the migration of chemicals through the concrete to the soil or ground water. | A positive use determination of 100% for the coating and lining of select process area paving and containment dikes. | 2003-02-19 | 336000 | 100
6351 | T1 | Cayuse Pipeline | Cayuse Pipeline Mt Belvieu Pump St | 10125 FM 1942 | Mt Belvieu | TX | 77580 | Chambers | Insufficient Information | Insufficient Information | Installed gas detectors. | A positive use determination of 100% for the Gas Detectors. | 2003-02-19 | 60000 | 100
6352 | T1 | The Dow Chemical Company | The Dow Chemical Company | 2301 Brazosport Blvd | Freeport | TX | 77541 | Brazoria | CN600356976 | RN102692258 | Activated carbon beds are used to absorb phenol from a waste water stream. | A positive use determination of 100% for the carbon beds. | 2003-02-19 | 8570000 | 100
6353 | T1 | The Dow Chemical Company | The Dow Chemical Company | 2301 Brazosport Blvd | Freeport | TX | 77541 | Brazoria | CN600356976 | RN102692258 | Sumps, pumps, and trenches used to collect storm water run-off. | A positive use determination of 100% for the sumps, pumps, and trenches used to convey storm water run-off. | 2003-02-19 | 2111000 | 100
6354 | T1 | The Dow Chemical Company | The Dow Chemical Company | 2301 Brazosport Blvd | Freeport | TX | 77541 | Brazoria | CN600356976 | RN102692258 | Neutralization drums and pH mixers used to treat waste water. | A positive use determination of 100% for the neutralization drums and pH mixers used to treat waste water. | 2003-02-19 | 1296000 | 100
6355 | T1 | The Dow Chemical Company | The Dow Chemical Company | 2301 Brazosport Blvd | Freeport | TX | 77541 | Brazoria | CN600356976 | RN102692258 | Installed Waste Water Hydrocarbon Removal Equipment in order to treat a new waste water stream. | A positive use determination of 100% for the Waste Water Hydrocarbon Removal Equipment. | 2003-03-06 | 7513000 | 100
6356 | T1 | The Dow Chemical Company | The Dow Chemical Company | 2301 Brazosport Blvd | Freeport | TX | 77541 | Brazoria | CN600356976 | RN102692258 | Installed a new Thermal Oxidizer and Thermal Oxidizer Scrubber systems. | A positive use determination of 100% for the thermal oxidizer system and the thermal oxidizer scrubber system. | 2003-03-06 | 111694000 | 100
6357 | T1 | The Dow Chemical Company | The Dow Chemical Company | 2301 Brazosport Blvd | Freeport | TX | 77541 | Brazoria | CN600356976 | RN102692258 | Installed a natural gas supported flare as a backup to the thermal oxidizer. Installed a waste gas burner system. | A positive use determination of 100% for the flare system and the waste gas burners. | 2003-03-06 | 1637000 | 100
6358 | T1 | The Dow Chemical Company | The Dow Chemical Company | 2301 Brazosport Blvd | Freeport | TX | 77541 | Brazoria | CN600356976 | RN102692258 | Phosgene Dome Containment and Scrubber System: includes secondary containment dome to house phosgene containing equipment, with related sensors, analyzers, air blowers, and pump pods; and a dual scrubber system with an emergency scrubber and a dome scrubber including caustic solution storage, and pumping equipment. | A positive use determination for 100% of the phosgene dome containment and scrubber system. | 2003-04-15 | 36960000 | 100
6359 | T1 | The Dow Chemical Company | The Dow Chemical Company | 2301 Brazosport Blvd | Freeport | TX | 77541 | Brazoria | CN600356976 | RN102692258 | This project included the purchase and installation of a clarifier system at the WWTP, including the rake, mudwell, weir and protective coatings. | A positive use determination of 100% for the Clarifier System. | 2003-04-10 | 1400000 | 100
6360 | T1 | The Dow Chemical Company | The Dow Chemical Company | 2301 Brazosport Blvd | Freeport | TX | 77541 | Brazoria | CN600356976 | RN102692258 | S-2A Vent Project: Piping and instrumentation were added to replace the existing atmospheric vent on S-2A. | A positive use determination of 100% for the S-2A Vent Project. | 2003-04-10 | 84700 | 100
6361 | T2 | The Dow Chemical Company | The Dow Chemical Company | 2301 Brazosport Blvd | Freeport | TX | 77541 | Brazoria | CN600356976 | RN102692258 | Steam Turbine Driver to replace the following equipment: gas turbine (GT-30), waste heat boiler (WH-1), helper steam turbine (ST-30), and gearbox (GB-30) that drives the polypropylene refrigeration compressor. | A positive use determination for 100% of a Steam Turbine Driver in LHC-7 that drives the propylene refrigeration compressor. | 2004-01-29 | 28000000 | 100
6362 | T1 | The Dow Chemical Company | The Dow Chemical Company | 2301 Brazosport Blvd | Freeport | TX | 77541 | Brazoria | CN600356976 | RN102692258 | FI-20 Sump. Includes containment slab, sump, pump, piping, and curtain. | A positive use determination for 100% of the FI-20 Sump with related equipment. | 2004-01-21 | 80000 | 100
6363 | T1 | Union Carbide Corporation | Union Carbide - Texas City | 3301 5Th Ave S | Texas City | TX | 77592 | Galveston | CN601688781 | RN100219351 | Installed a concrete pad of 50 ft by 80 ft area with drainage system that can be isolated to contain spills from frac tanks, tank trucks or drums. | A positive use determination of 100% for the concrete pad, with drainage system that can be isolated to contain spills from frac tanks, tank trucks or drums. | 2003-02-19 | 135000 | 100
6364 | T1 | The Dow Chemical Company | The Dow Chemical Company | 2301 Brazosport Blvd | Freeport | TX | 77541 | Brazoria | CN600356976 | RN102692258 | Canned Pumps to replace 16 single seal pumps in Dowtherm Isopaar processes. | A positive use determination for 100% of canned pumps to replace 16 single seal pumps in Dowtherm Isopaar processes. | 2004-01-21 | 800000 | 100
6365 | T1 | Haltermann | Haltermann - Channleview | 1201 S Sheldon Rd | Channelview | TX | 77530 | Harris | CN601181282 | No Regulated Entity at this Location. | Installed three Micro Motion brand coriolis meters, batch controllers, with automatic end of batch shutoff, and support equipment to allow closed dome loading of tank trucks. | A positive use determination of 100% for the Batch Loading System. | 2003-02-19 | 40000 | 100
6366 | T1 | The Dow Chemical Company | The Dow Chemical Company | 2301 Brazosport Blvd | Freeport | TX | 77541 | Brazoria | CN600356976 | RN102692258 | 19 Infrared Gas Detectors installed on wells BW-12, BW-20, and BW-27. | A positive use determination for 100% of the 19 Infrared Gas Detectors. | 2004-01-21 | 64600 | 100
6367 | T1 | Union Carbide Corporation | Union Carbide - Texas City | 3301 5Th Ave S | Texas City | TX | 77592 | Galveston | CN601688781 | RN100219351 | Installed redundant liquid level indicators and shutoff valves on seven acetic acid tanks used in VA5. | A positive use determination of 100% for the redundant liquid levels and shutoff valves. | 2003-02-19 | 195000 | 100
6368 | T1 | The Dow Chemical Company | The Dow Chemical Company | 2301 Brazosport Blvd | Freeport | TX | 77541 | Brazoria | CN600356976 | RN102692258 | Flare Assist Gas Piping for diverting T-6 from the flare to WGB-500. | A positive use determination for 100% of the flare assist gas piping. | 2004-01-21 | 50000 | 100
6369 | T1 | The Dow Chemical Company | The Dow Chemical Company | 2301 Brazosport Blvd | Freeport | TX | 77541 | Brazoria | CN600356976 | RN102692258 | Modifications to Brine Separator Flare: upgraded flare tip; new, dual, high-efficiency pilot; and a new thermocouples. | A positive use determination for 100% of the modifications to the brine separator flare. | 2004-01-21 | 93000 | 100
6370 | T1 | The Dow Chemical Company | The Dow Chemical Company | 2301 Brazosport Blvd | Freeport | TX | 77541 | Brazoria | CN600356976 | RN102692258 | Analyzers to detect leaks in a dual wall pipe between the B-7500 Block in Plant B and Oyster Creek. | A positive use determination for 100% of the leak detector analyzers. | 2004-01-21 | 75000 | 100
6371 | T1 | The Dow Chemical Company | The Dow Chemical Company | 2301 Brazosport Blvd | Freeport | TX | 77541 | Brazoria | CN600356976 | RN102692258 | Vacuum Filtration System to collect fugitive dust at the plastic compounding facility. | A positive use determination for 100% of the vacuum filtration system. | 2004-01-22 | 213901 | 100
6372 | T1 | Haltermann | Haltermann - Houston | 16717 Jacintoport Blvd | Houston | TX | 77015 | Harris | CN601181282 | RN100219237 | Installed a Micro Motion brand coriolis meter, batch controller, with automatic end of batch shutoff, and support equipment to allow closed dome loading of tank trucks. | A positive use determination of 100% for the Batch Loading Systems. | 2003-02-19 | 55520 | 100
6373 | T1 | Union Carbide Corporation | Union Carbide - Texas City | 3301 5Th Ave S | Texas City | TX | 77592 | Galveston | CN601688781 | RN100219351 | Installed approximately 90 backflow prevention devices in the potable water systems. | A positive use determination of 100% for the Back Flow Preventers installed on the Potable Water System. | 2003-02-19 | 400000 | 100
6374 | T1 | Exxon Mobil Corporation | ExxonMobil Refinery - Baytown | 2800 Decker Dr | Baytown | TX | 77522 | Harris | CN600123939 | RN102579307 | BTRF SCU 2 HAZOP Project: Installation of monitoring equipment consisting of a high-pressure alarm for the flare tip and high-pressure shutdown initiators. | A positive use determination is granted for 100% of the BTRF SCU 2 HAZOP Project consisting of high pressure alarm and shutdown initiators for the flare system. | 2003-02-11 | 85900 | 100
6375 | T1 | Exxon Mobil Corporation | ExxonMobil Refinery - Baytown | 5000 Bayway Dr | Baytown | TX | 77522 | Harris | CN600123939 | RN102574803 | Syngas purge gas to BOP. Install facilities to send purge gas from syngas unit to BOP. Includes off-site line from SGO to SD-07, SD-07 inlet distributor modifications, and dedicated purge gas line from SD-07 to Train 4. | Withdrawn by applicant | 2003-04-15 | 5000000 | 100
6376 | T1 | Exxon Mobil Corporation | ExxonMobil Refinery - Baytown | 5000 Bayway Dr | Baytown | TX | 77522 | Harris | CN600123939 | RN102574803 | Steam system improvements for FS 24. Install drip legs, collection headers, and steam traps to prevent excessive condensate from extinguishing pilot flame. | A positive use determination is granted for 100% of the steam system improvements for Flare System 24 consisting of drip legs, collection headers, and steam traps. | 2003-02-10 | 134000 | 100
6377 | T1 | Exxon Mobil Corporation | ExxonMobil Refinery - Baytown | 2800 Decker Dr | Baytown | TX | 77522 | Harris | CN600123939 | RN102579307 | Install independent high level alarms on 26 Lube Farm tanks with existing nozzles. Similar alarms will be installed on 5 other tanks along with new nozzles. A total of 31 tanks will be equipped with these alarms. | A positive use determination is granted for 100% of independent high level alarms installed on 31 tanks in the Lube Tank Farm. | 2003-02-10 | 119000 | 100
6378 | T1 | Exxon Mobil Corporation | ExxonMobil Refinery - Baytown | 2800 Decker Dr | Baytown | TX | 77522 | Harris | CN600123939 | RN102579307 | Installation of a wet gas scrubber separator drum internals in FCCU-31Q03 for reduction of NOx emissions. | A positive use determination is granted for 100% of the FCCU-31Q03 scrubber modifications for NOx reduction. | 2003-02-10 | 1751500 | 100
6379 | T1 | Exxon Mobil Corporation | ExxonMobil Refinery - Baytown | 2800 Decker Dr | Baytown | TX | 77522 | Harris | CN600123939 | RN102579307 | BTCP NOx Reduction Project. Install Low NOx burners, inlet air controls, automatic stack damper controls, and flue gas analyzer package on the feed vaporizer furnace (F-102V). | A positive use determination is granted for 100% of low NOx burners and an analyzer package for the vaporizer furnace (F-102V) on the Linear Paraffins Unit. | 2003-02-10 | 175000 | 100
6380 | T1 | Exxon Mobil Corporation | ExxonMobil Refinery - Baytown | 2800 Decker Dr | Baytown | TX | 77522 | Harris | CN600123939 | RN102579307 | LPU F-1 Burner Upgrade. Install three Zeexo Ultra Low NOx burners, replace blend gas piping with stainless steel piping, and install instrumentation on the stack damper and burner dampers. | A positive use determination is granted for 100% of the LPU F-1A burner upgrade. | 2003-02-11 | 1600000 | 100
6381 | T1 | Exxon Mobil Corporation | ExxonMobil Refinery - Baytown | 2800 Decker Dr | Baytown | TX | 77522 | Harris | CN600123939 | RN102579307 | Butadiene T/A Flare Minimization Project in the Olefins Plant. Install 1200 feet of piping, 33 tie-ins, and a safety valve. | Withdrawn by applicant | 2003-03-18 | 275000 | 100
6382 | T1 | Exxon Mobil Corporation | ExxonMobil Refinery - Baytown | 3525 Decker Dr | Baytown | TX | 77522 | Harris | CN600123939 | RN102212925 | Baytown Olefins Plant Debottleneck Phase III Project: 1. Demisters used in Demethanizer feed, Propylene Refrigeration, and Ethylene Refrigeration. 2. Mole sieve for H2S, water, and ammonia removal. 3. Paving in the project area. 4. Catalytic reduction units: de-NOx and de-coke systems for NOx reduction. 5. O2 analyzer for furnace. 6. Selective catalytic reduction for furnace. 7. Flare lines for the flare system. 8. Hydrocarbon detector for fugitive emissions. 9. CEMS for furnace emissions. 10. Water conservation systems consisting of quench water pumps to reuse quench water, condensate pumps sending water/oil mixture to DOX unit for separation, quench water drum to separate water, light oil, heavy oil, and tar, dilution stream blowdown, and a wastewater cooler. 11. Sour water stripper. 12. Welding of pipe joints in VOC service. | A positive use determination for 100% of the Baytown Olefins Plant Debottleneck Phase III Project. | 2003-06-12 | 7635000 | 100
6383 | T3 | Exxon Mobil Corporation | ExxonMobil Refinery - Baytown | 3525 Decker Dr | Baytown | TX | 77522 | Harris | CN600123939 | RN102212925 | Baytown Olefins Plant BOP-X Flare Minimization Project consisting of piping, tie-ins, and valves. | A positive use determination for 39% of the BOP-X flare minimization project. | 2003-07-17 | 675000 | 100
6384 | T1 | Exxon Mobil Corporation | ExxonMobil Refinery - Baytown | 2800 Decker Dr | Baytown | TX | 77522 | Harris | CN600123939 | RN102579307 | Baytown Refinery CLEU Compressor Drain Systems. Drain systems for four compressors at the CLEU 3 consisting of three 3 gallon seal pots and 400 feet of pipe at C-20; one s.s tank with 50 feet of piping on C-29; with 50 ft. of small bore piping. 300 ft. of 1-inch drain piping to a central drain pot, 350 ft. of 1-inch blowdown piping connecting the collection pot to a 2-inch blowdown line, and a nitrogen tie-in to collection pot. | A positive use determination for 100% of the Cat Light Ends Unit 3 compressor drain system. | 2003-02-19 | 216000 | 100
6385 | T1 | Valero Refining Company - Texas | Valero Texas City Refinery | 1301 Loop 197 South | Texas City | TX | 77590 | Galveston | CN600127468 | RN100238385 | Construction of a Belco Scrubber facility to remove sulfur gases and catalyst fines from the fluid catalytic cracking unit flue gas. Includes a Belco EDV flue gas scrubber consisting of EDV filtering modules and a quench tower and a Purge Treatment Unit consisting of a clarifier/deaeration tank, a filter press, and an oxidation system. | A positive use determination for 100% of the Belco Scrubber Facility. | 2003-02-24 | 41459000 | 100
6386 | T1 | Exxon Mobil Corporation | ExxonMobil Chemical - Bayport | 5000 Bayway Dr | Baytown | TX | 77522 | Harris | CN600123939 | RN102574803 | Project Hercules is located in the bromobutyl plant. It includes a large amount of equipment to reduce air emissions by eliminating gas fired reciprocating compressors and installing a thermal treatment unit. | A positive use determination for the property items contained on the attached list. | 2003-07-02 | 39264365 | 100
6387 | T1 | Reagent Chemical & Research Inc | Reagent Chemical Stanton Facility | Interstate Highway West | Stanton | TX | 79782 | Martin | CN600434260 | RN101940831 | The following property associated with tankcar to truck transfer operations: paving and curbing at the load rack spots for spill containment with piping to an existing underground tank and a scrubber to vent fumes from transfer operations. | A positive use determination for 100% of the scrubber and spill containment at the railcar unloading and truck loading facility. | 2003-02-24 | 39650 | 100
6388 | T1 | Reagent Chemical & Research Inc | Reagent Chemical Jacintoport | 2250 Appelt Dr | Houston | TX | 77015 | Harris | CN600434260 | RN102409570 | Railcar Receiving Area (North) - tankcar & truck spill containment pads, sump, pump, piping, scrubber, neutralization tank, pH monitoring, piping, tank elevation, secondary containment, linings, Tank Wash Area (South) - tanks, pump, piping, scrubber, and lined concrete secondary containment. | A positive use determination for 100% of the equipment in the Railcar Receiving Area and the Tank Wash Area. | 2003-02-18 | 149905 | 100
6389 | T1 | Chevron Products Company | Chevron Products Company | 6550 Gateway Blvd E | El Paso | TX | 79905 | El Paso | CN600132484 | RN102599628 | Replacement of Furnace (thermal oxidizer) F-3601: project replaced existing furnace and associated items. | A positive use determination for 100% of thermal oxidizer furnace F-3601 replacement. | 2003-02-24 | 1300000 | 100
6390 | T1 | Flint Hills Resources LP | Flint Hills Resources - West Refinery | 2825 Suntide Rd | Corpus Christi | TX | 78409 | Nueces | CN603741463 | RN100235266 | Installed a closed vent system to route coke drum pressure relief valves to the main flare gas system. | A positive use determination for 100% of the coke drum pressure relief valve vent system to an existing flare. | 2003-02-24 | 2400000 | 100
6391 | T1 | Huntsman LLC | Huntsman Odessa Petrochemical | 2400 S Grandview Ave | Odessa | TX | 79766 | Ector | CN600132104 | RN101867554 | Project to install a new heat exchanger bundle wash pad with concrete liners to collect wash water and a RCRA storage tank D8.0063 with ancillary piping, concrete secondary containment, and carbon absorption canisters. | A positive use determination for 100% of a heat exchanger wash pad with liners, and a RCRA storage tank D8.0063 with piping, secondary containment, and carbon absorption canisters. | 2003-02-24 | 262908 | 100
6392 | T1 | Huntsman LLC | Huntsman Odessa Petrochemical | 2400 S Grandview Ave | Odessa | TX | 79766 | Ector | CN600132104 | RN101867554 | Project to install a new liner in Brine Pit OB-2. | A positive use determination for OB-2 Brine Pit Liner. | 2003-02-26 | 136000 | 100
6393 | T1 | Huntsman LLC | Huntsman Odessa Petrochemical | 2400 S Grandview Ave | Odessa | TX | 79766 | Ector | CN600132104 | RN101867554 | Project to install a new liner in Brine Pit OE-5. | A positive use determination for OE-5 Brine Pit Liner. | 2003-02-26 | 160000 | 100
6394 | T1 | Merisol USA LLC | Merisol Greens Bayou | 1914 Haden Rd | Houston | TX | 77015 | Harris | CN600127583 | RN100214576 | A new caustic scrubber was installed to control cresylic acid emissions from six tanks. | A positive use determination for 100% of a caustic scrubber. | 2003-02-24 | 460087 | 100
6395 | T1 | Merisol USA LLC | Merisol Greens Bayou | 1914 Haden Rd | Houston | TX | 77015 | Harris | CN600127583 | RN100214576 | A new tank vent flare to control VOC from 35 sources | A positive use determination for 100% of the new tank vent flare. | 2003-02-24 | 706265 | 100
6396 | T1 | Merisol USA LLC | Merisol Greens Bayou | 1914 Haden Rd | Houston | TX | 77015 | Harris | CN600127583 | RN100214576 | Four tanks were tied to the tank vent flare system. | A positive use determination for piping to connect four tanks to the flare system. | 2003-02-27 | 142620 | 100
6397 | T1 | High Tech Finishing | High Tech Finishing | 6218 Royalton | Houston | TX | 77081 | Harris | CN600751630 | RN101445492 | Waste Water Treatment System: Cyanide Distract Tank; Collect Tank; pH Adjust Tank; Clarifier; Sludge Holding Tank; Filter Press; Water Polish Tank; Spent Acid Tank; Spent Cleaner Tank; Coagulant Tank; Caustic Tank; Metal Rec Tank; and Floc (Polymer) Tank. | A positive use determination for 100% of the Waste Water Treatment System. | 2003-02-24 | 88869.79 | 100
6398 | T1 | Huntsman LLC | Huntsman Odessa Petrochemical | 2400 S Grandview Ave | Odessa | TX | 79766 | Ector | CN600132104 | RN101867554 | Continuous Emission Monitoring System for the Olefins Plant Steam Generator, F-Boiler. Monitors nitrogen oxides and oxygen. | A positive use determination for 100% of Continuous Emission Monitors for Olefins Plant Steam Generator, F-Boiler. | 2003-02-26 | 120000 | 100
6399 | T1 | El Paso Electric Company | El Paso Electric - Newman | 4900 Stan Roberts Sr Ave | El Paso | TX | 79934 | El Paso | CN600352819 | RN100211309 | 1. Continuous Emission Monitor System Components: hardware and software to upgrade CEM data handling system and replacement of CEM controllers. 2, Installed a Flue Gas Recirculation system on Unit 3 Boiler. | A positive use determination for 100% of CEM components and Flue Gas Recirculation on Boiler #3. | 2003-02-24 | 267705.97 | 100
6400 | T1 | General Motors Corporation | GM Arlington Assembly | 2525 East Abram | Arlington | TX | 76010 | Tarrant | CN600131825 | RN102505963 | The following items: 1. Fuel vapor recovery system. 2. P & I vapor recovery system. 3. Ind. waste piping system. 4. Mist eliminator on skid wash booth exhaust. 5. Paint sludge gondolas. | A positive use determination for 100% of the fuel and P & I vapor recovery units, the skid wash mist eliminator, the industrial waste piping system, and the paint sludge gondolas. | 2003-03-28 | 169593 | 100
6401 | T2 | General Motors Corporation | GM Arlington Assembly | 2525 East Abram | Arlington | TX | 76010 | Tarrant | CN600131825 | RN102505963 | The following categories of property: Phosphate System; ELPO System; ELPO and Phosphate Waste Pits; ELPO and Phosphate Tank Farms; Aero bells; Turbobells; and Atomizer. | A positive use determination for 100% of the following components of the Phosphate System: drain to sump, water circulating pumps, sludge filter press, bag filters and lift station. The phosphate process tanks are given a negative determination. A positive determination for 70% of the ELPO System including the ELPO tank farm and 100% of the ELPO and Phosphate Pits. A negative determination for the Electrostatic Spray Applicators (Aero bells, Turbobells, and Atomizer) and Phosphate Tank Farm. | 2003-06-16 | 40487388 | 100
6402 | T1 | Formosa Plastics Corporation Texas | Formosa Plastics Corporation | 201 Formosa Dr | Point Comfort | TX | 77978 | Calhoun | CN600130017 | RN100218973 | CEMS for NOx, CO, and Oxygen on package boiler and turbines #4 & #5, and the following projects in the combined wastewater treatment plant (CWTP): 3rd train for the biological area of the CWTP, TTT-04 mix tank replacement, upgrade CWTP chart recorders, replace instrumentation conduits for TZT-07 collection basin , and upgrade VT-680 wastewater line. | A positive use determination for 100% of the CEMS, addition of 3rd train to CWTP, TTT-04 tank replacement, upgrade CWTP chart recorders, replace instrumentation conduits, and upgrade VT-680 waste water line. | 2003-02-28 | 9377112 | 100
6403 | T3 | Formosa Utility Venture Ltd | Formosa Plastics Corporation | 201 Formosa Dr | Point Comfort | TX | 77978 | Calhoun | CN600130017 | RN100218973 | Olefins II Projects: internal floating roof for Tanks N6410FA/FB & N6460FA/FB, CPI/API separators N7003AA/AB, ultra low NOx burners on Pyrolysis Furnaces, N1001B-N1010B, Zimpro Unit N5704L, and Wastewater Stripping Column N6305E. Polypropylene Unit Projects: Bag filters, dual mechanical seals, vacuum system in Extruder Bldg., and waste drums D-107 & D-108. High Density Polyethylene Unit Projects: wastewater slurry tank, air monitoring system, catalyst filters, knock out drum, HEPA filter, storm water/wash water collection equipment, bag filters, process VOC monitors, containment dikes and spill containment in Extruder Bldg. | A positive use determination of 100% for the internal floating roof for Tanks N6410FA/FB & N6460FA/FB, CPI/API separators N7003AA/AB, ultra low NOx burners on Pyrolysis Furnaces, N1001B-N1010B, Zimpro Unit N5704L, Wastewater Stripping Column N6305E; bag filters, dual mechanical seals, vacuum system in Extruder Bldg., wastewater slurry tank, air monitoring system, catalyst filters, knock out drum, HEPA filter, storm water/wash water collection equipment, bag filters, process VOC monitors, containment dikes and spill containment in Extruder Bldg. A positive use determination of 95.08% for waste drums D-107 & D-108. | 2003-04-17 | 8913524 | 100
6404 | T1 | Huntsman LLC | Huntsman Odessa Petrochemical | 2400 S Grandview Ave | Odessa | TX | 79766 | Ector | CN600132104 | RN101867554 | Project to upgrade the current seal system on the Olefins Plant Butadiene-Butylene Concentrate transfer pump, D3.0032, to a dry-running tandem seal design with monitor and alarm. | A positive use determination for 100% of the Tandem Seal System on Olefins Plant BBC Transfer Pump. | 2003-02-26 | 27000 | 100
6405 | T1 | Huntsman LLC | Huntsman Odessa Petrochemical | 2400 S Grandview Ave | Odessa | TX | 79766 | Ector | CN600132104 | RN101867554 | Installed concrete secondary containment around lube oil injection tank (D5.0201) and lube oil storage tank (Frank's Fuel). | A positive use determination for 100% of concrete secondary containment for 2 oil storage tanks. | 2003-02-26 | 53000 | 100
6406 | T1 | Huntsman LLC | Huntsman Odessa Petrochemical | 2400 S Grandview Ave | Odessa | TX | 79766 | Ector | CN600132104 | RN101867554 | Installed a new spare knock-out pot (V-2502) in the Polypropylene Flare collection header system. | A positive use determination for 100% of a knock-out pot (V-2502) for the polypropylene flare system. | 2003-02-26 | 118000 | 100
6407 | T1 | Huntsman LLC | Huntsman Odessa Petrochemical | 2400 S Grandview Ave | Odessa | TX | 79766 | Ector | CN600132104 | RN101867554 | Installed four new Continuous Gas Chromatograph ambient air monitoring systems (AT00070, AT00071, AT00073, & AT00074) along the property lines. | A positive use determination for 100% of four continuous ambient air monitors. | 2003-02-26 | 144000 | 100
6408 | T1 | Huntsman LLC | Huntsman Odessa Petrochemical | 2400 S Grandview Ave | Odessa | TX | 79766 | Ector | CN600132104 | RN101867554 | Installed concrete liners around the Caustic Wash Towers (D8.0604 & D8.0642) in the Olefins Plant. | A positive use determination for 100% of concrete liners for caustic wash towers (D8.0604 & D8.0642) | 2003-02-26 | 13000 | 100
6409 | T1 | Huntsman LLC | Huntsman Odessa Petrochemical | 2400 S Grandview Ave | Odessa | TX | 79766 | Ector | CN600132104 | RN101867554 | Installed a new hydrocarbon collection vessel (D8.0050) for flare blowdown. | A positive use determination for hydrocarbon collection vessel (D8.0050) | 2003-02-26 | 31000 | 100
6410 | T1 | Stolthaven (Houston) Inc | Stolthaven | 15630 Jacintoport Blvd | Houston | TX | 77015 | Harris | CN600124820 | RN100210475 | The following projects: 114. Internal floating roofs and secondary seals on Tanks S-100-1, -2, -3, & -4. 115. Storage tank vent system to existing flare. 116. Paving in south tank farm area for storm water collection . 117. Storm water drainage system (S-100-1 -- -4) for south tank farm area. 118. Containment dikes at south tank farm 119. Storm water drainage system and lift station. 120. Waste water sludge belt press. | A positive use determination for 100% of Projects 114. Internal roofs and seals on Tanks S-100-1, S-100-2, S-100-3, & S-100-4. 115. Storage tank vents 116. Environmental paving. 117. Storm water drainage system. 118. Secondary containment. 119. Storm water containment system. 120. Wastewater sludge belt press. | 2003-02-28 | 2991024 | 100
6411 | T1 | E I Du Pont De Nemours & Co Inc | DuPont Beaumont | Hwy 347 S | Beaumont | TX | 77705 | Jefferson | CN600128284 | RN100216035 | Ammonia Glycol Heater: A steam heated exchanger used to heat ammonia via pipeline transfer. | Withdrawn by applicant | 2003-04-22 | 511000 | 100
6412 | T1 | E I Du Pont De Nemours & Co Inc | DuPont Beaumont | Hwy 347 S | Beaumont | TX | 77705 | Jefferson | CN600128284 | RN100216035 | Installed Low NOx burners and Continuous Emission Monitors on Boiler #7. | A positive use determination for 100% of Low NOx burners and CEMS for Boiler #7. | 2003-04-22 | 4343548 | 100
6413 | T3 | Channel Energy Center LP | Channel Energy Center LP | 700 Milam St #800 | Houston | TX | 77002 | Harris | Insufficient Information | Insufficient Information | Partial Determinations are Requested on the following three items: Inlet Guide Vanes - used to control airflow through the combustors. Distributive Control System - used to control and operate the plant. Gas Scrubbers - high-pressure fuel gas scrubbers and low-pressure fuel gas scrubbers. | A positive use determination of 12.5% for the Gas Scrubber, a positive use determination of 20% for the Distributed Control System, and a positive use determination of 33% for the Inlet Guide Vanes. | 2003-03-11 | 582225 | 100
6414 | T3 | Freestone Power Generation | Freestone Power Generation LP | 1366 FM 488 | Fairfield | TX | 75840 | Freestone | CN600124176 | RN102333853 | Partial Determinations are Requested on the following three items: Inlet Guide Vanes - used to control airflow through the combustors. Distributive Control System - used to control and operate the plant. Gas Scrubbers - high-pressure fuel gas scrubbers and low-pressure fuel gas scrubbers. | A positive use determination of 12.5% for the Gas Scrubber, a positive use determination of 20% for the Distributed Control System, and a positive use determination of 33% for the Inlet Guide Vanes. | 2003-03-11 | 1046304 | 100
6415 | T3 | Corpus Christi Cogeneration LP | Corpus Christi Energy Center | 3850 Buddy Lawrence Dr | Corpus Christi | TX | 78407 | Nueces | CN600131726 | RN100224302 | Partial Determinations are Requested on the following three items: Inlet Guide Vanes - used to control airflow through the combustors. Distributive Control System - used to control and operate the plant. Gas Scrubbers - high-pressure fuel gas scrubbers and low-pressure fuel gas scrubbers. | A positive use determination of 12.5% for the Gas Scrubber, a positive use determination of 20% for the Distributed Control System, and a positive use determination of 33% for the Inlet Guide Vanes. | 2003-03-11 | 653096 | 100
6416 | T2 | Baytown Energy Center LP | Baytown Energy Center LP | 8605 FM 1405 Road | Baytown | TX | 77521 | Chambers | CN600376073 | RN100226067 | Partial Determinations are Requested on the following three items: Inlet Guide Vanes - used to control airflow through the combustors. Distributive Control System - used to control and operate the plant. Gas Scrubbers - high-pressure fuel gas scrubbers and low-pressure fuel gas scrubbers. | A positive use determination of 12.5% for the Gas Scrubber, a positive use determination of 20% for the Distributed Control System, and a positive use determination of 33% for the Inlet Guide Vanes. | 2003-03-11 | 873731 | 100
6417 | T1 | Akzo Nobel Catalysts LLC | Akzo Nobel Catalyst | 13000 Bay Park Rd | Pasadena | TX | 77507 | Harris | CN600125496 | RN104262704 | Pasadena site air projects: HSTO dust collector, FCC BOC silo baghouse, FCC BOS dosing hopper baghouse, filter vent hood fan, ammonia scrubber pumps, scrubber overflow seal tank, ammonia scrubber, scrubber fan, spray dryer baghouse dust monitor, and cyclones. | A positive use determination of 100% for the HSTO dust collector, FCC BOC silo baghouse, FCC BOS dosing hopper baghouse, filter vent hood fan, ammonia scrubber pumps, scrubber overflow seal tank, ammonia scrubber, scrubber fan, spray dryer baghouse dust monitor, and cyclones. | 2003-02-19 | 2479773 | 100
6418 | T1 | Akzo Nobel Catalysts LLC | Akzo Nobel Catalyst | 13000 Bay Park Rd | Pasadena | TX | 77507 | Harris | CN600125496 | RN104262704 | Pasadena Site: Biosan sulfuric acid sump lining. | A positive use determination of 100% for the Biosan sulfuric acid sump lining. | 2003-02-19 | 13672 | 100
6419 | T1 | Deer Park Refining Limited Partnership | Shell Deer Park - Refinery | 5900 Hwy 225 | Deer Park | TX | 77536 | Harris | CN602641664 | RN100211879 | Catalytic Cracker Unit Projects: 1. Condensate pot. 2. Welded pipe joints. 3. Replacement of light hydrocarbon pumps with new seal technology. 4. Relief valve to flare. 5. CO heater upgrade to accommodate SNCR, SCR, and wet gas scrubber. 6. SO2 wet caustic scrubber. 7. SNCR ammonia facilities. 8. CFH low NOx burners. 9. CFH washwater upgrade. New piping and collection system to recycle wash water. | A positive use determination for 9 environmental projects associated with the Catalytic Cracking Unit. | 2003-04-01 | 26849201 | 100
6420 | T1 | Deer Park Refining Limited Partnership | Shell Deer Park - Refinery | 5900 Hwy 225 | Deer Park | TX | 77536 | Harris | CN602641664 | RN100211879 | North Effluent Treater: Reinstrumentation, aerators, and north pond dry. Landfill Leachate: collection system. Flare Systems: coker flare flow measurement, north flare pilot system modifications, and north property tip replacement. Tank System Upgrades: tank seal replacement, J-339 foam equipment, J-339 level indicator, J-339 nitrogen blanket, and J-339 piping system for HC removal. Water System: potable water tank. | A positive use determination for 100% of the projects for the North Effluent Treater, Landfill Leachate, Flare Systems, Tank System Upgrades, and Water System. | 2003-05-13 | 7776301 | 100
6421 | T1 | Deer Park Refining Limited Partnership | Shell Deer Park - Refinery | 5900 Hwy 225 | Deer Park | TX | 77536 | Harris | CN602641664 | RN100211879 | DU-1 Projects: 1. low NOx burners. 2. CEM analyzer for SO2. 3. vent scrubber for sulfur from brine oxidizer vent. CPU Project: 4. install new vent gas recovery compressors. HDU2 Project: 5. welded pipe joints in process lines. 6. ambient LEL sensors for HC leaks. 7. closed loop sample stations (6). 8. emergency isolation valves. 9. relief valve to flare. 10. process area paving for storm water collection. | A positive use determination for 100% of the 10 items listed for the DU-1 projects, the CPU projects, and the HDU-2 projects. | 2003-04-02 | 6517230 | 100
6422 | T3 | Deer Park Refining Limited Partnership | Shell Deer Park - Refinery | 5900 Hwy 225 | Deer Park | TX | 77536 | Harris | CN602641664 | RN100211879 | Improve instrumentation to GIRBOTOL Plant, replace regenerator vessels at ARU 6/7, new piping and collection system for condensate recovery on SRU 6/7, SRU 3/4 pit replacement to route pit vent to incinerator, and SRU 5 project to route pit vent to incinerator. | A positive use determination for 41.7% of the Girbitol project, ARU 6/7 project, SRU 6/7 condensate recovery, SRU 3/4 pit replacement, and SRU 5 pit emissions project. | 2003-06-06 | 3395417 | 100
6423 | T1 | Deer Park Refining Limited Partnership | Shell Deer Park - Refinery | 5900 Hwy 225 | Deer Park | TX | 77536 | Harris | CN602641664 | RN100211879 | CR-3 Project: 1. Low NOx burners. 2. Selective catalytic reduction system. 3. CEM analyzer for NOx. DHT Project: 4. CEM analyzer for SO2. SHCU Project: 5. C-5403 seal upgrade. | A positive use determination for 100% of 5 property items contained in the CR-3 Project, DHT Project, and SHCU Project. | 2003-04-03 | 865434 | 100
6424 | T1 | Deer Park Refining Limited Partnership | Shell Deer Park - Refinery | 5900 Hwy 225 | Deer Park | TX | 77536 | Harris | CN602641664 | RN100211879 | SRU 3 and 4 Project: SO2/O2 CEMs . SRU 5 Project: SRU-5 Claus air line to SCOT, ARU-5 pre-sulfiding maintenance, SRU-5 PHA mitigation, SRU-5 incinerator replacement, SRU-5 spare equipment modifications, and SRU-5 pits upgrade. | A positive use determination for 100% of projects described above for SRU 3 & 4, and SRU 5. | 2003-05-13 | 9978717 | 100
6425 | T1 | The Dow Chemical Company | The Dow Chemical Company | 2301 Brazosport Blvd | Freeport | TX | 77541 | Brazoria | CN600356976 | RN102692258 | Liquid Collection in FS-1 Flare Stack. Consists of flare skirt modification, condensate pumping trap, filter, and associated piping and instrumentation. | A positive use determination for 100% of the liquid collection in FS-1 flare stack project. | 2004-01-22 | 115000 | 100
6426 | T1 | The Dow Chemical Company | The Dow Chemical Company | 2301 Brazosport Blvd | Freeport | TX | 77541 | Brazoria | CN600356976 | RN102692258 | B-7221 Analyzer Building and Analyzers for LHC-7 flare feed and Plant B feed to waste water treatment plant. | A positive use determination for 100% of the B-7221 analyzer building and analyzers. | 2004-01-22 | 729000 | 100
6427 | T1 | The Dow Chemical Company | The Dow Chemical Company | 2301 Brazosport Blvd | Freeport | TX | 77541 | Brazoria | CN600356976 | RN102692258 | Fuel Gas Tie-in, Letdown Station and Piping to Plant B Flameless Thermal Oxidizer | A positive use determination for 100% of fuel gas tie-in, letdown station, and piping to Plant B flameless thermal oxidizer. | 2004-01-22 | 250000 | 100
6428 | T1 | The Dow Chemical Company | The Dow Chemical Company | 2301 Brazosport Blvd | Freeport | TX | 77541 | Brazoria | CN600356976 | RN102692258 | Upgrade Gear Boxes on hydrocarbon blowers. | Application withdrawn by applicant by letter dated 2/2/2004. | 2004-02-18 | 234000 | 100
6429 | T1 | The Dow Chemical Company | The Dow Chemical Company | 2301 Brazosport Blvd | Freeport | TX | 77541 | Brazoria | CN600356976 | RN102692258 | Flare Pilots, Thermocouples, & Autoignition System at Styrene 2. | A positive use determination for 100% of the flare pilots, thermocouples, and autoignition system. | 2004-01-22 | 66000 | 100
6430 | T1 | The Dow Chemical Company | The Dow Chemical Company | 2301 Brazosport Blvd | Freeport | TX | 77541 | Brazoria | CN600356976 | RN102692258 | Piping and Heat Exchanger for HCI stripper effluent for Thermal Treatment Units FTB-401 & FTB-402. Additional piping for stripper effluent at Oyster Creek and Plant B. | A positive use determination for 100% of the additional equipment for the HCl stripper associated with TTU FTB-401 and FTB-402. | 2004-01-22 | 500000 | 100
6431 | T1 | The Dow Chemical Company | The Dow Chemical Company | 2301 Brazosport Blvd | Freeport | TX | 77541 | Brazoria | CN600356976 | RN102692258 | Continuous Emission Monitors for low NOx multistage thermal oxidizer | A positive use determination for 100% of a continuous emission monitoring system for the Voranol/SPC unit in Block B-4600. | 2004-01-23 | 280000 | 100
6432 | T1 | The Dow Chemical Company | The Dow Chemical Company | 2301 Brazosport Blvd | Freeport | TX | 77541 | Brazoria | CN600356976 | RN102692258 | Flow Meters on effluent lines from acid slurry plant to DSN-601 and waste water treatment plant. | A positive use determination for 100% of flow meters on acid slurry plant effluent lines. | 2004-01-26 | 40000 | 100
6433 | T1 | The Dow Chemical Company | The Dow Chemical Company | 2301 Brazosport Blvd | Freeport | TX | 77541 | Brazoria | CN600356976 | RN102692258 | Automotive Dynamometer at the B-203 Services Garage. | A positive use determination for 100% of an automotive dynamometer. | 2004-01-23 | 38000 | 100
6434 | T1 | The Dow Chemical Company | The Dow Chemical Company | 2301 Brazosport Blvd | Freeport | TX | 77541 | Brazoria | CN600356976 | RN102692258 | Upgrade of Sodium Hypochlorite Treatment Tank for Unit II of the Chlorine & Caustic Soda Production Facility. | A positive use determination for 100% of the sodium hypochlorite treatment tank upgrade. | 2004-01-23 | 300000 | 100
6435 | T1 | Mount Vernon Mills Inc | Mount Vernon Mills Breham | 701 E Commerce St | Brenham | TX | 77833 | Washington | CN600298400 | RN103872156 | Installed one afterburner on each textile tentering range for a total of two units (Afterburners AB 1 & AB 2). | A positive use determination of 100% for Afterburners AB 1 and AB 2. | 2003-03-28 | 441672 | 100
6436 | T1 | Baker Hughes Inteq | Baker Hughes Rankin Rd Facility | 2001 Rankin Rd | Houston | TX | 77073 | Harris | CN600290134 | RN103208781 | The following items: Torit Collector Systems; Metal Shavings and Cuttings Hoppers; Resistivity Collection Pit, Saltwater Pit, Temperature & Pressure Pit; Hazmat Waste Storage Upgrade; ACS (Chip) Covered Storage; Atlas Flow Loop Containment; and Inteq Flow Loop Containment and Building Cover @ Tank Yard. | A positive use determination of 100% for the Torit Collector Systems; Metal Shavings and Cuttings Hoppers; Resistivity Collection Pit, Saltwater Pit, Temperature & Pressure Pit; Hazmat Waste Storage Upgrade; ACS (Chip) Covered Storage; Atlas Flow Loop Containment; and Inteq Flow Loop Containment and Building Cover @ Tank Yard. | 2003-02-21 | 751500 | 100
6437 | T1 | International Paper | Intl Paper - Fort Worth | 2400 Shamrock Ave | Fort Worth | TX | 76107 | Tarrant | CN601047830 | RN102777331 | Compactors, Balers, Shredders, and Scrap Conveyors used to recycle scrap cardboard. Constructed a waste water treatment system. | A positive use determination of 100% for the Compactors, Balers, Shredders, and Scrap Conveyors used to recycle scrap cardboard and the waste water treatment system. | 2003-02-21 | 281000 | 100
6438 | T1 | Reedhycalog LP | Reed Hycalog | 7211 N Gessner | Houston | TX | 77040 | Harris | CN601548217 | RN102162815 | The following air handling devices: Baghouses, Cyclones, Collection Systems, and Control Devices. | A positive use determination of 100% for the two cyclones, three baghouse, ductwork, fans, and hoods and shrouds. | 2003-02-21 | 175000 | 100
6439 | T1 | Reedhycalog LP | Reed Hycalog | 7211 N Gessner | Houston | TX | 77040 | Harris | CN601548217 | RN102162815 | Installed a wash bay for use in cleaning bit boxes. Pollution control property includes walls, curbing and flooring and a two chamber separator. | A positive use determination of 100% for the Wash Bay. | 2003-02-21 | 42510.14 | 100
6440 | T1 | Reedhycalog LP | Reed Hycalog | 7211 N Gessner | Houston | TX | 77040 | Harris | CN601548217 | RN102162815 | A lean-to canopy, 16' by 160', equipped with gutters and downspouts. Covers industrial activities. | A positive use determination of 100% for the lean-to canopy. | 2003-02-21 | 52123 | 100
6441 | T1 | Gulf Reduction Company | Gulf Reduction Corporation | 6020 Navigation | Houston | TX | 77001 | Harris | CN600315832 | RN102547064 | The following items: Paving upgraded to allow sweeper to operate. Parking Lot/Loading Dock Pavement Upgraded. Installed Platforms & Ladders for Baghouses. Installed Ductwork for Old Zinc Room. Purchased a Tennat Sweeper. Installed Hoods for Baghouse. | A positive use determination of 100% for the upgraded paving, the Platforms & Ladders for Baghouses, the Ductwork for Old Zinc Room, the Tennat Sweeper, and the Hoods for the Baghouse. | 2003-02-21 | 109957.1 | 100
6442 | T1 | Rhodia Inc | Rhodia Inc | 3439 Park St | Baytown | TX | 77520 | Harris | CN600125330 | RN100211317 | Containment for a Rail Car Loading/Unloading Facility: 1. Installation of cross ties in four loading areas for Enviropans. 2, Installation of four 20' Enviropans. 3. Construction of a 8' by 8' deep sump with grating. 4. Installation of underground piping from pans to sump. 5. Installation of a sump pump and piping. | A positive use determination of 100% for the project to provide containment at the rail car loading/unloading facility. | 2003-02-26 | 105390 | 100
6443 | T1 | Rhodia Inc | Rhodia Inc | 3439 Park St | Baytown | TX | 77520 | Harris | CN600125330 | RN100211317 | Vacuum Ejector on Spent Acid Storage Tanks: 1. New 8" nozzle with a 6" ceramic spool. 2. New 6" Graham steam ejector installed in the Ceramic Spool. New Steam and vent Lines to ejector installed. 3. Installed instrumentation to prevent over-pressurizing of vent system. 4. Tied the field instrumentation for steam flow control and vent system pressure to DCS. | A positive use determination of 100% for the vacuum ejector installed on the spent acid storage tanks. | 2003-02-26 | 67183 | 100
6444 | T1 | Rhodia Inc | Rhodia Inc | 3439 Park St | Baytown | TX | 77520 | Harris | CN600125330 | RN100211317 | Vent Piping Modification - #18 Spent Acid Tank: modifications were made to vent gas line from this tank so that it can be routed through a newly installed seal box and an existing caustic scrubber. | A positive use determination of 100% for the vent piping modification for the #18 Spent Acid Tank. | 2003-02-26 | 29045 | 100
6445 | T1 | BASF Corporation | Freeport | 602 Copper Rd | Freeport | TX | 77541 | Brazoria | CN600124895 | RN102535143 | The following Projects: E103197 - sumps, pumps, piping, & diking to control storm water discharge . E104394 - Additional air spargers in the anoxic reactors. E106318 - New Hastelloy pipeline to carry BA residue waste to treatment. E106360 - Replacement pumps in R110, R120, R130 & caustic system. E106660 - BA Alloy 20 piping and valves. E107131 - pipeline system to carry BA lights, a RCRA haz waste, to HDO incinerator. E107372 - AAE-3 Thermal Oxidizer modification to install a main burner assembly and fuel gas burner system. | A positive use determination of 100% for the sumps, pumps, piping, & diking to control storm water discharge; the additional air spargers in the anoxic reactors; the new Hastelloy pipeline to carry BA residue waste to treatment; the replacement pumps in R110, R120, R130 & caustic system; the BA Alloy 20 piping and valves; the pipeline system to carry BA lights, a RCRA haz waste, to the HDO incinerator; and the AAE-3 Thermal Oxidizer modification. | 2003-02-28 | 2530000 | 100
6446 | T1 | Rhodia Inc | Rhodia Inc | 8615 Manchester St | Houston | TX | 77012 | Harris | CN600125330 | RN100220581 | #8 Sulfuric Acid Stack Brinks Mist Eliminator Repairs. | A positive use determination of 100% for the #8 Sulfuric Acid Stack Brinks Mist Eliminator Repairs. | 2003-02-26 | 194790 | 100
6447 | T1 | Rhodia Inc | Rhodia Inc | 8615 Manchester St | Houston | TX | 77012 | Harris | CN600125330 | RN100220581 | Repaired a flare for the hazardous waste handling facilities. | A positive use determination of 100% for the repair to the flare. | 2003-02-26 | 99600 | 100
6448 | T1 | Rhodia Inc | Rhodia Inc | 8615 Manchester St | Houston | TX | 77012 | Harris | CN600125330 | RN100220581 | Installed a hydrocarbon monitor. | A positive use determination of 100% for the replacement hydrocarbon monitor. | 2003-02-26 | 9775 | 100
6449 | T1 | Rhodia Inc | Rhodia Inc | 8615 Manchester St | Houston | TX | 77012 | Harris | CN600125330 | RN100220581 | Installed a double mechanical seal on F2 Tank Mixer, also installed new dip legs. | A positive use determination of 100% for the project to install a double mechanical seal on the F2 Tank Mixer and new dip legs for the tank. | 2003-02-26 | 38421 | 100
6450 | T1 | Rhodia Inc | Rhodia Inc | 8615 Manchester St | Houston | TX | 77012 | Harris | CN600125330 | RN100220581 | Spent Acid Vent Piping Modification: replaced approximately 54' of 8" plastic fibercast pipe with 16" PVC pipe from north vent seal box to caustic scrubber. Replaced approximately 26' of 8" plastic fibercast pipe with 16" PVC pipe from #78 tank vent seal box. | A positive use determination of 100% for the Spent Acid Vent Piping Modification. | 2003-02-26 | 26638 | 100
6451 | T1 | Rhodia Inc | Rhodia Inc | 8615 Manchester St | Houston | TX | 77012 | Harris | CN600125330 | RN100220581 | Project to replace two Neutralization System Pumps. | A positive use determination of 100% for the project to replace the two neutralization system pumps. | 2003-02-26 | 76627 | 100
6452 | T1 | Rhodia Inc | Rhodia Inc | 8615 Manchester St | Houston | TX | 77012 | Harris | CN600125330 | RN100220581 | AWT System Improvements: 1. Purchased and installed a new pump at the #7 tank. 2. Purchased and installed a new Wilden brand diaphragm pump at #11 tank. 3. Purchased and installed a YEW 3" ADMAG brand AWT process influent meter. | A positive use determination of 100% for the AWT System Improvements. | 2003-02-26 | 36650 | 100
6453 | T1 | Rhodia Inc | Rhodia Inc | 8615 Manchester St | Houston | TX | 77012 | Harris | CN600125330 | RN100220581 | Neutralization Sewer Replacement Project: replaced 215' of underground effluent sewer pipe. | A positive use determination of 100% for the Neutralization Sewer Replacement Project. | 2003-02-26 | 102110 | 100
6454 | T1 | Rhodia Inc | Rhodia Inc | 8615 Manchester St | Houston | TX | 77012 | Harris | CN600125330 | RN100220581 | Purchased and installed an ICP Spectrometer for detecting trace metals in effluent. | A positive use determination of 100% for the ICP Spectrometer. | 2003-02-26 | 1137548 | 100
6455 | T1 | Rhodia Inc | Rhodia Inc | 8615 Manchester St | Houston | TX | 77012 | Harris | CN600125330 | RN100220581 | Spent Acid Trench System: 1. A special acid trench and drainage system was installed. 2. A separate sump equipped with pump and piping was installed. | A positive use determination of 100% for the Spent Acid Trench System. | 2003-02-26 | 143995 | 100
6456 | T1 | IBP Inc | IBP Amarillo | FM 1912 & Hwy 66 E | Amarillo | TX | 79187 | Potter | CN600767016 | RN104928312 | The following projects: Biogas Project. Upgrades to the manure and grit pits associated with the cattle holding pens. Installed a paunch press. Installed settling test cones. Installed a DAF system. | A positive use determination of 100% for the Biogas Project, the paunch press, the settling test cones, and the DAF system. | 2003-04-01 | 9946733.82 | 100
6457 | T1 | Reagent Chemical & Research Inc | Reagent Chemical Jacintoport | 2250 Appelt Dr | Houston | TX | 77015 | Harris | CN600434260 | RN102409570 | The following property: Railcar Lining Area. Liner Cold Room. Autoclave. Boiler. Blast Unit. Air Compressor. | A positive use determination of 100% for the : Railcar Lining Area. Liner Cold Room. Autoclave. Boiler. Blast Unit. Air Compressor. | 2003-03-14 | 192160 | 100
6458 | T1 | Sabina Petrochemicals LLC | Sabinia - C4 Project | Hwy 366 & 32Nd St | Port Arthur | TX | 77642 | Jefferson | CN601706583 | RN100216977 | The following items: Continuous Emission Monitoring Systems; Selective Catalytic Reduction System for NROC Cogen; and Storm Water Diversion System. | A positive use determination of 100% for the Continuous Emission Monitoring Systems; Selective Catalytic Reduction System for NROC Cogen; and Storm Water Diversion System. | 2003-02-26 | 1930924 | 100
6459 | T1 | Reliant Energy Inc | Channelview | 8280 Sheldon Rd | Channelview | TX | 77530 | Harris | CN600254148 | RN100220276 | Dry Low NOx Nozzles: Installed on Units 1, 2, & 3. | A positive use determination of 100% for the Dry Low NOx Fuel Nozzles installed on Units 1, 2, and 3. | 2003-02-26 | 1320981 | 100
6460 | T1 | Texas Genco II LP | Cedar Bayou | 7705 Old West Bay Rd | Baytown | TX | 77520 | Chambers | CN603919200 | RN100825371 | Asbestos Abatement Project | A positive use determination of 100% for the Asbestos Abatement project. | 2003-02-26 | 282737 | 100
6461 | T1 | Texas Genco II LP | Cedar Bayou | 7705 Old West Bay Rd | Baytown | TX | 77520 | Chambers | CN603919200 | RN100825371 | NOx Cap Project: Installed a PI-Enterprise Server system to be used in tracking and monitoring NOx emissions. And additional required instrumentation to monitor fuel flow and unit operating time. | A positive use determination of 100% for the PI-Enterprise Server system and the additional instrumentation. | 2003-02-26 | 9217 | 100
6462 | T1 | Texas Genco LP | W A Parish | 2500 Y U Jones Rd | Thompsons | TX | 77481 | Fort Bend | CN602755415 | RN100888312 | Asbestos Abatement Project | A positive use determination of 100% for the Asbestos Abatement Project. | 2003-02-26 | 46681 | 100
6463 | T1 | Texas Genco LP | W A Parish | 2500 Y U Jones Rd | Thompsons | TX | 77481 | Fort Bend | CN602755415 | RN100888312 | Plant Boiler & PLS Control (Units 7 & 8): project to replace three existing control systems. | A positive use determination of 100% for the project to upgrade the Plant Boiler & PLS Controls for Units 7 & 8. | 2003-02-26 | 281086 | 100
6464 | T1 | Texas Genco LP | W A Parish | 2500 Y U Jones Rd | Thompsons | TX | 77481 | Fort Bend | CN602755415 | RN100888312 | NOx Cap: Installed a new PI-Enterprise Server system for use in tracking NOx and additional instrumentation installed to monitor fuel flow and unit operating time. | A positive use determination of 100% for the PI-Enterprise Server system for use in tracking NOx and the additional instrumentation installed to monitor fuel flow and unit operating time. | 2003-02-26 | 20123 | 100
6465 | T1 | Texas Genco LP | PH Robinson | 5501 Hwy 146 | Bacliff | TX | 77518 | Galveston | CN601459837 | RN101062826 | Asbestos Abatement Project | A positive use determination of 100% for the Asbestos Abatement Project. | 2003-02-26 | 365450 | 100
6466 | T1 | Texas Genco LP | Webster | 19301 Galveston Rd | Webster | TX | 77598 | Galveston | CN602755415 | RN100542992 | Asbestos Abatement Project | A positive use determination of 100% for the Asbestos Abatement Project. | 2003-02-26 | 36801 | 100
6467 | T1 | Texas Genco LP | PH Robinson | 5501 Hwy 146 | Bacliff | TX | 77518 | Galveston | CN601459837 | RN101062826 | NOx Cap: Installed a new PI-Enterprise Server system for use in tracking NOx and additional instrumentation installed to monitor fuel flow and unit operating time. | A positive use determination of 100% for the PI-Enterprise Server system for use in tracking NOx and the additional instrumentation installed to monitor fuel flow and unit operating time. | 2003-02-26 | 11179 | 100
6468 | T1 | Texas Genco LP | Webster | 19301 Galveston Rd | Webster | TX | 77598 | Galveston | CN602755415 | RN100542992 | NOx Cap: Installed a new PI-Enterprise Server system for use in tracking NOx and additional instrumentation installed to monitor fuel flow and unit operating time. | A positive use determination of 100% for the PI-Enterprise Server system for use in tracking NOx and the additional instrumentation installed to monitor fuel flow and unit operating time. | 2003-02-26 | 7426 | 100
6469 | T1 | Texas Genco LP | Deepwater | 901 Light Co Rd | Pasadena | TX | 77506 | Harris | CN601459837 | RN100542877 | NOx Cap: Installed a new PI-Enterprise Server system for use in tracking NOx and additional instrumentation installed to monitor fuel flow and unit operating time. | A positive use determination of 100% for the PI-Enterprise Server system for use in tracking NOx and the additional instrumentation installed to monitor fuel flow and unit operating time. | 2003-02-26 | 9494 | 100
6470 | T1 | Texas Genco LP | SR Berton | 2012 Miller Cut-Off Rd | Deer Park | TX | 77536 | Harris | CN602755415 | RN100825389 | NOx Cap: Installed a new PI-Enterprise Server system for use in tracking NOx and additional instrumentation installed to monitor fuel flow and unit operating time. | A positive use determination of 100% for the PI-Enterprise Server system for use in tracking NOx and the additional instrumentation installed to monitor fuel flow and unit operating time. | 2003-02-26 | 12335 | 100
6471 | T1 | Texas Genco LP | San Jacinto | 845 Sens Rd | La Porte | TX | 77571 | Harris | CN301459837 | RN100542901 | NOx Cap: Installed a new PI-Enterprise Server system for use in tracking NOx and additional instrumentation installed to monitor fuel flow and unit operating time. | A positive use determination of 100% for the PI-Enterprise Server system for use in tracking NOx and the additional instrumentation installed to monitor fuel flow and unit operating time. | 2003-02-26 | 2589 | 100
6472 | T1 | Texas Genco LP | Greens Bayou | 12070 Beaumont Hwy | Houston | TX | 77049 | Harris | CN602755415 | RN100542851 | NOx Cap: Installed a new PI-Enterprise Server system for use in tracking NOx and additional instrumentation installed to monitor fuel flow and unit operating time. | A positive use determination of 100% for the PI-Enterprise Server system for use in tracking NOx and the additional instrumentation installed to monitor fuel flow and unit operating time. | 2003-02-26 | 26575 | 100
6473 | T1 | Texas Genco Ii LP | Ho Clarke | 2045 South Main | Houston | TX | 77045 | Harris | CN602755415 | RN100542653 | NOx Cap: Installed a new PI-Enterprise Server system for use in tracking NOx and additional instrumentation installed to monitor fuel flow and unit operating time. | A positive use determination of 100% for the PI-Enterprise Server system for use in tracking NOx and the additional instrumentation installed to monitor fuel flow and unit operating time. | 2003-02-26 | 2538 | 100
6474 | T1 | Texas Genco LP | TH Wharton | 16301 Sh 249 | Houston | TX | 77064 | Harris | CN602755415 | RN100542885 | NOx Cap: Installed a new PI-Enterprise Server system for use in tracking NOx and additional instrumentation installed to monitor fuel flow and unit operating time. | A positive use determination of 100% for the PI-Enterprise Server system for use in tracking NOx and the additional instrumentation installed to monitor fuel flow and unit operating time. | 2003-02-26 | 6277 | 100
6475 | T1 | Texas Genco LP | Webster | 19301 Galveston Rd | Webster | TX | 77598 | Harris | CN602755415 | RN100542992 | NOx Cap: Installed a new PI-Enterprise Server system for use in tracking NOx and additional instrumentation installed to monitor fuel flow and unit operating time. | A positive use determination of 100% for the PI-Enterprise Server system for use in tracking NOx and the additional instrumentation installed to monitor fuel flow and unit operating time. | 2003-02-26 | 7426 | 100
6476 | T1 | Texas Genco LP | SR Berton | 2012 Miller Cut-Off Rd | Deer Park | TX | 77536 | Harris | CN602755415 | RN100825389 | Asbestos Abatement Project | A positive use determination of 100% for the Asbestos Abatement Project. | 2003-02-26 | 61723 | 100
6477 | T1 | Texas Genco LP | Deepwater | 901 Light Co Rd | Pasadena | TX | 77506 | Harris | CN601459837 | RN100542877 | Asbestos Abatement Project | A positive use determination of 100% for the Asbestos Abatement Project. | 2003-02-26 | 5622 | 100
6478 | T1 | Texas Genco LP | Greens Bayou | 12070 Beaumont Hwy | Houston | TX | 77049 | Harris | CN602755415 | RN100542851 | Asbestos Abatement Project | A positive use determination of 100% for the Asbestos Abatement Project. | 2003-02-26 | 541 | 100
6479 | T1 | Texas Genco LP | TH Wharton | 16301 Sh 249 | Houston | TX | 77064 | Harris | CN602755415 | RN100542885 | Asbestos Abatement Project | A positive use determination of 100% for the Asbestos Abatement Project. | 2003-02-26 | 4647 | 100
6480 | T1 | Texas Genco LP | Webster | 19301 Galveston Rd | Webster | TX | 77598 | Harris | CN602755415 | RN100542992 | Asbestos Abatement Project | A positive use determination of 100% for the Asbestos Abatement Project. | 2003-02-26 | 36801 | 100
6481 | T1 | Texas Genco LP | TH Wharton | 16301 Sh 249 | Houston | TX | 77064 | Harris | CN602755415 | RN100542885 | Chemical Waste Treatment System Controls | A positive use determination of 100% for the Chemical Waste Treatment System Controls. | 2003-02-26 | 234573 | 100
6482 | T1 | Texas Genco LP | Limestone | Route 1, Box 85 | Jewett | TX | 75846 | Limestone | CN601459837 | RN104644828 | Replaced FGD pipe. | A positive use determination of 100% for the FGD Pipe replacement. | 2003-02-26 | 78354 | 100
6483 | T1 | Texas Genco LP | Limestone | Route 1, Box 85 | Jewett | TX | 75846 | Limestone | CN601459837 | RN104644828 | Replaced miscellaneous fly ash pipe. | A positive use determination of 100% for the project to replace miscellaneous fly ash piping. | 2003-02-26 | 47072 | 100
6484 | T1 | Texas Genco LP | Limestone | Route 1, Box 85 | Jewett | TX | 75846 | Limestone | CN601459837 | RN104644828 | Replaced miscellaneous bottom ash pipe. | A positive use determination of 100% for the project to replace miscellaneous bottom ash piping. | 2003-02-26 | 165561 | 100
6485 | T1 | Texas Genco LP | Limestone | Route 1, Box 85 | Jewett | TX | 75846 | Limestone | CN601459837 | RN104644828 | Class II Landfill Cell Liner Closure - Includes work on cell liners and cell landfill caps to provide groundwater protection and surface water quality, respectively. This included construction of top and corner landfill slope of cell 9C and cell 10B clay protective liner. | A positive use determination of 100% for the Class II Landfill Cell Liner Cell Closure project. | 2003-02-26 | 107858 | 100
6486 | T1 | Texas Genco LP | Limestone | Route 1, Box 85 | Jewett | TX | 75846 | Limestone | CN601459837 | RN104644828 | Replace Pulverizer Vane Wheel Assemblies. | A positive use determination of 100% for the project to replace the Pulverizer Vane Wheel Assemblies. | 2003-02-26 | 69782 | 100
6487 | T1 | Reliant Energy Inc | Channelview | 8280 Sheldon Rd | Channelview | TX | 77530 | Harris | CN600254148 | RN100220276 | Installed Selective Catalytic Reduction reactors on Units 1 - 3. | A positive use determination of 100% for the Selective Catalytic Reduction reactors installed on Units 1 - 3. | 2003-02-26 | 3975000 | 100
6488 | T1 | Flint Hills Resources LP | Flint Hills West & East Refineries | 2825 Suntide Rd | Corpus Christi | TX | 78409 | Nueces | CN603741463 | RN100235266 | Installation of tank gauging systems, associated controls, and the infrastructure to support those systems and controls at the East and West Refineries. | A positive use determination of 100% for the tank gauging systems, associated controls, and infrastructure. | 2003-02-27 | 5445000 | 100
6489 | T1 | Flint Hills Resources LP | Flint Hills West & East Refineries | 2825 Suntide Rd | Corpus Christi | TX | 78409 | Nueces | CN603741463 | RN100235266 | Installation of new potable water systems and modifications of existing systems at both East & West Refineries. | A positive use determination of 100% for the new potable water systems installed and the modifications to the existing systems. | 2003-02-27 | 1200000 | 100
6490 | T1 | American Electric Power | Welsh Power Plant | FM 1735 | Pittsburg | TX | 75686 | Titus | CN603919325 | RN100213370 | Installed Low NOx Burners and Over Fire Air and additional installation of Water Injection. | A positive use determination of 100% for the Low NOx Burners, the Over Fire Air and the Water Injection. | 2003-02-27 | 278379 | 100
6491 | T1 | American Electric Power | Welsh Power Plant | FM 1735 | Pittsburg | TX | 75686 | Titus | CN603919325 | RN100213370 | Installed Continuous Emission Monitoring Systems stack opacity monitoring equipment. | A positive use determination of 100% for the continuous emission monitoring systems stack opacity monitoring system. | 2003-02-27 | 28513 | 100
6492 | T1 | American Electric Power | Welsh Power Plant | FM 1735 | Pittsburg | TX | 75686 | Titus | CN603919325 | RN100213370 | Coal Storage Drainage System Improvement. | A positive use determination of 100% for the Coal Storage Drainage System Improvements Project. | 2003-02-27 | 300372 | 100
6493 | T1 | American Electric Power | Welsh Power Plant | FM 1735 | Pittsburg | TX | 75686 | Titus | CN603919325 | RN100213370 | Installed equipment to reduce copper at outfall. | A positive use determination of 100% for the project to replace the main header with pvc. | 2003-03-28 | 30591 | 100
6494 | T1 | American Electric Power | Welsh Power Plant | FM 1735 | Pittsburg | TX | 75686 | Titus | CN603919325 | RN100213370 | In order to improve Selenium reduction improvements were made to the Fly Ash systems and Economizers of Units 1, 2, & 3; the Precipitator Wide Plate on Unit 3; and the Water Cannon Valve. | A positive use determination of 100% for the three new baghouse systems for the fly ash silos. | 2003-03-28 | 2449466 | 100
6495 | T1 | American Electric Power | Knox Lee Power Station | Rte 2 Box 306A | Longview | TX | 75603 | Gregg | CN600126767 | RN102156916 | Improved NOx quality by improving water injection. | A positive use determination of 100% for the water injection system. | 2003-02-27 | 355825 | 100
6496 | T1 | American Electric Power | Pirkey Power Plant | 2400 FM 3251 | Hallsville | TX | 75650 | Harrison | CN600126767 | RN100214287 | Upgraded the software and hardware for the continuous emission monitoring systems. | A positive use determination of 100% for the upgrades to the continuous emissions monitoring systems. | 2003-02-27 | 25192 | 100
6497 | T1 | American Electric Power | Pirkey Power Plant | 2400 FM 3251 | Hallsville | TX | 75650 | Harrison | CN600126767 | RN100214287 | Installed Low NOx Burners. | A positive use determination of 100% for the Low NOx Burners. | 2003-02-27 | 1281183 | 100
6498 | T1 | American Electric Power | Pirkey Power Plant | 2400 FM 3251 | Hallsville | TX | 75650 | Harrison | CN600126767 | RN100214287 | Installed a Silo Blower to assist in dust control. | A positive use determination of 100% for the Silo Blower. | 2003-02-27 | 21303 | 100
6499 | T1 | American Electric Power | Pirkey Power Plant | 2400 FM 3251 | Hallsville | TX | 75650 | Harrison | CN600126767 | RN100214287 | Installed a sludge conveyor and agitator as part of the Flue Gas Desulfurization System. | A positive use determination of 100% for the sludge conveyor, FGD agitator, sludge conveyor for filter cake, and FGD agitator for the lower loop. | 2003-03-28 | 160832 | 100
6500 | T2 | Texas Genco LP | PH Robinson | 5501 Hwy 146 | Bacliff | TX | 77518 | Galveston | CN601459837 | RN101062826 | Replaced Fish Pump | A positive use determination of 100% for the Fish Pump. | 2003-02-26 | 58741 | 100
6501 | T3 | Deer Park Energy Center LP | Calpine Deer Park Energy Center LP | Hwy 225 Gate 22 | Deer Park | TX | 77536 | Harris | CN603598624 | RN100222033 | See the property listing in the application. | A positive use determination of 100% for the four combustion turbine demisters; steam turbine demister; ammonia deluge system; ammonia leak detection; continuous emission monitoring systems (4); selective catalytic reduction; gas turbine steam injection; low NOx burners; HRSG exhaust stacks (4); waste water collection system; power block area paving; sand filters; stormwater pond & pumps; stormwater collection piping; buildings - containing CEMS and water treatment; steam turbine lube oil containment; GSU/auxiliary transformer containment; ammonia storage containment; cathodic protection; monitoring of secondary containment; isolation fittings; API separator; CPI the oil/water separator; gas turbine fuel gas leak detection; gas chromatograph; balance of plant acid protection equipment; clarifier chemical storage; cooling tower chemical storage; water treatment facility; on-line analyzer; septic & sewer aerobic system; combustion by-pass valves; and turbine dry Low NOx systems(4). A positive use determination of 33% for the inlet guide vanes (4); a positive uses determination of 100%; a positive use determination of 30% for the distributed control system; and a positive use determination of 13% for the gas scrubber. | 2003-03-11 | 27433281 | 100
6502 | T1 | Clear Lake Cogeneration LP | Clear Lake Cogen | 9602 Bayport Rd | Pasadena | TX | 77507 | Harris | CN604775957 | RN100239672 | The following property: ammonia deluge system; ammonia leak detection system; continuous emission monitoring systems (7); selective catalytic reduction; flue gas recirculation; auxiliary boiler low NOx burners; auxiliary boiler exhaust stacks (4),power block area paving; waste water collection system, storm water pumps; storm water collection piping; ammonia storage containment; cathodic protection; gas chromatograph; and auxiliary boiler chemical feed containment. | A positive use determination of 100% for the ammonia deluge system; the ammonia leak detection system; the continuous emission monitoring systems (7); the selective catalytic reduction; the flue gas recirculation; the auxiliary boiler low NOx burners; the auxiliary boiler exhaust stacks (4), the power block area paving; the waste water collection system, the storm water pumps; the storm water collection piping; the ammonia storage containment; the cathodic protection; the gas chromatograph; and the auxiliary boiler chemical feed containment. | 2003-03-11 | 15166717 | 100
6503 | T1 | Hanson Aggregates Central Inc | Servtex | 7603 S Old Bastrop Rd | Garden Ridge | TX | 78266 | Comal | CN600686000 | RN102541612 | Purchased a water tanker truck and a sweeper. | A positive use determination of 100% for the water tanker truck and the air sweeper. | 2003-03-12 | 470199 | 100
6504 | T1 | ABB Vetco Gray Inc | ABB Vetco Gray | 4308 Hwy 42 N | Kilgore | TX | 75662 | Gregg | CN603881673 | No Regulated Entity at this Location | Water Maze Steam Cleaning System with Clarifier. | A positive use determination of 100% for the Water Maze Steam Cleaning System Water Clarifier System. | 2003-02-28 | 52725 | 100
6505 | T1 | Flint Hills Resources LP | Flint Hills Resources - East Refinery | 2825 Suntide Rd | Corpus Christi | TX | 78409 | Nueces | CN603741463 | RN100235266 | Installed a H2S continuous emission monitoring system at the John Zink Thermal Oxidizer. | A positive use determination of 100% for the H2S Continuous Emission Monitoring System. | 2003-02-28 | 289000 | 100
6506 | T1 | Flint Hills Resources LP | Flint Hills Resources - East Refinery | 2825 Suntide Rd | Corpus Christi | TX | 78409 | Nueces | CN603741463 | RN100235266 | Constructed a new VOC stripping tank at the waste water treatment plant. | A positive use determination of 100% for the VOC Stripping Tank. | 2003-02-28 | 2545000 | 100
6507 | T3 | Flint Hills Resources LP | Flint Hills Resources - East Refinery | 2825 Suntide Rd | Corpus Christi | TX | 78409 | Nueces | CN603741463 | RN100235266 | Constructed a new 30 LTD sulfur recovery unit consisting of a three stage Claus Unit, tail gas treating unit, incinerator, and amine recovery unit. | A positive use determination of 100% for the Tail Gas Treating Unit and the Tail Gas Incinerator and a positive use determination of 79% for the Amine Recovery Unit and the 30-ton Claus Unit. | 2003-03-12 | 10682250 | 100
6508 | T1 | Sabina Petrochemicals LLC | Sabinia - C4 Project | Hwy 366 & 32Nd St | Port Arthur | TX | 77642 | Jefferson | CN601706583 | RN100216977 | The following items: Continuous Emission Monitoring Systems; Double Walled Tanks; Flare System; High Pressure and Low Pressure Flare Headers; Hydrocarbon Gas Detectors; Environmental Paving; Selective Catalytic Reduction System with Ammonia Injection; Storm Water Diversion System; Process Waste Water Collection System; and Secondary Containment. | A positive use determination of 100% for the Continuous Emission Monitoring Systems; Flare System; High Pressure and Low Pressure Flare Headers; Hydrocarbon Gas Detectors; Environmental Paving; Selective Catalytic Reduction System with Ammonia Injection; Storm Water Diversion System; Process Waste Water Collection System; and Secondary Containment. A positive use determination of 50% for the double walled tanks. | 2003-02-28 | 42540925 | 100
6509 | T1 | Dresser Equipment Group | Dresser Roots (Houston) | 2135 Hwy 6 S | Houston | TX | 77044 | Harris | CN600317952 | RN103059549 | The following items: 1. Vent filtration systems, ducting, & liquid recovery piping. 2. Downdraft tables. 3. Sump sucker and spent coolant recovery system. 4. Paint spray booths. | A positive use determination of 100% for the Vent filtration systems, ducting, & liquid recovery piping; the downdraft tables; the sump sucker and spent coolant recovery system; and the paint spray booths. | 2003-02-28 | 290110 | 100
6510 | T1 | Wilsonart International Inc | Wilsonart | 10501 Hk Dodgen LP Nw | Temple | TX | 76503 | Bell | CN600128235 | RN105425201 | Installed an electrostatic precipitator and flue gas recirculation for the dust incinerator. | A positive use determination of 100% for the electrostatic precipitator and the flue gas recirculation for the dust incinerator. | 2003-02-28 | 396017 | 100
6511 | T1 | Sabina Petrochemicals LLC | Sabinia - C4 Project | Hwy 366 & 32Nd St | Port Arthur | TX | 77642 | Jefferson | CN601706583 | RN100216977 | The following items: Environmental Paving - concrete curbing and paving for containment of runoff; Alkylate Storage Tanks: Secondary Seals in Tanks; Secondary Containment - HDPE Liner; Cathodic Protection System; and Spill Prevention via Tank Gauging and Alarm System. | A positive use determination of 100% for the Environmental Paving; the Secondary Seals; the Secondary Containment; the Cathodic Protection System; and the Tank Gauging and Alarm System. | 2003-03-04 | 1451100 | 100
6512 | T1 | Flint Hills Resources LP | Flint Hills Resources - West Refinery | 2825 Suntide Rd | Corpus Christi | TX | 78409 | Nueces | CN603741463 | RN100235266 | Groundwater collection trenches, associated recovery wells, and piping to remediate and control MTBE and Benzene contaminated ground water at docks 8 & 9. | A positive use determination for 100% of ground water collection tanks, recovery wells, and piping | 2003-02-28 | 800000 | 100
6513 | T1 | Flint Hills Resources LP | Flint Hills Resources - West Refinery | 2825 Suntide Rd | Corpus Christi | TX | 78409 | Nueces | CN603741463 | RN100235266 | Installation of final effluent discharge conveyance system to transfer waste water to final effluent discharge point. | A positive use determination for 100% of the final effluent discharge conveyance system. | 2003-02-28 | 1100000 | 100
6514 | T1 | Flint Hills Resources LP | Flint Hills Resources - West Refinery | 2825 Suntide Rd | Corpus Christi | TX | 78409 | Nueces | CN603741463 | RN100235266 | Reconfiguration of FCCU wet gas compressor system. | Application withdrawn at the request of Eric Kayson with Flint Hills. | 2003-06-05 | 856000 | 100
6515 | T1 | Flint Hills Resources LP | Flint Hills Resources - West Refinery | 2825 Suntide Rd | Corpus Christi | TX | 78409 | Nueces | CN603741463 | RN100235266 | Retrofit of FCCU Heater 02BA201 and CO Boiler with ultra low NOx burners. | A positive use determination for 100% of Ultra Low NOx Burners on FCCU Heater 02BA201 and CO Boiler. | 2003-03-03 | 3236000 | 100
6516 | T1 | Flint Hills Resources LP | Flint Hills Resources - West Refinery | 2825 Suntide Rd | Corpus Christi | TX | 78409 | Nueces | CN603741463 | RN100235266 | Retrofitted MSTDP Heaters 33BA1 and 33BA2 with ultra low NOx burners. | A positive use determination for 100% of Ultra Low NOx Burners on MSTDP Heaters 33BA1 and 33BA2. | 2003-03-03 | 1250000 | 100
6517 | T1 | Flint Hills Resources LP | Flint Hills Resources - West Refinery | 2825 Suntide Rd | Corpus Christi | TX | 78409 | Nueces | CN603741463 | RN100235266 | Retrofitted No. 2 Parex Heaters 61BA1201 and 61BA1202 with ultra low NOx burners. | A positive use determination for 100% of Ultra Low NOx Burners on Parex Heaters 61BA1201 and 61BA1202. | 2003-03-03 | 765000 | 100
6518 | T1 | Flint Hills Resources LP | Flint Hills Resources - West Refinery | 2825 Suntide Rd | Corpus Christi | TX | 78409 | Nueces | CN603741463 | RN100235266 | Installed an air sparging system into storage tank 62FB2112. | A positive use determination for 100% of air sparging system for storage tank 62FB2112. | 2003-03-03 | 645000 | 100
6519 | T1 | Huntsman LLC | Huntsman Jefferson County | 6001 Hwy 366 | Port Neches | TX | 77651 | Jefferson | CN603603093 | RN100219252 | This project provides an analyzer to monitor oxygen in the H-Furnace of the A3 Unit. | A positive use determination for 100% of an oxygen analyzer for the H-Furnace in the A3 Unit. | 2003-03-03 | 26000 | 100
6520 | T1 | Huntsman LLC | Huntsman Jefferson County | 6001 Hwy 366 | Port Neches | TX | 77651 | Jefferson | CN603603093 | RN100219252 | Replace substation B4 serving the Central Control and API Separator in the C4 Plant. | A positive use determination for 100% of the Substation B4 replacement in the C4 Plant. | 2003-03-03 | 285000 | 100
6521 | T1 | Huntsman LLC | Huntsman Jefferson County | 6001 Hwy 366 | Port Neches | TX | 77651 | Jefferson | CN603603093 | RN100219252 | This project installed carbon canisters on the ten tanks at the E7 Unit. | A positive use determination for 100% of carbon canisters on ten tanks in the E7 Unit. | 2003-03-03 | 596000 | 100
6522 | T1 | Huntsman LLC | Huntsman Jefferson County | 4241 Savannah Ave | Port Arthur | TX | 77640 | Jefferson | CN603603093 | RN103033189 | Installed H2S fuel gas analyzer in A & O Plant. | A positive use determination for an H2S fuel gas analyzer. | 2003-03-04 | 45000 | 100
6523 | T1 | Huntsman LLC | Huntsman Jefferson County | 6001 Hwy 366 | Port Neches | TX | 77651 | Jefferson | CN603603093 | RN100219252 | Installed insitu oxygen analyzers in the stacks of HK-5 & -6. | A positive use determination for 100% of oxygen analyzers for stacks HK-5 and HK-6. | 2003-03-04 | 46000 | 100
6524 | T1 | Huntsman LLC | Huntsman Jefferson County | 6001 Hwy 366 | Port Neches | TX | 77651 | Jefferson | CN603603093 | RN100219252 | Installed a slurry wall and cap for an old disposal facility at the O&O Plant Dock. | A positive use determination for 100% of a slurry wall and cap for a disposal facility at the O & O Plant Dock. | 2003-03-04 | 2089000 | 100
6525 | T1 | Huntsman LLC | Huntsman Jefferson County | 4241 Savannah Ave | Port Arthur | TX | 77640 | Jefferson | CN603603093 | RN103033189 | Replaced the existing burners in A & O Plant C-Furnace with low NOx burners. | A positive use determination for 100% of low Nox burners on C-Furnace | 2003-03-04 | 134000 | 100
6526 | T1 | Huntsman LLC | Huntsman Jefferson County | 2401 Spur 136 | Port Neches | TX | 77651 | Jefferson | CN600130322 | RN104964267 | Replaced oil skimmer pump P-F5-215 in the PO/MTBE Plant Wastewater Sphere with a new centrifugal pump equipped with a smart controller. | A positive use determination for 100% of oil skimmer pump P-F5-215. | 2003-04-16 | 132000 | 100
6527 | T1 | Huntsman LLC | Huntsman Jefferson County | 6001 Hwy 366 | Port Neches | TX | 77651 | Jefferson | CN603603093 | RN100219252 | Installed a liner, including a passive gas system, in PV-9 Pond in O&O Plant. | A positive use determination for 100% of a polyethylene liner in O & O Plant PV-9 pond. | 2003-03-04 | 189000 | 100
6528 | T1 | Huntsman LLC | Huntsman Jefferson County | 4241 Savannah Ave | Port Arthur | TX | 77640 | Jefferson | CN603603093 | RN103033189 | Installed level indicators on all floating roof tanks in the A & O Plant for the digital control system. | A positive use determination for 100% of level indicators on al l floating roof tanks in the A & O Plant. | 2003-03-04 | 213000 | 100
6529 | T1 | Huntsman LLC | Huntsman Jefferson County | 6001 Hwy 366 | Port Neches | TX | 77651 | Jefferson | CN603603093 | RN100219252 | Installed a mechanical filter with waste water coalescer as a system to separate oily water mixture from quench drum (F A3-3) and waste water storage tank (T-O-88) in the O & O Plant. | A positive use determination for 100% of a mechanical filter with waste water coalescer in the O & O Plant. | 2003-03-05 | 934000 | 100
6530 | T1 | Huntsman LLC | Huntsman Jefferson County | 6001 Hwy 366 | Port Neches | TX | 77651 | Jefferson | CN603603093 | RN100219252 | Concrete slab, concrete cap, and carbon canister to repair the A3 south sump in the O & O Plant. | A positive use determination for 100% of the A-3 South Sump repair project. | 2003-03-05 | 86000 | 100
6531 | T1 | Huntsman LLC | Huntsman Jefferson County | 6001 Hwy 366 | Port Neches | TX | 77651 | Jefferson | CN603603093 | RN100219252 | Project to modify the E-A3-205 Process Wastewater Cooler in the O & O Plant. This includes installation of a 4-inch wastewater by-pass with block valves to facilitate cleaning of the cooler and a new 10-inch cooling water supply and return line from Cooling Tower #1 to existing 24-inch lines. | A positive use determination for 100% of the O & O Plant E-A3-205 Process Wastewater Cooler modification. | 2003-04-16 | 115000 | 100
6532 | T1 | Huntsman LLC | Huntsman Jefferson County | 6001 Hwy 366 | Port Neches | TX | 77651 | Jefferson | CN603603093 | RN100219252 | Project to route condensate from F-E6-25, -26 & -27 in O & O Plant to a tote bin from which it can be recycled. | A positive use determination for 100% of piping and tote bin for F-E6-25, -26, and -27 condensate. | 2003-03-05 | 18000 | 100
6533 | T1 | Huntsman LLC | Huntsman Jefferson County | 6001 Hwy 366 | Port Neches | TX | 77651 | Jefferson | CN603603093 | RN100219252 | Installed a thermal mass flow meter with three mass flow sensors on the HK2-001 and 002 stacks in PO/MTBE Plant. | A positive use determination for 100% of a thermal mass flow meter with three mass flow sensors on HK2-001 and HK2-002 stacks. | 2003-03-05 | 121000 | 100
6534 | T1 | Exxon Mobil Corporation | ExxonMobil Chemical - Bayport | 5000 Bayway Dr | Baytown | TX | 77522 | Harris | CN600123939 | RN102574803 | VCU Project: piping from benzene loading dock to VCU-2 with related instrumentation. | A positive use determination of 100% for the piping and instrumentation. | 2003-03-04 | 1230000 | 100
6535 | T1 | Exxon Mobil Corporation | ExxonMobil Chemical - Bayport | 5000 Bayway Dr | Baytown | TX | 77522 | Harris | CN600123939 | RN102574803 | PCU SRR R2 Project: New 10-inch line for the T-121A/B safety valves from T-121 to the flare drum D-141 | A positive use determination of 100% for the 325' of 10" line. | 2003-03-04 | 150000 | 100
6536 | T1 | Exxon Mobil Corporation | ExxonMobil Chemical - Bayport | 5000 Bayway Dr | Baytown | TX | 77522 | Harris | CN600123939 | RN102574803 | Acoustic flow meters on the Line 4/5/6/7 D-5502 flare. | A positive use determination for 100% of acoustic flow meters on the Line 4/5/6/7 flare. | 2003-03-07 | 777000 | 100
6537 | T1 | Exxon Mobil Corporation | ExxonMobil Chemical - Bayport | 5000 Bayway Dr | Baytown | TX | 77522 | Harris | CN600123939 | RN102574803 | Blocks and bypasses to seven control valves for flaring at BOP-X. | A positive use determination for 100% of control valve by-passes for BOP-X flare system. | 2003-03-07 | 330000 | 100
6538 | T2 | Exxon Mobil Corporation | ExxonMobil Refinery - Baytown | 2800 Decker Dr | Baytown | TX | 77522 | Harris | CN600123939 | RN102579307 | MEK C-4 Driver Replacement: replace gas turbine driver with an electric motor on the MEK C-4 refrigeration compressor. Includes transformer upgrades, a new gearbox, lube skid, and additional controls. | A positive use determination of 100% for the MEK C-4 Driver Replacement Project. | 2003-03-12 | 9800000 | 100
6539 | T3 | Exxon Mobil Corporation | ExxonMobil Refinery - Baytown | 2800 Decker Dr | Baytown | TX | 77522 | Harris | CN600123939 | RN102579307 | HF3 C-3A/B Reciprocating Compressor Replacement Project: high-speed centrifugal air compressor powered by an electric motor to replace compressors C-3A and C-3B at Hydroformer 3. | A positive use determination for 33% of the HF3 compressor replacement project. | 2003-04-11 | 2190000 | 100
6540 | T1 | American Electric Power | Oklaunion Power Plant | 12567 FM 3430 | Vernon | TX | 76385 | Wilbarger | CN601243389 | RN101062255 | Rehab and lining installation for Cooling Tower blowdown evaporation pond. | A positive use determination of 100% for the project to construct a new evaporation pond and to rehabilitate and re-line an existing evaporation pond. | 2003-03-28 | 1859000 | 100
6541 | T1 | American Electric Power | Oklaunion Power Plant | 12567 FM 3430 | Vernon | TX | 76385 | Wilbarger | CN601243389 | RN101062255 | Installation of water lances in utility boiler. | A positive use determination of 100% for the water lances. | 2003-03-04 | 1148000 | 100
6542 | T1 | American Electric Power | Oklaunion Power Plant | 12567 FM 3430 | Vernon | TX | 76385 | Wilbarger | CN601243389 | RN101062255 | Upgraded burner nozzles. | A positive use determination of 100% for the Burner Nozzle Upgrade. | 2003-03-04 | 211000 | 100
6543 | T1 | American Electric Power | Oklaunion Power Plant | 12567 FM 3430 | Vernon | TX | 76385 | Wilbarger | CN601243389 | RN101062255 | Installation of Precipitator expansion joint. | A positive use determination of 100% for the precipitator expansion joint. | 2003-03-04 | 21000 | 100
6544 | T1 | American Electric Power | Oklaunion Power Plant | 12567 FM 3430 | Vernon | TX | 76385 | Wilbarger | CN601243389 | RN101062255 | Installation of Flue Gas Desulfurization inlet and bypass damper and FGD Absorber trunkline and spray header changeout. | A positive use determination of 100% for the FGD inlet and bypass damper installation and the FGD Absorber trunkline and spray header changeout. | 2003-03-04 | 186000 | 100
6545 | T1 | Paper Chemicals Inc | Paper Chemicals Inc | 3901 Terry St | Texarkana | TX | 75501 | Bowie | CN600374284 | RN100666049 | Waste Water Treatment System consisting of: 2 collection tanks, 2 treatment tanks, 2 charcoal filters, a filter press, pumps, and necessary equipment. | A positive use determination of 100% for the Waste Water Treatment System. | 2003-03-04 | 121460.25 | 100
6546 | T1 | Bio Energy (Austin) LLC | Bio Energy (Austin) - Tessman Rd Landfill | 7000 Ih-10 #1 | San Antonio | TX | 78219 | Bexar | CN600343040 | RN100632629 | Facility constructed to recover, combust, and commercially use landfill gas. Property includes Gas Conditioning Skids, Generator Modules, Gas Conveyance Piping & Appurtenances, Condensate Management, and Miscellaneous Monitoring Equipment. | A positive use determination for 100% of the gas conditioning skids, the condensate management equipment, and the miscellaneous monitoring equipment. The conveyance piping and appurtenances, and the generator modules are given a negative use determination. | 2003-03-02 | 4500000 | 100
6547 | T1 | Haltermann | Haltermann - Channleview | 1201 S Sheldon Rd | Channelview | TX | 77530 | Harris | CN601181282 | No Regulated Entity at this Location. | Installed a new potable water system. | A positive use determination of 100% for the potable water system. | 2003-03-04 | 485000 | 100
6548 | T1 | The Dow Chemical Company | The Dow Chemical Company | 2301 Brazosport Blvd | Freeport | TX | 77541 | Brazoria | CN600356976 | RN102692258 | Epoxy lining added to the Brimstone Dike | A positive use determination for 100% of epoxy liners on the Brimstone Dike. | 2004-01-23 | 55000 | 100
6549 | T1 | The Dow Chemical Company | The Dow Chemical Company | 2301 Brazosport Blvd | Freeport | TX | 77541 | Brazoria | CN600356976 | RN102692258 | Scrubber and Sealless Replacement Pump in B-1500 for the Hydrochloric Acid Distribution process. | A positive use determination for 100% of a scrubber and replacement pump. | 2004-01-23 | 95000 | 100
6550 | T1 | The Dow Chemical Company | The Dow Chemical Company | 2301 Brazosport Blvd | Freeport | TX | 77541 | Brazoria | CN600356976 | RN102692258 | Install Piping from Unit I to Thermal Treatment Units FTB-401 and FTB-402 at Oyster Creek Unit V. | A positive use determination of 100% for the vent piping. | 2004-01-21 | 4000000 | 100
6551 | T1 | The Dow Chemical Company | The Dow Chemical Company | 2301 Brazosport Blvd | Freeport | TX | 77541 | Brazoria | CN600356976 | RN102692258 | Install welded pipe for RCRA waste line to incinerator. | A positive use determination of 100% for the project to install an all welded piping system.. | 2004-01-21 | 183000 | 100
6552 | T1 | Huntsman LLC | Huntsman Jefferson County | 6001 Hwy 366 | Port Neches | TX | 77651 | Jefferson | CN603603093 | RN100219252 | This project provides a parallel line and flow orifice to E-A3-94 (Debutanizer Reboiler) to prevent shutdown of tower as orifice plugs with rust and scale. | A positive use determination of 50% for the pipeline and flow orifice. | 2003-03-06 | 10000 | 100
6553 | T1 | The Lubrizol Corporation | Lubrizol Deer Park | 41 Tidal Rd | Deer Park | TX | 77536 | Harris | CN600269617 | RN100221589 | See attached document. | A positive use determination of 100% for the projects listed on the enclosed document. | 2003-03-12 | 3095877.35 | 100
6554 | T1 | ConocoPhillips Company | Sweeny Chemical & NGL Fractionation | Hwy 35 & FM 524 | Old Ocean | TX | 77463 | Brazoria | CN601674351 | RN101619179 | Installed a new Nitrogen Oxides analyzer on Unit 27.1. | A positive use determination of 100% for the NOx Analyzer for Unit 27.1. | 2003-03-06 | 725000 | 100
6555 | T1 | Sempra Energy | Jl Bates Power Plant | Rt 7 Box 5000 | Mission | TX | 78572 | Hidalgo | CN601537764 | RN102565843 | Installed a weir for outfall monitoring and reporting of cooling tower blowdown. | A positive use determination of 100% for the Plant 001 Outfall Monitoring Equipment. | 2003-03-06 | 1000 | 100
6556 | T1 | Exxon Mobil Corporation | ExxonMobil Chemical - Beaumont | 2774 Gulf States Rd | Beaumont | TX | 77704 | Jefferson | CN600123939 | RN100542844 | BOAP DECOKE DRUM UPGRADE Project: adds two new decoke drums (wet cyclones) to USC-1, and replaces the three decoke drums servicing the USC-1 12W and 8M furnaces. | A positive use determination for 100% of the Decoke Drum Upgrade Project. | 2003-04-04 | 3260000 | 100
6557 | T1 | Exxon Mobil Corporation | ExxonMobil Chemical - Beaumont | 2774 Gulf States Rd | Beaumont | TX | 77704 | Jefferson | CN600123939 | RN100542844 | BOAP WASTE WATER ENV COMPLIANCE PROJECT: Replace the current underground low pressure system with an aboveground pressure tight system which vents to the existing flares. | A positive use determination of 100% for the BOAP WASTE WATER ENVIRONMENTAL COMPLIANCE PROJECT. | 2003-03-11 | 8800000 | 100
6558 | T1 | Exxon Mobil Corporation | ExxonMobil Chemical - Beaumont | 2774 Gulf States Rd | Beaumont | TX | 77704 | Jefferson | CN600123939 | RN100542844 | BOAP ETHYLENE VAPOR COMPRESSOR: replace three reciprocating compressors with one Nash skid unit consisting of two liquid ring compressors (one online & one spare). | A positive use determination of 100% for the BOAP ETHYLENE VAPOR COMPRESSOR. | 2003-03-11 | 1810000 | 100
6559 | T1 | TST Inc | Texas TST | 13 Industrial Dr | Sweetwater | TX | 79556 | Nolan | CN601599244 | RN102297579 | The following items: Baghouses; Low NOx Burners; Storm Water Drainage System; Material Storage Bins; Environmental Paving; and Slurry Walls/Barrier Walls. | A positive use determination of 100% for the Baghouses; Low NOx Burners; Storm Water Drainage System; Material Storage Bins; Environmental Paving; and Slurry Walls/Barrier Walls. | 2003-04-03 | 1775000 | 100
6560 | T1 | Mayo Manufacturing Corporation | Mayo Manufacturing Corporation | 4101 Terry St | Texarkana | TX | 75501 | Bowie | CN603907429 | RN100613462 | Installed a Wood Dust Collection System, consisting of a Disa NFK2000 Dust Collection/Filter System (complete), Relay Line Dust Transfer System (ductwork), a Modified Performance by Parker 6' x 16' Tandem Axle Hydraulic Lift Trailer; and a Solid Waste Compactor. | A positive use determination of 100% for the Wood Dust Collection System and the Solid Waste Compactor. | 2003-03-07 | 120700 | 100
6561 | T1 | The Lubrizol Corporation | Lubrizol Bayport | 12801 Bay Area Blvd | Pasadena | TX | 77507 | Harris | CN600269617 | RN101058410 | The following projects: X-202 Vent Seal Pot; Process I Alcohol Recovery Seal Pot; Scrubber Replacement S-A-219; B-204 Detonation Arrestor; Magdrive Pump Replacements; B-130 Mixer Seals; Resurface A-217/A-219 Tank Farm; Plant Concrete Roadway Installations; Lime Silo Level Indicators; Low NOx incinerator upgrade; and vacuum pump replacements/seals. | A positive use determination of 100% for the X-202 Vent Seal Pot; Process I Alcohol Recovery Seal Pot; Scrubber Replacement S-A-219; B-204 Detonation Arrestor; Magdrive Pump Replacements; B-130 Mixer Seals; Resurface A-217/A-219 Tank Farm; Plant Concrete Roadway Installations; Lime Silo Level Indicators; Low NOx incinerator upgrade; and vacuum pump replacements/seals. | 2003-04-17 | 263678.59 | 100
6562 | T1 | Lakeland Paper Corporation | Lakeland Paper Corporation | 600 109Th St | Arlington | TX | 76011 | Tarrant | Insufficient Information | Insufficient Information | Dust collection system, including piping and final collection device. | A positive use determination of 100% for the dust collection system, including piping and final collection device. | 2003-02-26 | 2602 | 100
6563 | T1 | Lakeland Paper Corporation | Lakeland Paper Corporation | 600 109Th St | Arlington | TX | 76011 | Tarrant | Insufficient Information | Insufficient Information | Baler, used in the waste paper and related waste, recycling process. | A positive use determination of 100% for the baler. | 2003-03-07 | 26325 | 100
6564 | T1 | Lakeland Paper Corporation | Lakeland Paper Corporation | 600 109Th St | Arlington | TX | 76011 | Tarrant | Insufficient Information | Insufficient Information | Property consists of Waste Collection Hoppers used for temporary collection and storage of process waste. | A positive use determination of 100% for the waste hoppers. | 2003-03-07 | 3545 | 100
6565 | T1 | Spraylat Corporation | Spraylat Corporation | 3733 Ih 35 | Gainesville | TX | 76240 | Cooke | CN600397079 | RN102302585 | Dust collection system, including piping and final collection device. | A positive use determination of 100% for the dust collection system, including piping and final collection device. | 2003-03-07 | 34985 | 100
6566 | T1 | Lyondell-Citgo Refining LP | Lyondell-Citgo Refinery | 12000 Lawndale | Houston | TX | 77017 | Harris | CN602600140 | RN100218130 | The refinery installed enclosed sampling collection panels for compliance with Benzene NESAHAP, SOCMI HON & TCEQ Reg. V for industrial waste water in the MAG. Benzene Toluene Unit (BTU), and Aromatics Recovery Unit (ARU) of the refinery. | A positive use determination of 100% for the enclosed sampling collection panels. | 2003-03-07 | 1359020 | 100
6567 | T1 | Lyondell-Citgo Refining LP | Lyondell-Citgo Refinery | 12000 Lawndale | Houston | TX | 77017 | Harris | CN602600140 | RN100218130 | Upgraded 210 pumps to dual dry gas seals to meet SCOMI-HON regulations concerning control of fugitive emissions. The pumps are located in the Paraxylene recovery unit (PRU) of the refinery. | A positive use determination of 100% for the project to upgrade 210 pumps to dual dry gas seals. | 2003-03-07 | 5145000 | 100
6568 | T1 | Lyondell-Citgo Refining LP | Lyondell-Citgo Refinery | 12000 Lawndale | Houston | TX | 77017 | Harris | CN602600140 | RN100218130 | Upgraded tank dike walls to link them with culverts equipped with isolation valves to prevent potential spills from reaching waterways. | A positive use determination of 100% for the project to upgrade tank dike walls to link them with culverts equipped with isolation valves. | 2003-03-07 | 599000 | 100
6569 | T1 | Lyondell-Citgo Refining LP | Lyondell-Citgo Refinery | 12000 Lawndale | Houston | TX | 77017 | Harris | CN602600140 | RN100218130 | Installed purged packing systems on four refrigeration compressors in Phase 1 and 3 of the Paraxylene Recovery unit. | A positive use determination of 100% for the project to install purged packing systems on four refrigeration compressors. | 2003-03-07 | 1096650 | 100
6570 | T1 | Equistar Chemicals LP | Equistar Channelview | 8280 Sheldon Rd | Channelview | TX | 77530 | Harris | CN600124705 | RN100542281 | Installed upgrades to the hydrocarbon gas detection equipment. | A positive determination of 100% for the project to install upgrades to the hydrocarbon gas detection equipment. | 2002-04-18 | 1531000 | 100
6571 | T1 | Equistar Chemicals LP | Equistar Channelview | 8280 Sheldon Rd | Channelview | TX | 77530 | Harris | CN600124705 | RN100542281 | This project updates the existing potable water system. It installed new jumper lines to debottleneck the existing system, installed a new potable water treatment area (potable water tank, sodium hypochloride skid, water well K, new pump for well e), installed four new bladder tanks, and installed minimal flow valves for stagnate lines. | A positive use determination of 100% for the project to upgrade the potable water system. | 2003-03-07 | 2545000 | 100
6572 | T1 | Equistar Chemicals LP | Equistar Channelview | 8280 Sheldon Rd | Channelview | TX | 77530 | Harris | CN600124705 | RN100542281 | Upgraded tanks that handle process and storm water at the plant. Upgrades include high level alarms on 8 tanks, redesignated overflow piping so water will overflow instead of hydrocarbons, and redesign of oil skimmers to improve reliability. | A positive use determination of 100% for the project to upgrade tanks that handle process and storm water. | 2003-03-07 | 2284000 | 100
6573 | T1 | Equistar Chemicals LP | Equistar Channelview | 8280 Sheldon Rd | Channelview | TX | 77530 | Harris | CN600124705 | RN100542281 | Installed piping, valves, and meters to capture ethane, ethylene, and propylene that would otherwise be flared during Olefins units 1 and 2 startups, shutdowns, and upsets. | A positive use determination of 100% for the project to install piping, valves, and meters to capture ethane, ethylene, and propylene that would otherwise be flared during Olefins units 1 and 2 startups, shutdowns, and upsets. | 2003-03-07 | 455000 | 100
6574 | T1 | Sabine Mining Company The | Sabine Mining Company | 6501 FM 968 W | Hallsville | TX | 75650 | Harrison | CN600835797 | RN103968707 | Water Sedimentation Ponds: Constructed sedimentation ponds for use in controlling, treating and monitoring discharge from mine area. | A positive use determination of 100% for the sedimentation ponds. | 2003-03-07 | 633366 | 100
6575 | T1 | Natural Gas Pipeline Company Of America | Compressor Station 112 | PO Box 62B Station 112 | Stinnett | TX | 79083 | Moore | CN603877713 | RN102465382 | Installed two new Caterpillar G3516TALE compressor engines at Compressor Station 112. The two new engines replaced 13 Worthington TTDA and four Cooper Type 22 compressor engineers. The old engines were grandfathered units subject to emission reduction requirements in 30 TAC 116.779(b)(2). The new engines allowed permanent shutdown of the old units. The Caterpillar engines are lean-burn gas fired engines. | A positive use determination of 20% for the two lean-burn gas fired compressor engines. | 2003-03-07 | 2003671 | 100
6576 | T1 | Acacia Natural Gas Corporation | I-20 Compressor Station | I-20 Frontage Rd | Parker County | TX | 76086 | Parker | CN600132476 | RN100242510 | Installed an additional compressor with a lean burn engine at the existing compressor station. | A positive use determination of 20% for the lean burn compressor engine. | 2003-03-07 | 3063805 | 100
6577 | T1 | Devon Gas Services LP | Bridgeport Processing Plant | 415 County Rd 3502 | Bridgeport | TX | 76426 | Wise | CN601320484 | RN100223619 | As part of a project to add a sixth processing unit, a compressor package was added to the facility. The added compressor is outfitted with a dry low NOx engine. | A positive use determination of 20% for the Taurus 70S Dry Low NOx Engine. | 2003-03-07 | 6800824 | 100
6578 | T1 | Tyco Healthcare Retail Group | Tyco Healthcare Retail Group | 4920 Franklin Ave | Waco | TX | 76710 | McLennan | CN601475288 | RN100717545 | Final Filters for Lines 5, 6, 7, and 8. | A positive use determination of 100% for the Final Filters for lines 5, 6, 7, & 8. | 2003-03-07 | 241592 | 100
6579 | T1 | Equistar Chemicals LP | Equistar Channelview | 8280 Sheldon Rd | Channelview | TX | 77530 | Harris | CN600124705 | RN100542281 | Installed dry gas seals on ethylene and propylene centrifugal compressors in Olefins units 1 and 2. Installation includes instrumentation and distributed control system interfaces, gas panels, and seal gas piping. | A positive use determination of 100% for the dry gas seals. | 2003-03-07 | 2271179 | 100
6580 | T1 | FPLE Forney LP | FPLE Forney Power Plant | 900 W Broad St | Forney | TX | 75126 | Kaufman | CN603392911 | RN100213420 | The following items: 1. Low NOx Burner Management System. 2. Exhaust Stacks. 3. Potable Water System. 4. Continuous Emission Monitoring Systems. 5. Concrete Curbing - Secondary Containment. 6. Over-fill Alarms on Tanks. 7. Oily Water Separator. 8. Waste Water Settling Basin. 9. Waste Water Dechlorination Equipment. 10. Waste and Storm Water Diversion Structures. 11. Waste Water Conservation Systems consisting of reverse osmosis systems, blow down systems, clean water systems, water clarifier, filter press and chemical treatment systems. 12. Waste Water Monitoring Equipment - On-Line Analyzers. 13. Waste Water Laboratory Building. | A positive use determination of 100% for the Low NOx Burner Management System, Exhaust Stacks, Potable Water System, Continuous Emission Monitoring Systems, Concrete Curbing - Secondary Containment, Over-fill Alarms on Tanks, Oily Water Separator, Waste Water Settling Basin, Waste Water Dechlorination Equipment, Waste and Storm Water Diversion Structures, Waste Water Conservation Systems consisting of reverse osmosis systems, blow down systems, clean water systems, water clarifier, filter press and chemical treatment systems, Waste Water Monitoring Equipment - On-Line Analyzers, Waste Water Laboratory Building. | 2003-04-01 | 36110000 | 100
6581 | T1 | Dubes Commercial | South Lamar Shopping Center | 1421 Lamar | Austin | TX | 78704 | Travis | None Listed | None Listed | Constructed a storm water detention pond. | A positive use determination of 1005 for the storm water detention pond. This determination includes the land on which the pond was constructed and the costs related to the construction of the pond. | 2003-04-01 | 163211 | 100
6582 | T1 | Goodyear Tire & Rubber Company | Goodyear Chemical Plant | Ih 10 @ Smith Rd | Beaumont | TX | 77720 | Jefferson | CN600616049 | RN102561925 | Wastewater Treatment Plant with Associated Equipment, and 829 Drainage Improvements. | A positive use determination of 100% for the Wastewater Treatment Plant with Associated Equipment, and 829 Drainage Improvements. | 2003-04-09 | 689843 | 100
6583 | T1 | Goodyear Tire & Rubber Company | Goodyear Chemical Plant | Ih 10 @ Smith Rd | Beaumont | TX | 77720 | Jefferson | CN600616049 | RN102561925 | 880 Decanter Wastewater Stripping, 3 Emissions Monitoring Systems for B106, Upgrade 840 & 880 Pumps, and 4D800 Vent Gas Absorber with Associated Equipment. | A positive use determination of 100% for the 880 Decanter Wastewater Stripping, 3 Emissions Monitoring Systems for B106, Upgrade 840 & 880 Pumps, and 4D800 Vent Gas Absorber with Associated Equipment. | 2003-04-09 | 1579494 | 100
6584 | T1 | 7-Eleven Inc | Store #12132 | 2129 Abrams Rd | Dallas | TX | 75214 | Dallas | CN600240329 | RN102020914 | The following property: Hanging Hardware and Multi-Prod Dispensers. | A positive use determination for 50% of the hanging hardware and dispensers. | 2003-05-28 | 34184 | 100
6585 | T1 | 7-Eleven Inc | Store #12153 | 5220 E Mockingbird Ln | Dallas | TX | 75205 | Dallas | CN600240329 | RN102436466 | The following property: Hanging Hardware and Tank Monitor.. | A positive use determination for 100% of the tank monitors and 50% of the hanging hardware. | 2003-05-28 | 12080 | 100
6586 | T1 | 7-Eleven Inc | Store #12179 | 2802 North Fitzhugh | Dallas | TX | 75204 | Dallas | CN600240329 | RN102435930 | The following property: Hanging Hardware, Multi-Prod Dispensers, Tank Monitor, and Leak Detection System. | A positive use determination for 100% of the tank monitors and leak detection systems; and 50% of the hanging hardware and dispensers. | 2003-05-28 | 33284 | 100
6587 | T1 | 7-Eleven Inc | Store #12223 | 3329 Oak Lawn Ave | Dallas | TX | 75219 | Dallas | CN600240329 | RN102268752 | The following property: Hanging Hardware, Probes and Sensors, and Tank Monitor. | A positive use determination for 50% of the hanging hardware and 100% of the probes, sensors, and tank monitors. | 2003-05-28 | 27025 | 100
6588 | T1 | 7-Eleven Inc | Store #12271 | 828 S Galloway Ave | Mesquite | TX | 75149 | Dallas | CN600240329 | RN102017282 | The following property: Hanging Hardware, Multi Prod Dispensers, In Tank Probes, and Tank Monitor. | A positive use determination for 50% of the hanging hardware and dispensers; and 100% of the probes and tank monitors. | 2003-05-28 | 31783 | 100
6589 | T1 | 7-Eleven Inc | Store #12292 | 302 N Marsalis | Dallas | TX | 75203 | Dallas | CN600240329 | RN102240553 | The following property: Hanging Hardware, Multi Prod Dispensers, Leak Detection System, and Tank Monitor. | A positive use determination for 50% of the hanging hardware and dispensers; and 100% of the leak detectors and tank monitors. | 2003-05-28 | 59864 | 100
6590 | T1 | 7-Eleven Inc | Store #12301 | 2911 E Ledbetter | Dallas | TX | 75216 | Dallas | CN600240329 | RN102056298 | The following property: Hanging Hardware, Multi Prod Dispensers, In Tank Probes, and Tank Monitor. | A positive use determination for 50% of the hanging hardware and dispensers; and 100% of the in-tank probes and tank monitors. | 2003-05-28 | 123008 | 100
6591 | T1 | 7-Eleven Inc | Store #17858 | 1325 E Jefferson | Grand Prairie | TX | 75051 | Dallas | CN600240329 | RN102092087 | The following property: Hanging Hardware, and Multi Prod Dispensers.. | A positive use determination for 50% of the hanging hardware and dispensers. | 2003-05-28 | 59574 | 100
6592 | T1 | 7-Eleven Inc | Store #18600 | 12121 Abrams Rd | Dallas | TX | 75243 | Dallas | CN600240329 | RN102037165 | The following property: Tank Monitor, Hanging Hardware, and Multi Prod Dispensers. | A positive use determination for 50% of the hanging hardware and dispensers; and 100% of the tank monitors. | 2003-05-28 | 33344 | 100
6593 | T1 | 7-Eleven Inc | Store #18717 | 2223 South Beckley | Dallas | TX | 75224 | Dallas | CN600240329 | RN102245537 | The following property: Tank Monitor, Hanging Hardware, Probes and Sensors, and Multi Prod Dispensers. | A positive use determination for 50% of the hanging hardware and dispensers; and 100% of the tank monitors, probes, and sensors. | 2003-05-28 | 48656 | 100
6594 | T1 | 7-Eleven Inc | Store #18765 | 111 N Carroll | Dallas | TX | 75226 | Dallas | CN600240329 | RN102013927 | The following property: Tank Monitor, Hanging Hardware, Gas Storage Tanks, and Multi Prod Dispensers. | A positive use determination for 50% of the hanging hardware, gas storage tanks, and dispensers; and 100% of the tank monitors. | 2003-05-28 | 51152 | 100
6595 | T1 | 7-Eleven Inc | Store #19358 | 14400 Marsh Ln | Addison | TX | 75001 | Dallas | CN600240329 | RN102027026 | The following property: Tank Monitor, Hanging Hardware, and Multi Prod Dispensers. | A positive use determination for 50% of the hanging hardware, and dispensers; and 100% of the tank monitors. | 2003-05-28 | 36807 | 100
6596 | T1 | 7-Eleven Inc | Store #19980 | 700 N Macarthur Blvd | Irving | TX | 75061 | Dallas | CN600240329 | RN102025962 | The following property: Tank Monitor, Hanging Hardware, and Multi Prod Dispensers. | A positive use determination for 50% of the hanging hardware, and dispensers; and 100% of the tank monitors. | 2003-05-28 | 28217 | 100
6597 | T1 | 7-Eleven Inc | Store #20947 | 4901 Gus Thomasson | Mesquite | TX | 75150 | Dallas | CN600240329 | RN102010238 | The following property: Tank Monitor and Hanging Hardware. | A positive use determination for 50% of the hanging hardware; and 100% of the tank monitors. | 2003-05-28 | 21690 | 100
6598 | T1 | 7-Eleven Inc | Store #21261 | 230 W Pioneer Pkwy | Grand Prairie | TX | 75051 | Dallas | CN600240329 | RN102043726 | The following property: Tank Monitor and Probe. | A positive use determination for 100% of the tank monitor and probe. | 2003-05-28 | 9261 | 100
6599 | T1 | 7-Eleven Inc | Store #21287 | 1602 N Plano Rd | Richardson | TX | 75081 | Dallas | CN600240329 | RN102039526 | The following property: Tank Monitor, Hanging Hardware, Multi Prod Dispensers and In Tank Probe. | A positive use determination for 50% of the hanging hardware and dispensers; and 100% of the tank monitor and probe. | 2003-05-28 | 48769 | 100
6600 | T1 | 7-Eleven Inc | Store #21368 | 2120 Greenville Ave | Dallas | TX | 75206 | Dallas | CN600240329 | RN102038023 | The following property: Hanging Hardware and Multi Prod Dispensers. | A positive use determination for 50% of the hanging hardware and dispensers. | 2003-05-28 | 1401 | 100
6601 | T1 | 7-Eleven Inc | Store #21444 | 3801 Town East Blvd N | Mesquite | TX | 75150 | Dallas | CN600240329 | RN102009230 | The following property: Hanging Hardware, Tank Monitor, Probes and Multi Prod Dispensers. | A positive use determination for 50% of the hanging hardware and dispensers; and 100% for the tank monitor and probes. | 2003-05-28 | 34639 | 100
6602 | T1 | 7-Eleven Inc | Store #21445 | 8402 Harry Hines Blvd | Dallas | TX | 75235 | Dallas | CN600240329 | RN102434131 | The following property: Hanging Hardware, Tank Monitor and Multi Prod Dispensers. | A positive use determination for 50% of the hanging hardware and dispensers; and 100% for the tank monitor. | 2003-05-28 | 26173 | 100
6603 | T1 | 7-Eleven Inc | Store #21446 | 510 N Nursery | Irving | TX | 75061 | Dallas | CN600240329 | RN102276961 | The following property: Hanging Hardware, Probes, Leak Detection System, Tank Monitor and Multi Prod Dispensers. | A positive use determination for 50% of the hanging hardware and dispensers; and 100% for the tank monitor, leak detectors, and probes. | 2003-05-28 | 30570 | 100
6604 | T1 | 7-Eleven Inc | Store #21764 | 2990 Lombardy Ln | Dallas | TX | 75220 | Dallas | CN600240329 | RN102028305 | The following property: Tank Monitor, Hanging Hardware, Probes, Leak Detection System, and Multi Prod Dispensers. | A positive use determination for 50% of the hanging hardware and dispensers; and 100% for the tank monitor, leak detectors, and probes. | 2003-05-28 | 48704 | 100
6605 | T1 | 7-Eleven Inc | Store #21972 | 8902 Garland Rd | Dallas | TX | 75218 | Dallas | CN600240329 | RN102008240 | Upgrade tank monitor, multiproduct dispenser, and hanging hardware | A positive use determination for 50% of the hanging hardware and dispensers; and 100% for the tank monitor. | 2003-05-28 | 30879 | 100
6606 | T1 | 7-Eleven Inc | Store #22324 | 232 W Centerville | Garland | TX | 75041 | Dallas | CN600240329 | RN102009099 | Hanging hardware, multi-product dispenser, and in-tank probe. | A positive use determination for 50% of the hanging hardware and dispensers; and 100% for the tank probes. | 2003-05-28 | 56389 | 100
6607 | T1 | 7-Eleven Inc | Store #22408 | 9966 Marsh Ln | Dallas | TX | 75220 | Dallas | CN600240329 | RN102023637 | Hanging hardware, multi-product dispenser, tank monitor, and leak detection system | A positive use determination for 50% of the hanging hardware and dispensers; and 100% for the tank monitor and leak detectors. | 2003-05-28 | 28829 | 100
6608 | T1 | 7-Eleven Inc | Store #22557 | 1041 Town E Blvd N | Mesquite | TX | 75150 | Dallas | CN600240329 | RN102007143 | Hanging hardware and tank monitor | A positive use determination for 50% of the hanging hardware; and 100% for the tank monitor. | 2003-05-28 | 21486 | 100
6609 | T1 | 7-Eleven Inc | Store #22598 | 14300 Montfort | Dallas | TX | 75240 | Dallas | CN600240329 | RN102244563 | Tank monitor and hanging hardware. | A positive use determination for 50% of the hanging hardware; and 100% for the tank monitor. | 2003-05-28 | 9755 | 100
6610 | T1 | 7-Eleven Inc | Store #22654 | 3321 Walnut Hill Ln | Irving | TX | 75038 | Dallas | CN600240329 | RN101992519 | Tank monitor and hanging hardware. | A positive use determination for 50% of the hanging hardware; and 100% for the tank monitor. | 2003-05-28 | 20085 | 100
6611 | T1 | 7-Eleven Inc | Store #22788 | 5365 Spring Valley | Dallas | TX | 75240 | Dallas | CN600240329 | RN102353455 | Tank monitor and hanging hardware. | A positive use determination for 50% of the hanging hardware; and 100% for the tank monitor. | 2003-05-28 | 21773 | 100
6612 | T1 | 7-Eleven Inc | Store #22890 | 2986 Walnut Hill Ln | Dallas | TX | 75229 | Dallas | CN600240329 | RN102021417 | Tank monitor, multi-product dispenser, probes, and hanging hardware. | A positive use determination for 50% of the hanging hardware and dispenser; and 100% for the tank monitor and probes. | 2003-05-28 | 32194 | 100
6613 | T1 | 7-Eleven Inc | Store #22904 | 1500 N Hampton | Desoto | TX | 75115 | Dallas | CN600240329 | RN102250859 | Tank monitor, multi-product dispenser, and hanging hardware. | A positive use determination for 50% of the hanging hardware and dispenser; and 100% for the tank monitor. | 2003-05-28 | 49395 | 100
6614 | T1 | 7-Eleven Inc | Store #23195 | 5804 Abrams | Dallas | TX | 75214 | Dallas | CN600240329 | RN102008042 | Tank monitor and hanging hardware. | A positive use determination for 50% of the hanging hardware; and 100% for the tank monitor. | 2003-05-28 | 22715 | 100
6615 | T1 | 7-Eleven Inc | Store #23379 | 7037 Lake June Rd | Dallas | TX | 75217 | Dallas | CN600240329 | RN102005964 | Tank monitor, hanging hardware, multi-product dispenser, and probes. | A positive use determination for 50% of the hanging hardware and dispenser; and 100% for the tank monitor and probes. | 2003-05-28 | 48217 | 100
6616 | T1 | 7-Eleven Inc | Store #23989 | 11803 Preston Rd | Dallas | TX | 75230 | Dallas | CN600240329 | RN102039567 | Tank monitor, hanging hardware, and multi-product dispenser. | A positive use determination for 50% of the hanging hardware and dispenser; and 100% for the tank monitor. | 2003-05-28 | 32881 | 100
6617 | T1 | 7-Eleven Inc | Store #24306 | 6556 Skillman Rd | Dallas | TX | 75231 | Dallas | CN600240329 | RN102130457 | Tank monitor, hanging hardware, and multi-product dispenser. | A positive use determination for 50% of the hanging hardware and dispenser; and 100% for the tank monitor. | 2003-05-28 | 34968 | 100
6618 | T1 | 7-Eleven Inc | Store #24409 | 3001 North Beltline | Irving | TX | 75062 | Dallas | CN600240329 | RN10219221 | Tank monitor, hanging hardware, and multi-product dispenser. | A positive use determination for 50% of the hanging hardware and dispenser; and 100% for the tank monitor. | 2003-05-28 | 49445 | 100
6619 | T1 | 7-Eleven Inc | Store #24415 | 10468 Garland Rd | Dallas | TX | 75218 | Dallas | CN600240329 | RN102211281 | Tank monitor and hanging hardware. | A positive use determination for 50% of the hanging hardware; and 100% for the tank monitor. | 2003-05-28 | 21774 | 100
6620 | T1 | 7-Eleven Inc | Store #24466 | 10100 Burton Rd | Dallas | TX | 75217 | Dallas | CN600240329 | RN102231808 | Hanging hardware, multi-product dispenser, tank monitor, and in-tank probe. | A positive use determination for 50% of the hanging hardware and dispenser; and 100% for the tank monitor and probe. | 2003-05-28 | 57473 | 100
6621 | T1 | 7-Eleven Inc | Store #24499 | 9804 Ferguson Rd | Dallas | TX | 75228 | Dallas | CN600240329 | RN102233822 | Hanging hardware, multi-product dispenser, tank monitor, and in-tank probe. | A positive use determination for 50% of the hanging hardware and dispenser; and 100% for the tank monitor and probe. | 2003-05-28 | 49195 | 100
6622 | T1 | 7-Eleven Inc | Store #24581 | 2161 E Arapahoe Rd | Richardson | TX | 75081 | Dallas | CN600240329 | RN102432788 | Tank monitor | A positive use determination for 100% for the tank monitor. | 2003-05-28 | 9347 | 100
6623 | T1 | 7-Eleven Inc | Store #24582 | 2329 W Airport Fwy | Irving | TX | 75062 | Dallas | CN600240329 | RN102015963 | Hanging hardware and tank monitor. | A positive use determination for 50% of the hanging hardware; and 100% for the tank monitor. | 2003-05-28 | 20734 | 100
6624 | T1 | 7-Eleven Inc | Store #24584 | 4201 Travis Street | Dallas | TX | 75205 | Dallas | CN600240329 | RN102259769 | Hanging hardware, multi-product dispenser, tank monitor, and probe. | A positive use determination for 50% of the hanging hardware and dispenser; and 100% for the tank monitor and probe. | 2003-05-28 | 44179 | 100
6625 | T1 | 7-Eleven Inc | Store #24625 | 3230 West Davis | Dallas | TX | 75211 | Dallas | CN600240329 | RN102432010 | Hanging hardware and tank monitor. | A positive use determination for 50% of the hanging hardware; and 100% for the tank monitor. | 2003-05-28 | 21144 | 100
6626 | T1 | 7-Eleven Inc | Store #24634 | 4163 Northgate Rd | Irving | TX | 75062 | Dallas | CN600240329 | RN102013869 | Hanging hardware, multi-product dispenser, and tank monitor. | A positive use determination for 50% of the hanging hardware and dispenser; and 100% for the tank monitor. | 2003-05-28 | 80401 | 100
6627 | T1 | 7-Eleven Inc | Store #25080 | 17605 Midway Rd | Dallas | TX | 75287 | Dallas | CN600240329 | RN102012911 | Leak detection system and hanging hardware. | A positive use determination for 50% of the hanging hardware; and 100% for the leak detectors. | 2003-05-28 | 26762 | 100
6628 | T1 | 7-Eleven Inc | Store #18688 | 1023 S Hampton Rd | Dallas | TX | 75208 | Dallas | CN600240329 | RN102429859 | Hanging hardware, multi-purpose dispenser, tank monitor, probes, and leak detection system. | A positive use determination for 50% of the hanging hardware and dispenser; and 100% for the leak detectors, tank monitor, and probes. | 2003-05-28 | 48704 | 100
6629 | T1 | 7-Eleven Inc | Store #25274 | 4118 W Airport Frwy | Irving | TX | 75062 | Dallas | CN600240329 | RN102011996 | Nozzles, hoses, tank monitor, leak detection system, and probe | A positive use determination for 50% of the nozzles and hoses; and 100% for the leak detectors, tank monitor, and probes. | 2003-05-28 | 18173 | 100
6630 | T1 | 7-Eleven Inc | Store #25567 | 1155 E Redbird | Dallas | TX | 75241 | Dallas | CN600240329 | RN102256815 | Hanging hardware, multi-purpose dispenser, tank monitor, and in-tank probe. | A positive use determination for 50% of the hanging hardware and dispenser; and 100% for the tank monitor, and probes. | 2003-05-28 | 59090 | 100
6631 | T1 | 7-Eleven Inc | Store #25758 | 1600 E STATE HIGHWAY 356 | Irving | TX | 75060 | Dallas | CN600240329 | RN102009990 | Hanging hardware, multi-purpose dispenser, tank monitor, in-tank probe, hoses & nozzles, and gas storage tanks. | A positive use determination for 50% of the hanging hardware, dispenser, hoses & nozzles, and gas storage tank; and 100% for the tank monitor and probes. | 2003-05-28 | 103595 | 100
6632 | T1 | 7-Eleven Inc | Store #25764 | 10690 Kingsley Rd | Dallas | TX | 75238 | Dallas | CN600240329 | RN102061801 | Hanging hardware, leak detection system, and tank monitor. | A positive use determination for 50% of the hanging hardware; and 100% for the leak detectors and tank monitor. | 2003-05-28 | 25020 | 100
6633 | T1 | 7-Eleven Inc | Store #26151 | 1410 East Illinois | Dallas | TX | 75216 | Dallas | CN600240329 | RN102257813 | Hanging hardware, multi-product dispensers, and tank monitor. | A positive use determination for 50% of the hanging hardware and dispensers; and 100% for the tank monitor. | 2003-05-28 | 38292 | 100
6634 | T1 | 7-Eleven Inc | Store #26702 | 3637 Forest Ln | Dallas | TX | 75234 | Dallas | CN600240329 | RN102143914 | Tank monitor, probes, and hanging hardware. | A positive use determination for 50% of the hanging hardware; and 100% for the tank monitor and probes. | 2003-05-28 | 16406 | 100
6635 | T1 | 7-Eleven Inc | Store #26721 | 2750 West Northwest Highway | Dallas | TX | 75220 | Dallas | CN600240329 | RN102256757 | Tank monitor, probes, and hanging hardware, and multi-product dispenser. | A positive use determination for 50% of the hanging hardware and dispenser; and 100% for the tank monitor and probes. | 2003-05-28 | 53094 | 100
6636 | T1 | 7-Eleven Inc | Store #26724 | 2105 N Hwy 360 Suite B | Grand Prairie | TX | 76050 | Dallas | CN600240329 | RN102892304 | Multi-product dispensers | A positive use determination for 50% of the dispensers. | 2003-05-28 | 12000 | 100
6637 | T1 | 7-Eleven Inc | Store #26771 | 18118 Midway Rd | Dallas | TX | 75252 | Dallas | CN600240329 | RN102274990 | Hanging hardware. | A positive use determination for 50% of the hanging hardware. | 2003-05-28 | 29442 | 100
6638 | T1 | 7-Eleven Inc | Store #26776 | 757 E Belt Line Rd | De Soto | TX | 75115 | Dallas | CN600240329 | RN102021961 | Hanging hardware, probes, and tank monitor. | A positive use determination for 50% of the hanging hardware; and 100% for the probes and tank monitor. | 2003-05-28 | 26834 | 100
6639 | T1 | 7-Eleven Inc | Store #26906 | 225 E Colorado | Dallas | TX | 75203 | Dallas | CN600240329 | RN102031515 | Hanging hardware and leak detection system. | A positive use determination for 50% of the hanging hardware; and 100% for the leak detectors. | 2003-05-28 | 13500 | 100
6640 | T1 | 7-Eleven Inc | Store #27334 | 826 E Hwy 67 | Duncanville | TX | 75137 | Dallas | CN600240329 | RN102231172 | Hanging hardware and tank monitor. | A positive use determination for 50% of the hanging hardware; and 100% for the tank monitor. | 2003-05-28 | 34619 | 100
6641 | T1 | 7-Eleven Inc | Store #27372 | 2635 Willowbrook | Dallas | TX | 75220 | Dallas | CN600240329 | RN102274149 | Hanging hardware, multi-product dispenser, and in-tank probe. | A positive use determination for 50% of the hanging hardware and dispenser; and 100% for the probe. | 2003-05-28 | 56156 | 100
6642 | T1 | 7-Eleven Inc | Store #27427 | 3602 S Lancaster | Dallas | TX | 75216 | Dallas | CN600240329 | RN102049475 | Multi-product dispenser, in-tank probe, and tank monitor. | A positive use determination for 50% of the dispenser; and 100% of the probe and tank monitor. | 2003-05-28 | 37355 | 100
6643 | T1 | 7-Eleven Inc | Store #27441 | 1803 N Galloway | Mesquite | TX | 75149 | Dallas | CN600240329 | RN102028933 | Multi-product dispenser, in-tank probe, and tank monitor. | A positive use determination for 50% of the dispenser; and 100% of the probe and tank monitor. | 2003-05-28 | 50162 | 100
6644 | T1 | 7-Eleven Inc | Store #27528 | 2145 Josey Lane | Carrollton | TX | 75006 | Dallas | CN600240329 | RN102258670 | Tank monitor and hanging hardware. | A positive use determination for 50% of the hanging hardware; and 100% of the tank monitor. | 2003-05-28 | 32970 | 100
6645 | T1 | 7-Eleven Inc | Store #27529 | 18101 Coit Rd | Dallas | TX | 75252 | Dallas | CN600240329 | RN102020039 | Multi-product dispensers, tank monitor, and gas tanks. | A positive use determination for 50% of the dispensers; and 100% of the tank monitor and gas tanks. | 2003-05-28 | 141069 | 100
6646 | T1 | 7-Eleven Inc | Store #27646 | 1102 West Keist | Dallas | TX | 75224 | Dallas | CN600240329 | RN102030608 | Hanging hardware, probes, and tank monitor. | A positive use determination for 50% of the hanging hardware; and 100% of the tank monitor and probes. | 2003-05-28 | 25161 | 100
6647 | T1 | 7-Eleven Inc | Store #27658 | 100 W. Sandy Lake Road | Coppell | TX | 75019 | Dallas | CN600240329 | RN102427259 | Tank monitor, probes, and multi-product dispenser. | A positive use determination for 50% of the dispenser; and 100% of the tank monitor and probes. | 2003-05-28 | 19598 | 100
6648 | T1 | 7-Eleven Inc | Store #27693 | 7815 Garland Rd | Dallas | TX | 75218 | Dallas | CN600240329 | RN102430766 | Hanging hardware, tank monitor, probes, multi-product dispenser, and gas storage tanks. | A positive use determination for 50% of the hanging hardware, gas storage tanks, and dispenser; and 100% of the tank monitor and probes. | 2003-05-28 | 154383 | 100
6649 | T1 | 7-Eleven Inc | Store #29380 | 1501 North Interstate35 E | De Soto | TX | 75115 | Dallas | CN600240329 | RN102253630 | Hanging hardware, tank monitor, and probes. | A positive use determination for 50% of the hanging hardware; and 100% of the tank monitor and probes. | 2003-05-28 | 22666 | 100
6650 | T1 | 7-Eleven Inc | Store #29730 | 6841 W Northwest Hwy | Dallas | TX | 75225 | Dallas | CN600240329 | RN102037298 | Hoses, nozzles, probes, and tank monitor. | A positive use determination for 50% of the hoses and nozzles; and 100% of the tank monitor and probes. | 2003-05-28 | 20283 | 100
6651 | T1 | 7-Eleven Inc | Store #30421 | 1428 Oates | Mesquite | TX | 75150 | Dallas | CN600240329 | RN100676055 | Multi-product dispensers and tank monitor. | A positive use determination for 50% of the dispensers; and 100% of the tank monitor. | 2003-05-28 | 15292 | 100
6652 | T1 | 7-Eleven Inc | Store #30423 | 103 S Cedar Ridge Rd | Duncanville | TX | 75116 | Dallas | CN600240329 | RN102435831 | Multi-product dispensers. | A positive use determination for 50% of the dispensers. | 2003-05-28 | 12000 | 100
6653 | T1 | 7-Eleven Inc | Store #30424 | 1717 NW Highway | Garland | TX | 75041 | Dallas | CN600240329 | RN102238474 | Multi-product dispensers, leak detection system, probes & sensors, tank monitor, and gas storage tanks. | A positive use determination for 50% of the dispensers and gas storage tanks; and 100% of the leak detectors, probes & sensors, and tank monitor. | 2003-05-28 | 109744 | 100
6654 | T1 | 7-Eleven Inc | Store #32379 | 1545 W Hebron Pwky | Carrollton | TX | 75010 | Dallas | CN600240329 | RN101435071 | Multi-product dispensers, probes & sensors, tank monitor, and gas storage tanks. | A positive use determination for 50% of the dispensers and gas storage tanks; and 100% of the probes & sensors, and tank monitor. | 2003-05-28 | 97886 | 100
6655 | T1 | 7-Eleven Inc | Store #32740 | 18078 Marsh Lane | Dallas | TX | 75287 | Dallas | CN600240329 | RN102766037 | Multi-product dispensers, tank monitor, and gas storage tanks. | A positive use determination for 50% of the dispensers and gas storage tanks; and 100% of the tank monitor. | 2003-05-28 | 94116 | 100
6656 | T1 | 7-Eleven Inc | Store #32804 | 8509 Lakeview Parkway | Rowlett | TX | 75088 | Dallas | CN600240329 | RN102053501 | Multi-product dispensers, tank monitor, probes & sensors, hanging hardware, leak detection system, and gas storage tanks. | A positive use determination for 50% of the hanging hardware, dispensers, and gas storage tanks; and 100% of the tank monitor, probes & sensors, and leak detectors. | 2003-05-28 | 109386 | 100
6657 | T1 | 7-Eleven Inc | Store #32805 | 2610 N Highway 360 | Grand Prairie | TX | 75050 | Tarrant | CN600240329 | RN102031044 | Multi-product dispensers, tank monitor, probes & sensors, leak detection system, and gas storage tanks. | A positive use determination for 50% of the dispensers and gas storage tanks; and 100% of the tank monitor, probes & sensors, and leak detectors. | 2003-05-28 | 145843 | 100
6658 | T1 | 7-Eleven Inc | Store #32914 | 6122 Broadway | Garland | TX | 75043 | Dallas | CN600240329 | RN102057007 | Multi-product dispensers and tank monitor. | A positive use determination for 50% of the dispensers; and 100% of the tank monitor. | 2003-05-28 | 47500 | 100
6659 | T1 | 7-Eleven Inc | Store #32915 | 2775 E TRINITY MILLS RD | Carrollton | TX | 75006 | Dallas | CN600240329 | RN102425527 | Multi-product dispensers, hanging hardware, and tank monitor. | A positive use determination for 50% of the dispensers and hanging hardware; and 100% of the tank monitor. | 2003-05-28 | 42940 | 100
6660 | T1 | 7-Eleven Inc | Store #32917 | 1360 S Plano Rd | Richardson | TX | 75081 | Dallas | CN600240329 | RN103102273 | Multi-product dispensers and tank monitor. | A positive use determination for 50% of the dispensers; and 100% of the tank monitor. | 2003-05-28 | 39000 | 100
6661 | T1 | 7-Eleven Inc | Store #32918 | 1025 Airport Freeway | Irving | TX | 75061 | Dallas | CN600240329 | RN102092533 | Multi-product dispensers and tank monitor. | A positive use determination for 50% of the dispensers; and 100% of the tank monitor. | 2003-05-28 | 56000 | 100
6662 | T1 | 7-Eleven Inc | Store #32920 | 1405 Buckingham | Garland | TX | 75042 | Dallas | CN600240329 | RN100715150 | Multi-product dispensers, hanging hardware, and tank monitor. | A positive use determination for 50% of the dispensers and hanging hardware; and 100% of the tank monitor. | 2003-05-28 | 44075 | 100
6663 | T1 | 7-Eleven Inc | Store #32924 | 5601 Lemmon Ave | Dallas | TX | 75219 | Dallas | CN600240329 | RN102435443 | Multi-product dispensers, hanging hardware, leak detection system, probes & sensors, tank monitor, and gas storage tanks. | A positive use determination for 50% of the dispensers, gas storage tanks, and hanging hardware; and 100% of the tank monitor, probes & sensors, and leak detectors. | 2003-05-28 | 140464 | 100
6664 | T1 | 7-Eleven Inc | Store #33116 | 6881 Greenville Ave | Dallas | TX | 75231 | Dallas | CN600240329 | RN103009346 | Multi-product dispensers, tank monitor, and gas storage tanks. | A positive use determination for 50% of the dispensers and gas storage tanks; and 100% of the tank monitor. | 2003-05-28 | 104736 | 100
6665 | T1 | 7-Eleven Inc | Store #33121 | 4200 Abrams | Dallas | TX | 75214 | Dallas | CN600240329 | RN102429669 | Multi-product dispensers, hanging hardware, leak detection system, probes & sensors, tank monitor, and gas storage tanks. | A positive use determination for 50% of the dispensers, hanging hardware, and gas storage tanks; and 100% of the leak detectors, probes & sensors, and tank monitor. | 2003-05-28 | 152263 | 100
6666 | T1 | 7-Eleven Inc | Store #33126 | 7801 N Beltline Rd | Irving | TX | 75063 | Dallas | CN600240329 | RN102025095 | Multi-product dispensers, hanging hardware, leak detection system, probes & sensors, tank monitor, and gas storage tanks. | A positive use determination for 50% of the dispensers, hanging hardware, and gas storage tanks; and 100% of the leak detectors, probes & sensors, and tank monitor. | 2003-05-28 | 131481 | 100
6667 | T1 | 7-Eleven Inc | Store #33128 | 6530 George Bush Hwy | Garland | TX | 75040 | Dallas | CN600240329 | RN102860996 | Multi-product dispensers, tank monitor, and gas storage tanks. | A positive use determination for 50% of the dispensers and gas storage tanks; and 100% of the tank monitor. | 2003-05-28 | 108946 | 100
6668 | T1 | 7-Eleven Inc | Store #33275 | 5501 S Buckner Blvd | Dallas | TX | 75227 | Dallas | CN600240329 | RN103769386 | Multi-product dispensers, tank monitor, and gas storage tanks. | A positive use determination for 50% of the dispensers and gas storage tanks; and 100% of the tank monitor. | 2003-05-28 | 115060 | 100
6669 | T1 | 7-Eleven Inc | Store #12189 | 3601 E 14TH ST | Plano | TX | 75074 | Collin | CN600240329 | RN102248283 | Tank monitor and Hanging Hardware. | A positive use determination of 100% for the tank monitor and a positive use determination of 50% for the hanging hardware. | 2003-05-27 | 31391 | 100
6670 | T1 | 7-Eleven Inc | Store #25080 | 17605 Midway Rd | Dallas | TX | 75287 | Collin | CN600240329 | RN102012911 | Leak Detection System and Hanging Hardware.. | A positive use determination of 100% for the leak detection system and a positive use determination of 50% for the hanging hardware. | 2003-05-27 | 26762 | 100
6671 | T1 | 7-Eleven Inc | Store #26264 | 100 N Greenville | Allen | TX | 75002 | Collin | CN600240329 | RN102267275 | Tank Monitor and Hanging Hardware.. | A positive use determination of 100% for the tank monitor and a positive use determination of 50% for the hanging hardware. | 2003-05-27 | 12589 | 100
6672 | T1 | 7-Eleven Inc | Store #26699 | 2912 Legacy Dr | Plano | TX | 75024 | Collin | CN600240329 | RN102436813 | Tank Monitor, Multi-Prod Dispensers and Hanging Hardware.. | A positive use determination of 100% for the tank monitor and a positive use determination of 50% for the hanging hardware and the multi-product dispensers. | 2003-05-27 | 32830 | 100
6673 | T1 | 7-Eleven Inc | Store #26771 | 18118 Midway Rd | Dallas | TX | 75252 | Collin | CN600240329 | RN102274990 | Hanging Hardware. | A positive use determination of 50% for the hanging hardware. | 2003-05-27 | 29442 | 100
6675 | T1 | 7-Eleven Inc | Store #27529 | 18101 Coit Rd | Dallas | TX | 75252 | Collin | CN600240329 | RN102020039 | Multi-Prod Dispensers, Tank Monitor, and Gas Tanks. | A positive use determination of 50% for the multi-prod dispensers and the gas tanks. A positive use determination of 100% for the tank monitor. | 2003-05-27 | 141069 | 100
6676 | T1 | 7-Eleven Inc | Store #29234 | 2101 W 15TH ST | Plano | TX | 75075 | Collin | CN600240329 | RN102049566 | Multi-Prod Dispensers, Tank Monitor, Leak Detection System and Probes. | A positive use determination of 50% for the multi-prod dispensers. A positive use determination of 100% for the tank monitor, leak detection system and probes. | 2003-05-27 | 20013 | 100
6677 | T1 | 7-Eleven Inc | Store #30418 | 996 W Parker Rd | Plano | TX | 75075 | Collin | CN600240329 | RN102271236 | Multi-Prod Dispensers and Tank Monitor. | A positive use determination of 50% for the multi-prod dispensers and the hanging hardware. A positive use determination of 100% for the tank monitor. | 2003-05-27 | 22066 | 100
6678 | T1 | 7-Eleven Inc | Store #32242 | 7225 Preston Rd | Frisco | TX | 75034 | Collin | CN600240329 | RN102027745 | Multi-Prod Dispensers, Tank Monitor, Probes and Sensors and Gas Tanks. | A positive use determination of 50% for the multi-prod dispensers and the gas tanks. A positive use determination of 100% for the tank monitor and the probe & sensors. | 2003-05-27 | 146196 | 100
6679 | T1 | 7-Eleven Inc | Store #32329 | 100 W Springcreek Pkwy | Plano | TX | 75023 | Collin | CN600240329 | RN102058385 | Multi-Prod Dispensers, Tank Monitor, In-Tank Probes and Sensors, Hanging Hardware and Gas Tanks. | A positive use determination of 50% for the multi-prod dispensers, hanging hardware and the gas tanks. A positive use determination of 100% for the tank monitor and the probe & sensors. | 2003-05-27 | 137675 | 100
6680 | T1 | 7-Eleven Inc | Store #32723 | 4001 W Spring Creek Pkwy | Plano | TX | 75024 | Collin | CN600240329 | RN101532968 | Multi-Prod Dispensers, Tank Monitor, Leak Detection System and Gas Tanks. | A positive use determination of 50% for the multi-prod dispensers and the gas tanks. A positive use determination of 100% for the tank monitor and the leak detection system. | 2003-05-27 | 112241 | 100
6681 | T1 | 7-Eleven Inc | Store #32811 | 3100 Eldorado Pkwy | McKinney | TX | 75069 | Collin | CN600240329 | RN102257623 | Multi-Prod Dispensers, In-Tank Probes & Sensors, Hanging Hardware, Tank Monitor, Leak Detection System and Gas Tanks. | A positive use determination of 50% for the multi-prod dispensers, hanging hardware and the gas tanks. A positive use determination of 100% for the tank monitor, probes & sensors, and the leak detection system. | 2003-05-27 | 125816 | 100
6682 | T1 | 7-Eleven Inc | Store #32870 | 1004 W McDermott | Allen | TX | 75002 | Collin | CN600240329 | RN102019841 | Multi-Prod Dispensers, In-Tank Probes & Sensors, Tank Monitor, Leak Detection System and Gas Tanks. | A positive use determination of 50% for the multi-prod dispensers and the gas tanks. A positive use determination of 100% for the tank monitor, probes & sensors, and the leak detection system. | 2003-05-27 | 128836 | 100
6683 | T1 | 7-Eleven Inc | Store #32912 | 6465 Preston Road | Frisco | TX | 75024 | Collin | CN600240329 | RN102820511 | Multi-Prod Dispensers, Tank Monitor, and Gas Tanks. | A positive use determination of 50% for the multi-prod dispensers and the gas tanks. A positive use determination of 100% for the tank monitor. | 2003-05-27 | 132570 | 100
6684 | T1 | 7-Eleven Inc | Store #33066 | 3650 Preston Road | Frisco | TX | 75034 | Collin | CN600240329 | RN103009163 | Multi-Prod Dispensers, Tank Monitor, and Gas Tanks. | A positive use determination of 50% for the multi-prod dispensers and the gas tanks. A positive use determination of 100% for the tank monitor. | 2003-05-27 | 126269 | 100
6685 | T1 | 7-Eleven Inc | Store #33117 | 11065 FM 720 | Frisco | TX | 75035 | Collin | CN600240329 | RN103780300 | Multi-Prod Dispensers, Tank Monitor, In-Tank Probes & Sensors, Leak Detection Systems Hanging Hardware and Gas Tanks. | A positive use determination of 50% for the multi-prod dispensers, hanging hardware and the gas tanks. A positive use determination of 100% for the tank monitor, probes & sensors, and leak detection system. | 2003-05-27 | 144167 | 100
6686 | T1 | 7-Eleven Inc | Store #33118 | 5020 W Virginia PKWY | McKinney | TX | 75071 | Collin | CN600240329 | RN103009353 | Multi-Prod Dispensers, Tank Monitor and Gas Tanks. | A positive use determination of 50% for the multi-prod dispensers and the gas tanks. A positive use determination of 100% for the tank monitor. | 2003-05-27 | 101748 | 100
6687 | T1 | 7-Eleven Inc | Store #33119 | 4609 Coit Rd | Frisco | TX | 75035 | Collin | CN600240329 | RN102019288 | Multi-Prod Dispensers, Tank Monitor, In-Tank Probes & Sensors, Hanging Hardware, Leak Detection Systems and Gas Tanks. | A positive use determination of 50% for the multi-prod dispensers, hanging hardware and the gas tanks. A positive use determination of 100% for the tank monitor, probes & sensors, and leak detection system.. | 2003-05-27 | 144159 | 100
6688 | T1 | 7-Eleven Inc | Store #33130 | 1600 E Main | Allen | TX | 75002 | Collin | CN600240329 | RN102429446 | Multi-Prod Dispensers, Tank Monitor, Hanging Hardware and Gas Tanks. | A positive use determination of 50% for the multi-prod dispensers, hanging hardware and the gas tanks. A positive use determination of 100% for the tank monitor. | 2003-05-27 | 149578 | 100
6689 | T1 | 7-Eleven Inc | Store #33276 | 421 Stacy Rd | Fairview | TX | 75069 | Collin | CN600240329 | RN102036688 | Multi-Prod Dispensers, Tank Monitor, Hanging Hardware, Probes & Sensors, Leak Detection Systems and Gas Tanks. | A positive use determination of 50% for the multi-prod dispensers, hanging hardware and the gas tanks. A positive use determination of 100% for the tank monitor, probes & sensors, and leak detection system. | 2003-05-27 | 147424 | 100
6690 | T1 | 7-Eleven Inc | Store #33302 | 10565 Custer Rd | Frisco | TX | 75034 | Collin | CN600240329 | RN102851680 | Multi-Prod Dispensers, Tank Monitor, Hanging Hardware, Probes & Sensors, Leak Detection Systems and Gas Tanks. | A positive use determination of 50% for the multi-prod dispensers, hanging hardware and the gas tanks. A positive use determination of 100% for the tank monitor, probes & sensors, and leak detection system. | 2003-05-27 | 118426 | 100
6691 | T1 | Akzo Nobel Polymer Chemicals LLC | Akzo Nobel Bayport Site | 13000 Bay Park Rd | Pasadena | TX | 77507 | Harris | CN600125496 | RN104262704 | Thermal oxidizer, MPP vent fan to RTO, MPP comfort fan, and Perester vent fan. | A positive use determination for 100% of a thermal oxidizer with associated equipment. | 2003-04-01 | 2781713 | 100
6692 | T1 | 7-Eleven Inc | Store #22996 | 2501 W Division | Arlington | TX | 76012 | Tarrant | CN600240329 | RN102041936 | Monitor, multi-product dispenser, and hanging hardware. | A positive use determination of 50% for the multi-prod dispensers and hanging hardware. A positive use determination of 100% for the tank monitor. | 2003-05-27 | 45073 | 100
6693 | T1 | 7-Eleven Inc | Store #23858 | 2800 NE 28th St | Fort Worth | TX | 76111 | Tarrant | CN600240329 | RN102051687 | Multi-product dispenser and hanging hardware. | A positive use determination of 50% for the multi-prod dispensers and hanging hardware. | 2003-05-27 | 74473 | 100
6694 | T1 | 7-Eleven Inc | Store #24273 | 3303 South Cooper | Arlington | TX | 76015 | Tarrant | CN600240329 | RN102262235 | Multi-product dispensers, leak detection system, and hanging hardware. | A positive use determination of 50% for the multi-prod dispensers and hanging hardware. A positive use determination of 100% for the leak detection system. | 2003-05-27 | 23780 | 100
6695 | T1 | 7-Eleven Inc | Store #24382 | 8521 Hwy 580 | Fort Worth | TX | 76116 | Tarrant | CN600240329 | RN102932779 | Monitor and hanging hardware. | A positive use determination of 50% for the hanging hardware. A positive use determination of 100% for the monitoring system. | 2003-05-27 | 20930 | 100
6696 | T1 | 7-Eleven Inc | Store #24843 | 428 Bedford Rd | Bedford | TX | 76022 | Tarrant | CN600240329 | RN102035128 | Monitor, probes & sensors, multi-product dispenser, and hanging hardware. | A positive use determination of 50% for the multi-prod dispensers and hanging hardware. A positive use determination of 100% for the monitoring system and the probes & sensors. | 2003-05-27 | 36560 | 100
6697 | T1 | 7-Eleven Inc | Store #25196 | 5400 S Cooper | Arlington | TX | 76017 | Tarrant | CN600240329 | RN102037777 | Monitor and hanging hardware. | A positive use determination of 50% for the hanging hardware. A positive use determination of 100% for the monitoring system. | 2003-05-27 | 18230 | 100
6698 | T1 | 7-Eleven Inc | Store #25299 | 700 W Interstate 20 | Arlington | TX | 76017 | Tarrant | CN600240329 | RN102035581 | Monitor and hanging hardware. | A positive use determination of 50% for the hanging hardware. A positive use determination of 100% for the monitoring system. | 2003-05-27 | 34613 | 100
6699 | T1 | 7-Eleven Inc | Store #25492 | 900 E Park Row Dr | Arlington | TX | 76010 | Tarrant | CN600240329 | RN102033560 | Monitor, multi-product dispensers, and hanging hardware. | A positive use determination of 50% for the multi-product dispensers and the hanging hardware. A positive use determination of 100% for the monitoring system. | 2003-05-27 | 41225 | 100
6700 | T1 | 7-Eleven Inc | Store #25500 | 5198 Rufe Snow Dr | North Richland Hills | TX | 76180 | Tarrant | CN600240329 | RN102033115 | Probes & sensors, multi-product dispensers, and hanging hardware. | A positive use determination of 50% for the multi-product dispensers and the hanging hardware. A positive use determination of 100% for the probes and sensors. | 2003-05-27 | 36093 | 100
6701 | T1 | 7-Eleven Inc | Store #25762 | 4500 Sycamore School Rd | Fort Worth | TX | 76133 | Tarrant | CN600240329 | RN102048436 | Monitor and hanging hardware. | A positive use determination of 50% for the hanging hardware. A positive use determination of 100% for the monitor. | 2003-05-27 | 5655 | 100
6702 | T1 | 7-Eleven Inc | Store #26128 | 705 N Collins Ave | Arlington | TX | 76011 | Tarrant | CN600240329 | RN102017589 | Monitor, probes & sensors, multi-product dispensers, and hanging hardware. | A positive use determination of 50% for the multi-product dispensers and the hanging hardware. A positive use determination of 100% for the monitor and the probes & sensors. | 2003-05-27 | 41883 | 100
6703 | T1 | 7-Eleven Inc | Store #26349 | 2300 W Green Oaks Blvd | Arlington | TX | 76016 | Tarrant | CN600240329 | RN102269743 | Monitor and hanging hardware. | A positive use determination of 50% for the hanging hardware. A positive use determination of 100% for the monitor. | 2003-05-27 | 20025 | 100
6704 | T1 | 7-Eleven Inc | Store #26560 | 2500 Forest Park | Fort Worth | TX | 76110 | Tarrant | CN600240329 | RN102059128 | Monitor, probes & sensors, multi-product dispenser, and hanging hardware. | A positive use determination of 50% for the hanging hardware and the multi-product dispenser. A positive use determination of 100% for the monitor and the probes and sensors. . | 2003-05-27 | 25107 | 100
6705 | T1 | 7-Eleven Inc | Store #26580 | 14200 Trinity Blvd | Fort Worth | TX | 76155 | Tarrant | CN600240329 | RN101682417 | Monitor and hanging hardware. | A positive use determination of 50% for the hanging hardware. A positive use determination of 100% for the monitor. | 2003-05-27 | 19159 | 100
6706 | T1 | 7-Eleven Inc | Store #26634 | 1100 N Hwy 287 | Mansfield | TX | 76063 | Tarrant | CN600240329 | RN102254604 | Monitor and hanging hardware. | A positive use determination of 50% for the hanging hardware. A positive use determination of 100% for the monitor. | 2003-05-27 | 16866 | 100
6707 | T1 | 7-Eleven Inc | Store #26657 | 2390 Fuller-Wiser Rd | Euless | TX | 76039 | Tarrant | CN600240329 | RN102016516 | Monitor and hanging hardware. | A positive use determination of 50% for the hanging hardware. A positive use determination of 100% for the monitor. | 2003-05-27 | 21863 | 100
6708 | T1 | 7-Eleven Inc | Store #26724 | 2105 N Hwy 360 Suite B | Grand Prairie | TX | 76050 | Tarrant | CN600240329 | RN102892304 | Multi-product dispensers. | A positive use determination of 50% for the multi-product dispenser. | 2003-05-27 | 12000 | 100
6709 | T1 | 7-Eleven Inc | Store #26890 | 7001 Rufe Snow Dr | Watauga | TX | 76148 | Tarrant | CN600240329 | RN102007903 | Monitor, probes, and sensors. | A positive use determination of 100% for the monitor and the probes & sensors. | 2003-05-27 | 11561 | 100
6710 | T1 | 7-Eleven Inc | Store #27239 | 1101 E NW Pkwy #100 | Southlake | TX | 76092 | Tarrant | CN600240329 | RN102005915 | Monitor, multi-product dispenser, and hanging hardware. | A positive use determination of 100% for the monitor. A positive use determination of 50% for the multi-product dispenser and the hanging hardware. | 2003-05-27 | 23703 | 100
6711 | T1 | 7-Eleven Inc | Store #27328 | 3011 State Hwy. 121 | Euless | TX | 76039 | Tarrant | CN600240329 | RN102485521 | Monitor, multi-product dispenser, probes & sensors, hanging hardware, and gas storage tanks. | A positive use determination of 100% for the tank monitor and the probes & sensors. A positive use determination of 50% for the multi-product dispenser, the hanging hardware and the gas tanks. | 2003-05-27 | 129071 | 100
6712 | T1 | 7-Eleven Inc | Store #27374 | 6300 Denton Hwy | Watauga | TX | 76148 | Tarrant | CN600240329 | RN102020872 | Monitor and hanging hardware. | A positive use determination of 100% for the tank monitor. A positive use determination of 50% for the hanging hardware. | 2003-05-27 | 34684 | 100
6713 | T1 | 7-Eleven Inc | Store #27575 | 3300 Western Center Blvd | Fort Worth | TX | 76135 | Tarrant | CN600240329 | RN101689917 | Monitor and hanging hardware. | A positive use determination of 100% for the tank monitor. A positive use determination of 50% for the hanging hardware. | 2003-05-27 | 19429 | 100
6714 | T1 | 7-Eleven Inc | Store #29347 | 100 NE 28th St | Fort Worth | TX | 76164 | Tarrant | CN600240329 | RN102005329 | Multi-product dispensers. | A positive use determination of 50% for the multi-product dispensers. | 2003-05-27 | 12000 | 100
6715 | T1 | 7-Eleven Inc | Store #30462 | 2820 Central Drive | Bedford | TX | 76021 | Tarrant | CN600240329 | RN102019858 | Multi-product dispensers. | A positive use determination of 50% for the multi-product dispensers. | 2003-05-27 | 12000 | 100
6716 | T1 | 7-Eleven Inc | Store #30463 | 6637 Watauga Road | Watauga | TX | 76148 | Tarrant | CN600240329 | RN102274255 | Multi-product dispensers. | A positive use determination of 50% for the multi-product dispensers. | 2003-05-27 | 12000 | 100
6717 | T1 | 7-Eleven Inc | Store #32805 | 2610 N Highway 360 | Grand Prairie | TX | 75050 | Tarrant | CN600240329 | RN102031044 | Monitor, probes & sensors, leak detection system, multi-product dispensers, and gas storage tanks. | A positive use determination of 50% for the multi-product dispensers and gas storage tanks. A positive use determination of 100% for the tank monitor, the probes & sensors, and the leak detection system. | 2003-05-27 | 145843 | 100
6718 | T1 | 7-Eleven Inc | Store #32913 | 4801 W Pioneer Pkwy | Arlington | TX | 76013 | Tarrant | CN600240329 | RN102037108 | Monitor, probes & sensors, leak detection system, multi-product dispensers, and hanging hardware. | A positive use determination of 50% for the multi-product dispensers and the hanging hardware. A positive use determination of 100% for the tank monitor, the probes & sensors, and the leak detection system. | 2003-05-27 | 62875 | 100
6719 | T1 | 7-Eleven Inc | Store #32921 | 2101 Hwy 114 | Trophy Club | TX | 76262 | Tarrant | CN600240329 | RN102061603 | Monitor, probes & sensors, multi-product dispenser, and hanging hardware. | A positive use determination of 50% for the multi-product dispensers and the hanging hardware. A positive use determination of 100% for the tank monitor and the probes & sensors. | 2003-05-27 | 19859 | 100
6720 | T1 | 7-Eleven Inc | Store #32922 | 1600 W Southlake Blvd | Southlake | TX | 76092 | Tarrant | CN600240329 | RN102038809 | Monitor, probes & sensors, and multi-product dispenser. | A positive use determination of 50% for the multi-product dispensers. A positive use determination of 100% for the tank monitor and the probes & sensors. | 2003-05-27 | 68071 | 100
6721 | T1 | 7-Eleven Inc | Store #33129 | 7050 Bryant Irvin Rd | Fort Worth | TX | 76132 | Tarrant | CN600240329 | RN102257458 | Monitor, probes & sensors, leak detection system, multi-product dispenser, hanging hardware, and gas storage tanks. | A positive use determination of 50% for the multi-product dispensers, hanging hardware, and gas storage tanks. A positive use determination of 100% for the tank monitor, the leak detection system, and the probes & sensors. | 2003-05-27 | 152147 | 100
6722 | T1 | 7-Eleven Inc | Store #33274 | 1401 W 7Th @ Summit | Fort Worth | TX | 76102 | Tarrant | CN600240329 | RN101570596 | Monitor, probes & sensors, leak detection system, multi-product dispensers, and gas storage tanks. | A positive use determination of 50% for the multi-product dispensers and gas storage tanks. A positive use determination of 100% for the tank monitor, the leak detection system, and the probes & sensors. | 2003-05-27 | 160419 | 100
6723 | T1 | 7-Eleven Inc | Store #33282 | 8101 Matlock Rd | Arlington | TX | 76002 | Tarrant | CN600240329 | RN101549285 | Monitor, probes & sensors, multi-product dispenser, and gas storage tanks. | A positive use determination of 50% for the multi-product dispensers and gas storage tanks. A positive use determination of 100% for the tank monitor and the probes & sensors. | 2003-05-27 | 139860 | 100
6724 | T1 | 7-Eleven Inc | Store #12475 | 2536 East Lancaster | Fort Worth | TX | 76103 | Tarrant | CN600240329 | RN102008125 | Monitor, probes & sensors, multi-product dispenser, leak detection system, hanging hardware, and gas storage tanks. | A positive use determination of 50% for the multi-product dispensers, hanging hardware and gas storage tanks. A positive use determination of 100% for the tank monitor, leak detection systems, and the probes & sensors. | 2003-05-27 | 144070 | 100
6725 | T1 | 7-Eleven Inc | Store #12494 | 600 S Center St | Arlington | TX | 76010 | Tarrant | CN600240329 | RN102429156 | Monitor, multi-product dispenser, probes & sensors, and hanging hardware. | A positive use determination of 50% for the multi-product dispensers and hanging hardware. A positive use determination of 100% for the tank monitor and the probes & sensors. | 2003-05-27 | 47025 | 100
6726 | T1 | 7-Eleven Inc | Store #12526 | 111 University Dr | Fort Worth | TX | 76107 | Tarrant | CN600240329 | RN102027059 | Multi-product dispenser and hanging hardware. | A positive use determination of 50% for the multi-product dispensers and hanging hardware. | 2003-05-27 | 25739 | 100
6727 | T1 | 7-Eleven Inc | Store #12529 | 4301 Camp Bowie | Fort Worth | TX | 76107 | Tarrant | CN600240329 | RN102026044 | Monitor, multi-product dispenser, hanging hardware, and gas storage tanks. | A positive use determination of 50% for the multi-product dispensers, gas storage tanks, and hanging hardware. A positive use determination of 100% for the tank monitor. | 2003-05-27 | 96207 | 100
6728 | T1 | 7-Eleven Inc | Store #12542 | 3200 W 7Th St | Fort Worth | TX | 76107 | Tarrant | CN600240329 | RN102000429 | Multi-product dispenser and probes & sensors. | A positive use determination of 50% for the multi-product dispensers. A positive use determination of 100% for the probes & sensors. | 2003-05-27 | 34556 | 100
6729 | T1 | 7-Eleven Inc | Store #12550 | 2945 West Berry St | Fort Worth | TX | 76109 | Tarrant | CN600240329 | RN102282092 | Monitor, multi-product dispenser, hanging hardware, probes & sensors, and gas storage tanks. | A positive use determination of 50% for the multi-product dispensers, hanging hardware, and gas storage tanks. A positive use determination of 100% for the probes & sensors and the tank monitor.. | 2003-05-27 | 156629 | 100
6730 | T1 | 7-Eleven Inc | Store #12562 | 6800 Azle Ave | Lake Worth | TX | 76135 | Tarrant | CN600240329 | RN102015773 | Monitor, multi-product dispenser, and hanging hardware. | A positive use determination of 50% for the multi-product dispensers and hanging hardware. A positive use determination of 100% for the tank monitor.. | 2003-05-27 | 45495 | 100
6731 | T1 | 7-Eleven Inc | Store #17752 | 700 N Riverside Dr | Fort Worth | TX | 76111 | Tarrant | CN600240329 | RN102057817 | Monitor, multi-product dispenser, probes & sensors, and hanging hardware. | A positive use determination of 50% for the multi-product dispensers and hanging hardware. A positive use determination of 100% for the tank monitor and the probes & sensors. | 2003-05-27 | 33601 | 100
6732 | T1 | 7-Eleven Inc | Store #17987 | 600 W Pipeline Rd | Hurst | TX | 76053 | Tarrant | CN600240329 | RN102023090 | Monitor, multi-product dispenser, probes & sensors, leak detection system, and hanging hardware. | A positive use determination of 50% for the multi-product dispensers and hanging hardware. A positive use determination of 100% for the tank monitor, leak detection hardware, and the probes & sensors. | 2003-05-27 | 34009 | 100
6733 | T1 | 7-Eleven Inc | Store #18555 | 2801 East Park Row | Arlington | TX | 76010 | Tarrant | CN600240329 | RN102049715 | Monitor, multi-product dispenser, probes & sensors, leak detection system, and hanging hardware. | A positive use determination of 50% for the multi-product dispensers and hanging hardware. A positive use determination of 100% for the tank monitor, leak detection hardware, and the probes & sensors. | 2003-05-27 | 34625 | 100
6734 | T1 | 7-Eleven Inc | Store #18746 | 1622 Hemphill at Allen | Fort Worth | TX | 76104 | Tarrant | CN600240329 | RN101689065 | Monitor, multi-product dispenser, and hanging hardware. | A positive use determination of 50% for the multi-product dispensers and hanging hardware. A positive use determination of 100% for the tank monitor. | 2003-05-27 | 34318 | 100
6735 | T1 | 7-Eleven Inc | Store #19375 | 800 Forest Ridge | Bedford | TX | 76021 | Tarrant | CN600240329 | RN102253556 | Multi-product dispenser, probes & sensors, and hanging hardware. | A positive use determination of 50% for the multi-product dispensers and hanging hardware. A positive use determination of 100% for the probes & sensors. | 2003-05-27 | 21495 | 100
6736 | T1 | 7-Eleven Inc | Store #20301 | 780 Grapevine Hwy. | Hurst | TX | 76054 | Tarrant | CN600240329 | RN102045069 | Monitor. | A positive use determination of 100% for the tank monitor.. | 2003-05-27 | 8154 | 100
6737 | T1 | 7-Eleven Inc | Store #20427 | 1516 W Berry St | Fort Worth | TX | 76110 | Tarrant | CN600240329 | RN102427028 | Multi-product dispenser and hanging hardware. | A positive use determination of 50% for the multi-product dispensers and hanging hardware. | 2003-05-27 | 18266 | 100
6738 | T1 | 7-Eleven Inc | Store #20446 | 3201 N Beach St | Fort Worth | TX | 76119 | Tarrant | CN600240329 | RN101689701 | Multi-product dispenser and hanging hardware. | A positive use determination of 50% for the multi-product dispensers and hanging hardware. | 2003-05-27 | 36998 | 100
6739 | T1 | 7-Eleven Inc | Store #20462 | 501 Boyd Rd | Azle | TX | 76020 | Tarrant | CN600240329 | RN102427341 | Multi-product dispenser and hanging hardware. | A positive use determination of 50% for the multi-product dispensers and hanging hardware. | 2003-05-27 | 22558 | 100
6740 | T1 | 7-Eleven Inc | Store #20486 | 401 E Pipeline | Bedford | TX | 76021 | Tarrant | CN600240329 | None Assigned | Monitor and hanging hardware. | A positive use determination of 50% for the multi-product dispensers and hanging hardware. | 2003-05-27 | 24292 | 100
6741 | T1 | 7-Eleven Inc | Store #20850 | 2000 W NORTHWEST HWY | Grapevine | TX | 76051 | Tarrant | CN600240329 | RN102042454 | Monitor and hanging hardware. | A positive use determination of 50% for the hanging hardware. A positive use determination of 100% for the tank monitor. | 2003-05-27 | 21714 | 100
6742 | T1 | 7-Eleven Inc | Store #21569 | 1201 W Randol Mill Rd | Arlington | TX | 76012 | Tarrant | CN600240329 | RN102042892 | Monitor, probes & sensors, leak detection system, multi-product dispensers, and hanging hardware. | A positive use determination of 50% for the multi-product dispensers and the hanging hardware. A positive use determination of 100% for the tank monitor, the leak detection system and the probes & sensors. | 2003-05-27 | 51051 | 100
6743 | T1 | 7-Eleven Inc | Store #22442 | 9098 Hwy 80 W | Fort Worth | TX | 76116 | Tarrant | CN600240329 | RN102060738 | Monitor and hanging hardware. | A positive use determination of 50% for the hanging hardware. A positive use determination of 100% for the tank monitor. | 2003-05-27 | 21714 | 100
6744 | T1 | 7-Eleven Inc | Store #20119 | 1115 E University | Denton | TX | 76201 | Denton | CN600240329 | RN102045770 | Monitor and hanging hardware. | A positive use determination for 50% of the hanging hardware; and 100% of the monitor. | 2003-05-28 | 20187 | 100
6745 | T1 | 7-Eleven Inc | Store #21495 | 1415 West Oak | Denton | TX | 76201 | Denton | CN600240329 | RN102261971 | Monitor, hanging hardware, multi-product dispensers, and probes. | A positive use determination for 50% of the hanging hardware and dispensers; and 100% of the monitor and probes. | 2003-05-28 | 33631 | 100
6746 | T1 | 7-Eleven Inc | Store #23638 | 1629 W University | Denton | TX | 76201 | Denton | CN600240329 | RN102038734 | Monitor and hanging hardware. | A positive use determination for 50% of the hanging hardware; and 100% of the monitor. | 2003-05-28 | 21061 | 100
6747 | T1 | 7-Eleven Inc | Store #23864 | 1302 W Main St | Lewisville | TX | 75067 | Denton | CN600240329 | RN102037090 | Monitor, hanging hardware, and in-tank probe. | A positive use determination for 50% of the hanging hardware; and 100% of the monitor and probe. | 2003-05-28 | 22555 | 100
6748 | T1 | 7-Eleven Inc | Store #25268 | 966 Mill St | Lewisville | TX | 75067 | Denton | CN600240329 | RN102267317 | Monitor. | A positive use determination for 100% of the monitor. | 2003-05-28 | 9010 | 100
6749 | T1 | 7-Eleven Inc | Store #26412 | 193 E Corporate Dr. | Lewisville | TX | 75067 | Denton | CN600240329 | RN102063500 | Monitor and in-tank probes. | A positive use determination for 100% of the monitor and probes. | 2003-05-28 | 13281 | 100
6750 | T1 | 7-Eleven Inc | Store #26528 | 1024 Dallas Dr | Denton | TX | 76205 | Denton | CN600240329 | RN102008943 | Monitor and hanging hardware. | A positive use determination for 50% of the hanging hardware; and 100% of the monitor. | 2003-05-28 | 18937 | 100
6751 | T1 | 7-Eleven Inc | Store #26575 | 1610 Teasley Lane | Denton | TX | 76205 | Denton | CN600240329 | RN102282415 | Tank monitor. | A positive use determination for 100% of the monitor. | 2003-05-28 | 8555 | 100
6752 | T1 | 7-Eleven Inc | Store #29404 | 1001 Fox Avenue | Lewisville | TX | 75067 | Denton | CN600240329 | RN100717305 | Probe and multi-product dispensers. | A positive use determination for 50% of the dispensers; and 100% of the probe. | 2003-05-28 | 13567 | 100
6753 | T1 | 7-Eleven Inc | Store #32379 | 1545 W Hebron Pwky | Carrollton | TX | 75010 | Denton | CN600240329 | RN101435071 | Probes & sensors, tank monitor, multi-product dispenser, and gas storage tanks. | A positive use determination for 50% of the dispenser and gas storage tanks; and 100% of the probes & sensors, and monitor. | 2003-05-28 | 97886 | 100
6754 | T1 | 7-Eleven Inc | Store #32740 | 18078 Marsh Lane | Dallas | TX | 75287 | Denton | CN600240329 | RN102766037 | Tank monitor, multi-product dispenser, and gas storage tanks. | A positive use determination for 50% of the dispenser and gas storage tanks; and 100% of the monitor. | 2003-05-28 | 94116 | 100
6755 | T1 | 7-Eleven Inc | Store #32921 | 2101 Hwy 114 | Trophy Club | TX | 76262 | Denton | CN600240329 | RN102061603 | Tank monitor, multi-product dispenser, hanging hardware, probes & sensors, and gas storage tanks. | A positive use determination for 50% of the dispenser, hanging hardware, and gas storage tanks; and 100% of the monitor and probes & sensors. | 2003-05-28 | 55859 | 100
6756 | T1 | 7-Eleven Inc | Store #33091 | 3040 East Hebron Pkwy | Carrollton | TX | 75010 | Denton | CN600240329 | RN102016193 | Tank monitor, multi-product dispensers, and gas storage tanks. | A positive use determination for 50% of the dispensers and gas storage tanks; and 100% of the monitor. | 2003-05-28 | 136362 | 100
6757 | T1 | 7-Eleven Inc | Store #33093 | 900 W Highway 114 Bypass | Roanoka | TX | 76262 | Denton | CN600240329 | RN103009262 | Tank monitor, multi-product dispensers, and gas storage tanks. | A positive use determination for 50% of the dispensers and gas storage tanks; and 100% of the monitor. | 2003-05-28 | 122432 | 100
6758 | T1 | 7-Eleven Inc | Store #33113 | 529 E State Hwy 121 | Lewisville | TX | 75057 | Denton | CN600240329 | RN102230240 | Tank monitor, leak detection system, multi-product dispensers, hanging hardware, and gas storage tanks. | A positive use determination for 50% of the dispensers, hanging hardware, and gas storage tanks; and 100% of the monitor and leak detectors. | 2003-05-28 | 141535 | 100
6759 | T1 | 7-Eleven Inc | Store #33114 | 4100 Plano Pkwy | Carrollton | TX | 75010 | Denton | CN600240329 | None Assigned | Multi-product dispensers. | A positive use determination for 50% of the dispensers. | 2003-05-28 | 72796 | 100
6760 | T1 | 7-Eleven Inc | Store #33120 | 724 Hebron Pkwy | Lewisville | TX | 75057 | Denton | CN600240329 | RN102238821 | Multi-product dispensers, hanging hardware, leak detection system, probes & sensors, tank monitor, and gas storage tanks. | A positive use determination for 50% of the dispensers, hanging hardware, and gas storage tanks; and 100% of the leak detectors, probes & sensors, and monitor. | 2003-05-28 | 158235 | 100
6761 | T1 | 7-Eleven Inc | Store #33264 | 8999 FM 423 | Frisco | TX | 75034 | Denton | CN600240329 | RN102861341 | Multi-product dispensers, hanging hardware, leak detection system, tank monitor, and gas storage tanks. | A positive use determination for 50% of the dispensers, hanging hardware, and gas storage tanks; and 100% of the leak detectors and monitor. | 2003-05-28 | 149066 | 100
6762 | T1 | 7-Eleven Inc | Store #12446 | 611 N 10Th St | Killeen | TX | 76541 | Bell | CN600240329 | RN102022209 | Tank monitor. | A positive use determination for 100% of the monitor. | 2003-05-28 | 6387 | 100
6763 | T1 | 7-Eleven Inc | Store #12447 | 1408 E Rancier | Killeen | TX | 76541 | Bell | CN600240329 | RN102023215 | Tank monitor and Hanging Hardware. | A positive use determination for 100% of the monitor and 50% of the hanging hardware. | 2003-05-28 | 7907 | 100
6764 | T1 | 7-Eleven Inc | Store #12464 | 801 E Adams Ave | Temple | TX | 76501 | Bell | CN600240329 | RN102032679 | Multi-Product Dispensers | A positive use determination for 50% of the dispensers. | 2003-05-28 | 18893 | 100
6765 | T1 | 7-Eleven Inc | Store #17921 | 2701 N 3Rd St | Temple | TX | 76501 | Bell | CN600240329 | RN102034253 | Multi-Product Dispensers, Hanging Hardware, and Leak Detection System. | A positive use determination for 50% of the multi-product dispensers and the hanging hardware. A positive use determination of 100% for the leak detection system. | 2003-05-28 | 22686 | 100
6766 | T1 | 7-Eleven Inc | Store #21135 | 1714 N W S Young Dr | Killeen | TX | 76543 | Bell | CN600240329 | RN102029154 | Multi-Product Dispensers, Hanging Hardware, and Leak Detection System. | A positive use determination for 50% of the multi-product dispensers and the hanging hardware. A positive use determination of 100% for the leak detection system. | 2003-05-28 | 23002 | 100
6767 | T1 | 7-Eleven Inc | Store #22387 | 1216 W Ave H | Temple | TX | 76501 | Bell | CN600240329 | RN102036605 | Multi-Product Dispensers, In Tank Probe, and Tank Monitor.. | A positive use determination for 50% of the multi-product dispensers. A positive use determination of 100% for the tank monitor and the in tank probe.. | 2003-05-28 | 44624 | 100
6768 | T1 | 7-Eleven Inc | Store #27496 | 620-A Fort Hood | Killeen | TX | 76541 | Bell | CN600240329 | RN102026424 | Multi-Product Dispensers, In Tank Probe, Hanging Hardware, Leak Detection System, and Tank Monitor. | A positive use determination for 50% of the multi-product dispensers and hanging hardware. A positive use determination of 100% for the tank monitor, probes, and leak detection system. | 2003-05-28 | 36733 | 100
6769 | T1 | 7-Eleven Inc | Store #27860 | 1001 Willow Springs #1 | Killeen | TX | 76542 | Bell | CN600240329 | RN102434644 | Multi-Product Dispensers, In Tank Probe, Hanging Hardware, and Tank Monitor. | A positive use determination for 50% of the multi-product dispensers and hanging hardware. A positive use determination of 100% for the tank monitor and the probes. | 2003-05-28 | 30755 | 100
6770 | T1 | 7-Eleven Inc | Store #12705 | 408 W 15th St | Austin | TX | 78701 | Travis | CN600240329 | RN102021409 | Tank Monitor | A positive use determination of 100% for the tank monitor. | 2003-05-28 | 3243 | 100
6771 | T1 | 7-Eleven Inc | Store #16996 | 2600 Guadalupe | Austin | TX | 78705 | Travis | CN600240329 | RN102020625 | Leak Detection System, Probes, Multi-Product Dispensers, and Hanging Hardware. | A positive use determination for 50% of the multi-product dispensers and hanging hardware. A positive use determination of 100% for the tank monitor, the leak detection system and the probes. | 2003-05-28 | 26510 | 100
6772 | T1 | 7-Eleven Inc | Store #17810 | 12434 N Lamar | Austin | TX | 78751 | Travis | CN600240329 | RN102010493 | Gas Storage Tanks, Probes & Sensors, Tank Monitor, Multi-Product Dispensers, and Hanging Hardware. | A positive use determination for 50% of the multi-product dispensers, gas storage tanks, and hanging hardware. A positive use determination of 100% for the tank monitor, the leak detection system and the probes & sensors. | 2003-05-28 | 72848 | 100
6773 | T1 | 7-Eleven Inc | Store #19097 | 1705 S Lakeshore Blvd | Austin | TX | 78741 | Travis | CN600240329 | RN102057189 | Multi-Product Dispensers and Hanging Hardware. | A positive use determination for 50% of the multi-product dispensers and hanging hardware. | 2003-05-28 | 35845 | 100
6774 | T1 | 7-Eleven Inc | Store #22245 | 2103 S Congress | Austin | TX | 78704 | Travis | CN600240329 | RN102057890 | In Tank Probes, Multi-Product Dispensers and Hanging Hardware. | A positive use determination for 50% of the multi-product dispensers and hanging hardware. A positive use determination of 100% for the in tank probes. | 2003-05-28 | 26782 | 100
6775 | T1 | 7-Eleven Inc | Store #23621 | 2820 S Lamar | Austin | TX | 78704 | Travis | CN600240329 | RN102243714 | Tank Monitor | A positive use determination of 100% for the tank monitor. | 2003-05-28 | 6306 | 100
6776 | T1 | 7-Eleven Inc | Store #23807 | 6306 Manchaca | Austin | TX | 78745 | Travis | CN600240329 | RN102059904 | Tank Monitor | A positive use determination of 100% for the tank monitor. | 2003-05-28 | 6306 | 100
6777 | T1 | 7-Eleven Inc | Store #24909 | 8010 Brodie Ln | Austin | TX | 78745 | Travis | CN600240329 | RN102039492 | Tank Monitor and In Tank Probes. | A positive use determination of 100% for the tank monitor and the in tank probes. | 2003-05-28 | 11099 | 100
6778 | T1 | 7-Eleven Inc | Store #30467 | 10111 N Lamar | Austin | TX | 78753 | Travis | CN600240329 | RN102033123 | Tank Monitor and In Tank Probes. | A positive use determination of 100% for the tank monitor and the in tank probes. | 2003-05-28 | 10315 | 100
6779 | T1 | 7-Eleven Inc | Store #32248 | 14016 FM 620 N | Austin | TX | 78717 | Travis | CN600240329 | RN101499150 | Tank Monitor, Multi-Product Dispensers and Gas Storage Tanks. | A positive use determination of 50% for the multi-product dispensers and the gas storage tanks. A positive use determination of 100% for the tank monitor. | 2003-05-28 | 92033 | 100
6780 | T1 | 7-Eleven Inc | Store #16718 | 2403 WILLIAMS DR | Georgetown | TX | 78626 | Williamson | CN600240329 | RN102007341 | Tank Monitor, Multi-Product Dispensers, Probes & Sensors and Hanging Hardware. | A positive use determination of 50% for the multi-product dispensers and the hanging hardware. A positive use determination of 100% for the tank monitor and the probes & sensors. | 2003-05-28 | 32450 | 100
6781 | T1 | 7-Eleven Inc | Store #20782 | 1300 Roundrock Ave | Round Rock | TX | 78681 | Williamson | CN600240329 | RN102006335 | Tank Monitor | A positive use determination of 100% for the tank monitor. | 2003-05-28 | 11872 | 100
6782 | T1 | 7-Eleven Inc | Store #21359 | 600 McNeil Rd | Round Rock | TX | 78681 | Williamson | CN600240329 | RN102064920 | Tank Monitor, Probes, Hanging Hardware and Gas Storage Tanks. | A positive use determination of 50% for the gas storage tanks and the hanging hardware. A positive use determination of 100% for the tank monitor and the probes. | 2003-05-28 | 2167 | 100
6783 | T1 | 7-Eleven Inc | Store #25391 | 1118 Palm Valley Rd | Round Rock | TX | 78664 | Williamson | CN600240329 | RN102064342 | Tank Monitor and Probes. | A positive use determination of 100% for the tank monitor and the probes. | 2003-05-28 | 15385 | 100
6784 | T1 | 7-Eleven Inc | Store #25853 | 1801 S Mays | Round Rock | TX | 78664 | Williamson | CN600240329 | RN100721885 | Tank Monitor | A positive use determination of 100% for the tank monitor. | 2003-05-28 | 5779 | 100
6785 | T1 | 7-Eleven Inc | Store #25945 | 1909 Hermitage Dr | Round Rock | TX | 78681 | Williamson | CN600240329 | RN102040243 | Tank Monitor and Probes. | A positive use determination of 100% for the tank monitor and the probes. | 2003-05-28 | 18396 | 100
6786 | T1 | 7-Eleven Inc | Store #26815 | 1713 N Mays | Round Rock | TX | 78664 | Williamson | CN600240329 | RN102053378 | Tank Monitor | A positive use determination of 100% for the tank monitor. | 2003-05-28 | 7433 | 100
6787 | T1 | 7-Eleven Inc | Store #32248 | 14016 FM 620 N | Austin | TX | 78717 | Williamson | CN600240329 | RN101499150 | Tank Monitor, Multi-Product Dispensers and Gas Storage Tanks. | A positive use determination of 50% for the multi-product dispensers and the gas storage tanks. A positive use determination of 100% for the tank monitor. | 2003-05-28 | 92033 | 100
6788 | T1 | Mother Parkers Tea & Coffee USA Ltd | Mother Parkers Ft Worth | 7800 Will Rogers Blvd | Fort Worth | TX | 76140 | Tarrant | CN601217656 | RN102298148 | The Degassing Bins are used to remove contaminates from a gas stream. The roasted whole beans are bucket and belt conveyed through the bins, for controlled degassing and storage of CO2, a byproduct of the roasting process. | Returned for failure to respond to a deficiency letter. | 2003-08-20 | 821803 | 100
6789 | T1 | Gem Microelectronic Materials LLC | Gem Microelectronic Materials | 6200 Mumford Rd | Bryan | TX | 77807 | Brazos | CN600256622 | RN104277637 | The following items: Tank Farm Vault; Tank Farm and Truck Bay Canopy; HF Truck Canopy; Ammonia Storage Tank & Truck Canopy; IPA Truck Canopy; Pipe Rack Canopy; Common Rail Canopy; HF Truck Bay; NH3 Truck Bay; IPA Truck Bay; HF Barn; HF Processing Building; HCl Processing Building; NH3 Processing Building; IPA Processing Building; AHF Scrubbers; Acid Scrubbers; Ammonia Scrubbers; Scrubber Piping; Waste Water Treatment Facility; Storm Water Containment System; Containment Pond; Vapor/Liquid Recovery Equipment for IPA; and Haz Waste Storage Building. | A positive use determination of 100% for the Tank Farm Vault; Tank Farm and Truck Bay Canopy; HF Truck Canopy; Ammonia Storage Tank & Truck Canopy; IPA Truck Canopy; Pipe Rack Canopy; Common Rail Canopy; HF Truck Bay; NH3 Truck Bay; IPA Truck Bay; HF Barn; HF Processing Building; HCl Processing Building; NH3 Processing Building; IPA Processing Building; AHF Scrubbers; Acid Scrubbers; Ammonia Scrubbers; Scrubber Piping; Waste Water Treatment Facility; Storm Water Containment System; Containment Pond; Vapor/Liquid Recovery Equipment for IPA; and Haz Waste Storage Building. | 2003-04-03 | 472000 | 100
6790 | T1 | 7-Eleven Inc | Store #32314 | 1500 E Corsicana Hwy | Hillsboro | TX | 76645 | Hill | CN600240329 | RN100519461 | Multi-product dispensers, hanging hardware, leak detection system, probes & sensors, tank monitor, and gas storage tanks. | A positive use determination for 50% of the multi-product dispensers, gas storage tanks, and hanging hardware. A positive use determination of 100% for the tank monitor, the leak detection system and the probes & sensors. | 2003-05-29 | 195539 | 100
6791 | T1 | Goodyear Tire & Rubber Company | Goodyear Chemical Plant | 2000 Goodyear Dr | Houston | TX | 77001 | Harris | CN600616049 | RN100870898 | Storm Water System Upgrade consisting of a 250,000 gallon storm water pumping basin, 3 electric and 1 diesel powered pumps, piping, electrical, and a building extension. | A positive use determination for 100% of the storm water system upgrade. | 2003-05-13 | 3701461 | 100
6792 | T1 | Goodyear Tire & Rubber Company | Goodyear Chemical Plant | 13411 Bay Area Blvd | Pasadena | TX | 77507 | Harris | CN600616049 | RN102608932 | Project to furnish and install a flare to serve as a secondary control device for vent header purge cycles. | A positive use determination for 100% of a flare system for tank V402 venting. | 2003-03-31 | 88000 | 100
6793 | T1 | Resolution Performance Products LLC | Resolution Performance Deer Park | 5900 Hwy 225 | Deer Park | TX | 77536 | Harris | CN602641664 | RN104660915 | Installed Tank T-20802 for storage and equalization of water upstream of the treatment facility that removes organic contaminants prior to release to the biotreatment system. | A positive use determination for 100% of Tank T-20802. | 2003-03-31 | 800000 | 100
6794 | T1 | Lone Star Industries Inc | Maryneal Cement | Star Route Box 25 | Sweetwater | TX | 79556 | Nolan | CN600363683 | RN100220847 | Installation of continuous opacity monitors in the two exhaust stacks of the clinker cooler dust collectors. Purchased and installed broken bag detectors in the 13 exhaust stacks of the raw and finish ball mill dust collectors. Storage Hall Enclosure Project to reduce clinker dust emissions by closing and grading all lower level openings, installing stacking tubes at clinker discharges, and providing controlled clinker discharge to outdoor storage. Also modify existing dust collection systems venting to storage hall, additional dust collectors for the building, and closing the upper openings along the crane bridge. | A positive use determination for 100% of 2 continuous emission monitors for opacity in clinker cooler stacks, broken bag detectors installed in 13 exhaust stacks, and the storage hall enclosure project. | 2003-04-07 | 329686 | 100
6795 | T1 | National Semiconductor | National Semiconductor Arlington | 1111 W Bardin Rd | Arlington | TX | 76017 | Tarrant | CN600759666 | RN101466324 | See attached listing | A positive use determination according to the listing and percentages on the attached table. | 2003-05-01 | 10623272.82 | 100
6796 | T1 | KMTEX Inc | KMTEX Inc | 2450 S Gulfway Dr | Port Arthur | TX | 77641 | Jefferson | CN604105007 | RN100640283 | Bottoms Pump Seal: Replaced single seal on 601 bottoms pump with a zero emissions double seal. | A positive use determination of 100% for the zero emission double seal installed on the on 601 bottoms pump. | 2003-04-15 | 5020 | 100
6797 | T1 | KMTEX Inc | KMTEX Inc | 2450 S Gulfway Dr | Port Arthur | TX | 77641 | Jefferson | CN604105007 | RN100640283 | Bottoms Pump Seal: Replaced single seal on 701 bottoms pump with a zero emissions double seal. | A positive use determination of 100% for the zero emission double seal installed on the on 701 bottoms pump. | 2003-04-15 | 5320 | 100
6798 | T1 | KMTEX Inc | KMTEX Inc | 2450 S Gulfway Dr | Port Arthur | TX | 77641 | Jefferson | CN604105007 | RN100640283 | Bottoms Pump Seal: Replaced single seal on 901 bottoms pump with a zero emissions double seal. | A positive use determination of 100% for the zero emission double seal installed on the on 901 bottoms pump. | 2003-04-15 | 5790 | 100
6799 | T1 | KMTEX Inc | KMTEX Inc | 2450 S Gulfway Dr | Port Arthur | TX | 77641 | Jefferson | CN604105007 | RN100640283 | Bottoms Pump Seal: Replaced single seal on 601 bottoms pump with a zero emissions double seal. | A positive use determination of 100% for the zero emission double seal installed on the on 901 bottoms pump. | 2003-04-15 | 6128 | 100
6800 | T1 | KMCO LP | KMCO LP | 16503 Ramsey Rd | Crosby | TX | 77532 | Harris | CN604105221 | RN101613511 | Scrubber installed on new stearic acid project. | A positive use determination of 100% for the scrubber. | 2003-04-15 | 15000 | 100
6801 | T1 | KMCO LP | KMCO LP | 16503 Ramsey Rd | Crosby | TX | 77532 | Harris | CN604105221 | RN101613511 | Installed SO2 continuous emission monitors on the new Standis project. | A positive use determination of 100% for the SO2 continuous emission monitors. | 2003-04-15 | 11488 | 100
6802 | T1 | KMCO LP | KMCO LP | 16503 Ramsey Rd | Crosby | TX | 77532 | Harris | CN604105221 | RN101613511 | Purchased a Photo Ionization Detector for use in detecting fugitive emission leaks from process equipment. | A positive use determination of 100% for the Photo Ionization Detector. | 2003-04-15 | 3500 | 100
6803 | T1 | KMCO LP | KMCO LP | 16503 Ramsey Rd | Crosby | TX | 77532 | Harris | CN604105221 | RN101613511 | Applied white paint to new tanks as a means of reducing evaporative losses. | A positive use determination of 50% for the application of white paint to new tanks. | 2003-04-15 | 2425 | 100
6804 | T1 | KMCO LP | KMCO LP | 16503 Ramsey Rd | Crosby | TX | 77532 | Harris | CN604105221 | RN101613511 | Purchased a mobile sweeper for use in controlling dust on the plant's roadways. | A positive use determination of 100% for the mobile sweeper for use in controlling dust on the plant's roadways. | 2003-04-15 | 9499 | 100
6805 | T1 | KMCO LP | KMCO LP | 16503 Ramsey Rd | Crosby | TX | 77532 | Harris | CN604105221 | RN101613511 | Installed concrete spill containment between rail spurs and other areas of the plant. | A positive use determination of 100% for the concrete spill containment. | 2003-04-15 | 80796 | 100
6806 | T1 | Akzo Nobel Polymer Chemicals LLC | Akzo Nobel Deer Park Site | 730 Battleground Rd | Deer Park | TX | 77536 | Harris | CN600125488 | RN102177391 | Secondary Containment: Constructed secondary containment for T-672. NH Waste Pads, concrete slab, and dykes. | A positive use determination for 100% of T-672 secondary containment, and NH waste pads, concrete slab, and dykes. | 2003-04-01 | 217339 | 100
6807 | T1 | TXU Lonestar Pipeline | Bethel Dome | 1919 Anderson CR 2608 | Tennessee Colony | TX | 75861 | Anderson | CN604265710 | Not Regulated by TCEQ | Installed an air assisted flare system with assisted knockout vessel for the dehydration facility. | A positive use determination for 100% of a flare system for the dehydration facility. | 2003-04-03 | 332589 | 100
6808 | T1 | Oncor Electric Delivery Company | Oncor Morningside Service Center | 100 West Morningside Dr | Fort Worth | TX | 76110 | Tarrant | Insufficient Information | Insufficient Information | Stage II vapor recovery system on gasoline fuel dispensers at this facility. The system consists of vapor return piping, coaxial hoses and a vacuum-assist unit. | A positive use determination for 100% of a stage II vapor recovery system. | 2003-04-03 | 7200 | 100
6809 | T1 | TXU Lonestar Pipeline | Lapan Stg Compressor Station | Rte 1 Box 48H | Henrietta | TX | 76365 | Clay | CN604265710 | Not Regulated by TCEQ | Installed an air assisted flare system for the dehydration facility. | A positive use determination for a flare system at the dehydration facility. | 2003-04-03 | 142825 | 100
6810 | T1 | TXU Lonestar Pipeline | Lapan Stg Compressor Station | Rte 1 Box 48H | Henrietta | TX | 76365 | Clay | CN604265710 | Not Regulated by TCEQ | Installed a high pressure fuel injection system on a large bore natural gas-fired internal combustion engine. | A positive use determination for 40% of a high-pressure fuel injection system. | 2003-04-03 | 130000 | 100
6811 | T1 | Air Liquide America Corporation | Air Liquide - Longview | 722 FM 1845 | Longview | TX | 75603 | Harrison | CN600442370 | RN102363488 | Syngas Scrubber System: 4 Soot Water Pumps; 2 Scrubber Water Pumps; Process Sewer Sump Pump; 2 Syngas Scrubbers; Process Condensate Separator; and Flare & Ignition Panel. | A positive use determination for 100% of the syngas scrubber system. | 2003-04-01 | 4778038 | 100
6812 | T1 | TXU Electric Company | Big Brown Steam Electric Station | #2 FM Road 2570 | Fairfield | TX | 75840 | Freestone | CN600135511 | RN105100275 | Installed ABB Alstom Power's "Low NOx Concentric Firing System (LNCFS) Level II. Including replacing all burner nozzles & tips, auxiliary air nozzle tips, installing new windbox dampers & actuators, new ducting, dampers & registers for one level of separated over-fired air ports, and replacing waterwall panels in corners 2, 4, 5 & 7 with Inconel clad panels. The project also included a combustion optimization analysis. | A positive use determination of 100% for the NOx RACT LNCFS II - BB2 project. | 2003-04-01 | 16363453 | 100
6813 | T1 | TXU Electric Company | Graham | PO Box 248 | Graham | TX | 76450 | Young | CN600135511 | RN102563426 | Two Projects. 1. Design and Install NOx Reduction Burners Out-Of-Service in Unit 2-. 2. This project designed and installed an internal flue gas recirculation system | A positive use determination of 100% for the NOx Reduction compliance IFGR and the BOO. | 2003-04-01 | 1895750 | 100
6814 | T1 | TXU Electric Company | Lake Creek | 1860 Riesel Rd | Waco | TX | 76703 | McLennan | CN603313842 | Insufficient Information | Installed a CO Monitor, BTU Analyzer and a PI Historian. | A positive use determination of 100% for the CO Monitor, BTU Analyzer and PI Historian. | 2003-04-01 | 103796 | 100
6815 | T1 | TXU Electric Company | Lake Hubbard | 555 Barnes Bridge Rd | Mesquite | TX | 75182 | Dallas | CN600135511 | RN100673490 | Installed a selective catalytic reactor system in the flue gas duct between the economizer and the air preheater. The project included SCR reactor; catalyst; ammonia receiving, storage & transfer; ammonia vaporization and injection; interface with existing distributed control system; and boiler modifications for higher pressure. | A positive use determination of 100% for the NOX SIP SCR - LH2. | 2003-04-01 | 14453980 | 100
6816 | T1 | TXU Electric Company | Martin Lake Ses | 8850 FM 2658 N | Henderson | TX | 75653 | Rusk | CN600135511 | RN105127682 | Installed ABB Alstom Powers' "Low NOx Concentric Firing System Level II" on Units 2 & 3. Including replacing all burner nozzles and tips, installing ati-roping devices, installing new windbox dampers and actuators, and new ducting, dampers and registers fro one level of separated over-fired air ports. This project also included the repair/replacement of the existing burner tilt mechanism and a combustion optimization analysis. | A positive use determination of 100% for the NOx RACT LNCFS II for ML2 & 3 | 2003-04-01 | 35440498 | 100
6817 | T1 | TXU Electric Company | Martin Lake Ses | 8850 FM 2658 N | Henderson | TX | 75653 | Rusk | CN600135511 | RN105127682 | Modifications & Upgrades were made to the scrubber systems including: 1) Addition of stiffeners to the SO2 absorber tower C of unit 2 to structurally improve the load bearing capacity. 2) Installed 316LS floor & wall Plate and supports in the inlet manifold, tower inlet nozzles and the bypass duct of unit 2. 3) replace the unit 3 bypass duct floor & lining of the bypass duct walls with 316LP Plate, replaced the inlet manifold duct floor as well as each of the 8 absorber tower inlet ducts with 316 LS Plate & lining the inlet manifolds duct walls with 316LS Plate up to 4ft above the duct floor. 4) Installed a stand-alone dibasic acid system to provide the DBA solution to the RFT's. The DBA System includes a 15,000 gallon storage tank, pumps, piping controls and freeze protection. | A positive use determination of 100% for the modifications and upgrades made to the scrubber system. | 2003-04-01 | 12267337 | 100
6818 | T1 | TXU Electric Company | Martin Lake Ses | 8850 FM 2658 N | Henderson | TX | 75653 | Rusk | CN600135511 | RN105127682 | Upgraded the coal pulverizer components on units 1, 2 & 3. | A positive use determination of 100% for the Bowl Mill Upgrades made to ML1, 2, and 3. | 2003-04-01 | 1031865 | 100
6819 | T1 | TXU Electric Company | Monticello Ses | 9 M SW of Mt Pleasant | Mount Pleasant | TX | 75455 | Titus | CN601537566 | RN102285921 | Installed ABB Alstom Powers' "Low NOx Concentric Firing System Level II" on Unit 1. Including replacing all burner nozzles and tips, auxiliary nozzles tips, installing new windbox dampers and actuators, and new ducting, dampers and registers fro one level of separated over-fired air ports. This project also included a combustion optimization analysis. | A positive use determination of 100% for the NOx Ract LNCFS II - MO1. | 2003-04-01 | 12498263 | 100
6820 | T1 | TXU Electric Company | Monticello Ses | 9 M SW of Mt Pleasant | Mount Pleasant | TX | 75455 | Titus | CN601537566 | RN102285921 | Installed a NOx Compliance Management System consisting of the PI Historian. | A positive use determination of 100% for the NOx Compliance Management System consisting of the PI Historian. | 2003-04-01 | 304202 | 100
6821 | T1 | TXU Electric Company | North Main | 210 NW 4Th St | Fort Worth | TX | 76108 | Tarrant | CN600135511 | RN100685577 | Installed a NOx Compliance Management System consisting of the PI Historian, CO Monitor, American Gas Association Metering Run and BTU Analyzer. | A positive use determination of 100% for the NOx Compliance Management System consisting of the PI Historian, CO Monitor, American Gas Association Metering Run and BTU Analyzer. | 2003-04-01 | 135923 | 100
6822 | T1 | TXU Electric Company | Parkdale | 5770 Parkdale Dr | Dallas | TX | 75247 | Dallas | CN600128490 | RN100804301 | Installed a NOx Compliance Management System consisting of the PI Historian, CO Monitor, American Gas Association Metering Run and BTU Analyzer on units 1, 2 & 3. | A positive use determination of 100% for the NOx Compliance Management System consisting of the PI Historian, CO Monitor, American Gas Association Metering Run and BTU Analyzer. | 2003-04-01 | 326283 | 100
6823 | T1 | TXU Electric Company | Permian Basin | 600 N Yucca Dr | Monahans | TX | 79756 | Ward | CN603256413 | RN102183969 | Project replaced the FD Fan Inlet Damper Drives, installed Flue Gas Recirculation fan motor bearing vibration monitoring, and upgraded FGR fan and FD fan controls. | A positive use determination of 100% for the NOx Compliance Management System consisting of the PI Historian, CO Monitor, American Gas Association Metering Run and BTU Analyzer. | 2003-04-01 | 245785 | 100
6824 | T1 | TXU Electric Company | River Crest Steam | Rt 1 Box 255 | Bogata | TX | 75417 | Red River | CN602482861 | RN101983344 | Installed a NOx Compliance Management System consisting of the PI Historian, CO Monitor, American Gas Association Metering Run and BTU Analyzer. | A positive use determination of 100% for the NOx Compliance Management System consisting of the PI Historian, CO Monitor, American Gas Association Metering Run and BTU Analyzer. | 2003-04-01 | 116870 | 100
6825 | T1 | TXU Electric Company | Tradinghouse | Rt 7 Box 457 | Waco | TX | 76705 | McLennan | CN602482861 | RN102566494 | Installed a NOx Compliance Management System consisting of the PI Historian, CO Monitor, American Gas Association Metering Run and BTU Analyzer on Units 1 & 2. | A positive use determination of 100% for the NOx Compliance Management System consisting of the PI Historian, CO Monitor, American Gas Association Metering Run and BTU Analyzer for Units 1 & 2. | 2003-04-01 | 394250 | 100
6826 | T1 | TXU Electric Company | Tradinghouse | Rt 7 Box 457 | Waco | TX | 76705 | McLennan | CN602482861 | RN102566494 | This project is to install on Unit 1 a low NOx burner kit and an induced flue gas recirculation system as well as incorporate an overfire air system to reduce NOx emissions. | A positive use determination of 100% for the project to install on Unit 1 a low NOx burner kit and an induced flue gas recirculation system as well as incorporate an overfire air system to reduce NOx emissions. | 2003-04-01 | 3478767 | 100
6827 | T1 | TXU Electric Company | Tradinghouse | Rt 7 Box 457 | Waco | TX | 76705 | McLennan | CN602482861 | RN102566494 | This project designed and installed an internal flue gas recirculation system on Unit 2. The project consists of boiler/burner modeling and the installation of additional equipment as needed to reduce NOx from the furnace, as well as design and implementation of NOx controls. | A positive use determination of 100% for the NOx SIP IFOR and BOOs for TH2. | 2003-04-01 | 348119 | 100
6828 | T1 | TXU Electric Company | Trinidad Electric | PO Box 346 | Trinidad | TX | 75163 | Henderson | CN604347161 | RN106837263 | Installed a NOx Compliance Management System consisting of the PI Historian, American Gas Association Metering Run and boiler control system upgrades. | A positive use determination of 100% for the NOx Compliance Management System. | 2003-04-01 | 566678 | 100
6829 | T1 | Oncor Electric Delivery Company | Renner 138-25 Kv Station | 4243 Plano Parkway | Plano | TX | 75093 | Collin | CN603313842 | RN109627414 | An earthen berm was constructed entirely around the oil-filled equipment in a substation. Drains were installed to allow the removal of water from the diked area while preventing discharges of oil. Expandable polymer has been installed in the drains to filter water. | A positive use determination of 100% for the secondary containment system. | 2003-04-01 | 39422.19 | 100
6830 | T1 | Oncor Electric Delivery Company | Plano Alma Road Substation | 1600 Alma Road | Plano | TX | 75075 | Collin | Insufficient Information | Insufficient Information | An earthen berm was constructed entirely around the oil-filled equipment in a substation. Drains were installed to allow the removal of water from the diked area while preventing discharges of oil. Expandable polymer has been installed in the drains to filter water. | A positive use determination of 100% for the secondary containment system. | 2003-04-01 | 24494.06 | 100
6831 | T1 | Oncor Electric Delivery Company | Lake Hubbard | 555 Barnes Bridge Rd | Mesquite | TX | 75182 | Dallas | Insufficient Information | Insufficient Information | An earthen berm was constructed entirely around the oil-filled equipment in a substation. Drains were installed to allow the removal of water from the diked area while preventing discharges of oil. Expandable polymer has been installed in the drains to filter water. | A positive use determination of 100% for the secondary containment system. | 2003-04-01 | 7175.54 | 100
6832 | T1 | Oncor Electric Delivery Company | Lake Hubbard | 555 Barnes Bridge Rd | Mesquite | TX | 75182 | Dallas | Insufficient Information | Insufficient Information | An earthen berm was constructed entirely around the oil-filled equipment in a substation. Drains were installed to allow the removal of water from the diked area while preventing discharges of oil. Expandable polymer has been installed in the drains to filter water. | A positive use determination of 100% for the secondary containment system. | 2003-04-01 | 68451.74 | 100
6833 | T1 | Oncor Electric Delivery Company | Leon Ebba Iron Works Substation | 2 Mi S of FM 570 On Cr442 | Eastland | TX | 76448 | Eastland | Insufficient Information | Insufficient Information | An earthen berm was constructed entirely around the oil-filled equipment in a substation. Drains were installed to allow the removal of water from the diked area while preventing discharges of oil. Expandable polymer has been installed in the drains to filter water. | A positive use determination of 100% for the secondary containment system. | 2003-04-01 | 23706.75 | 100
6834 | T1 | Oncor Electric Delivery Company | Cooper Lake Substation | Cr4840 2 Mi From FM71 | Sulfur Springs | TX | 75482 | Hopkins | Insufficient Information | Insufficient Information | An earthen berm was constructed entirely around the oil-filled equipment in a substation. Drains were installed to allow the removal of water from the diked area while preventing discharges of oil. Expandable polymer has been installed in the drains to filter water. | A positive use determination of 100% for the secondary containment system. | 2003-04-01 | 12848.73 | 100
6835 | T1 | Oncor Electric Delivery Company | Minerva Substation | 1 Mi S On Us 77 | Rockdale | TX | 76567 | Milam | CN603313842 | RN109632042 | An earthen berm was constructed entirely around the oil-filled equipment in a substation. Drains were installed to allow the removal of water from the diked area while preventing discharges of oil. Expandable polymer has been installed in the drains to filter water. | A positive use determination of 100% for the secondary containment system. | 2003-04-01 | 11413.19 | 100
6836 | T1 | Oncor Electric Delivery Company | Bear Creek Substation | 8000 N Davis Blvd | Haltom City | TX | 76180 | Tarrant | Insufficient Information | Insufficient Information | An earthen berm was constructed entirely around the oil-filled equipment in a substation. Drains were installed to allow the removal of water from the diked area while preventing discharges of oil. Expandable polymer has been installed in the drains to filter water. | A positive use determination of 100% for the secondary containment system. | 2003-04-01 | 57374.72 | 100
6837 | T1 | Oncor Electric Delivery Company | Grapevine Ball Street Substation | 1310 Ball St | Grapevine | TX | 76051 | Tarrant | Insufficient Information | Insufficient Information | An earthen berm was constructed entirely around the oil-filled equipment in a substation. Drains were installed to allow the removal of water from the diked area while preventing discharges of oil. Expandable polymer has been installed in the drains to filter water. | A positive use determination of 100% for the secondary containment system. | 2003-04-01 | 32084.6 | 100
6838 | T1 | Grounds For Play Inc | Grounds For Play Inc | 1401 E Dallas | Mansfield | TX | 76063 | Tarrant | CN603863101 | RN106154776 | Items consist of additions to existing powder coating system, exclusive of the Oven, as follows: Powder Coater Insulation, Conveyor System, 2 Air Spray Guns, Wash Booth, Air Compressor, Trolleys and Swirl Nozzle. | A positive use determination for 100% of a powder coating system excluding the drying oven. | 2003-04-03 | 30923 | 100
6839 | T1 | Chusei USA Inc | Chusei USA Houston Facility | 12500 Bay Area Blvd | Pasadena | TX | 77507 | Harris | CN600369375 | RN100660612 | The following 10 projects: 1. Pressure and Temperature Controls on storage tanks. 2. Sumps and Sump Pumps to transfer storm water to treatment facilities. 3. Protective Coating on tank farm pavement for acid tanks. 4. Flare Stack with Knockout Pot and Controls to separate liquids in vent header. 5. Header Piping & Relief Valves of tanks and vessels connected to the flare stack. 6. Waste Water Pipeline to Gulf Coast Water Authority. 7. Two Waste Storage Tanks with sump pumps and containment around tank units. 8. Tank Truck Loading/Unloading containment areas & pumps for rainwater & chemical spills. 9. Flow Meters for gas lines on hot oil heater and boiler. 10. Scrubber with Controls for VOC emissions from vents. | A positive use determination for 100% of the 10 pollution control projects contained in the property description. | 2003-04-29 | 1966000 | 100
6840 | T1 | Nissan Chemical Houston Corporation | Nissan Chemical Houston | 12330 Bay Area Blvd | Pasadena | TX | 77507 | Harris | CN600328751 | RN102662731 | The following items: 1. Coating for concrete, two tanks, pumps, and piping. 2. Secondary containment wall around plant. 3. Drainage, pumps, and sumps. 4. T-599 waste collection tank. 5. Waste water tanks 410 & 411. 6. Waste water pipeline. 7. Waste processing facility (water neutralization) including tanks T-592, -593A, -593B, & -523. 8. pH control software for waste water treatment. | A positive use determination for 100% of the 8 pollution control items contained in the property description. | 2003-04-04 | 730000 | 100
6841 | T1 | Phyto-Source LP | Phyto-Source LP Houston | 12502 Bay Area Blvd | Pasadena | TX | 77507 | Harris | CN601708290 | RN102413887 | The following 11 projects: 1. Pressure and Temperature Controls on storage tanks. 2. Sumps and Sump Pumps to transfer storm water to treatment facilities. 3. Secondary Containment in Process, Utility, and Water Treatment areas, containment for caustic and sulfuric acid tanks, and protective coating on tank farm pavement for acid tanks. 4. Low NOx Burners on boiler & hot oil heater. 5. Flare Stack with Knockout Pot and Controls to separate liquids in vent header. 6. Header Piping & Relief Valves for tie-in of Phyllo-Source sterol unit to flare stack. 7. Fan & Piping to move waste gas vapors to flare stack. 8. Waste Water Pipeline to Gulf Coast Water Authority. 9. Waste Storage Tanks with sump pumps and containment around tank units. 10. Flow Meters for gas lines on hot oil heater and boiler. 11. Dryer Contact Condenser, Chiller & Equipment to minimize venting to flare. | A positive use determination for 100% of the 11 pollution control projects contained in the property description. | 2003-04-29 | 891000 | 100
6842 | T1 | TXU Electric Company | Lake Creek | 1860 Riesel Rd | Waco | TX | 76703 | McLennan | CN603313842 | Insufficient Information | Installed a CO Monitor, BTU Analyzer and a PI Historian. | A positive use determination of 100% for the CO Monitor, BTU Analyzer and PI Historian. | 2003-04-01 | 103796 | 100
6843 | T1 | Oncor Electric Delivery Company | Jarrell East Substation | 260 CR 237 | Jarrell | TX | 76537 | Williamson | CN603313842 | RN109658492 | An earthen berm was constructed entirely around the oil-filled equipment in a substation. Drains were installed to allow the removal of water from the diked area while preventing discharges of oil. Expandable polymer has been installed in the drains to filter water. | A positive use determination of 100% for the secondary containment system. | 2003-04-01 | 52323.48 | 100
6844 | T1 | Oncor Electric Delivery Company | Round Rock S | FM 1325 @ CR 172 | Round Rock | TX | 78664 | Williamson | Insufficient Information | Insufficient Information | An earthen berm was constructed entirely around the oil-filled equipment in a substation. Drains were installed to allow the removal of water from the diked area while preventing discharges of oil. Expandable polymer has been installed in the drains to filter water. | A positive use determination of 100% for the secondary containment system. | 2003-04-01 | 25285.74 | 100
6845 | T1 | Oncor Electric Delivery Company | Round Rock Ne | FM 1460 @ FM 3406 | Round Rock | TX | 78664 | Williamson | Insufficient Information | Insufficient Information | An earthen berm was constructed entirely around the oil-filled equipment in a substation. Drains were installed to allow the removal of water from the diked area while preventing discharges of oil. Expandable polymer has been installed in the drains to filter water. | A positive use determination of 100% for the secondary containment system. | 2003-04-01 | 14130.94 | 100
6846 | T1 | Lonza Inc | Lonza Bayport Facility | 9700 Bayport Blvd | Pasadena | TX | 77507 | Harris | CN600130074 | RN100219096 | See attached equipment list. | A positive use determination for the 43 items contained on the attached property list. | 2003-09-03 | 4039000 | 100
6847 | T1 | Lyondell-Citgo Refining LP | Lyondell - Bayport | 10801 Choate Rd | Pasadena | TX | 77507 | Harris | CN600344402 | RN102523107 | Replace leaking catalyst charge pumps. | A positive use determination for 100% of replacement of catalyst charge pumps. | 2003-04-04 | 812000 | 100
6848 | T1 | Lyondell-Citgo Refining LP | Lyondell - Bayport | 10801 Choate Rd | Pasadena | TX | 77507 | Harris | CN600344402 | RN102523107 | Install a vent recovery system on propylene oxide tanks. Includes pumps, vessels, control building, and blower to maintain tank pressure. | A positive use determination for 100% of a vent recovery system on propylene oxide tanks. | 2003-04-04 | 1370000 | 100
6849 | T1 | Rohmax USA Inc | Rohmax | 1700 Tidal Road | Houston | TX | 77536 | Harris | CN600734537 | RN101383859 | Methyl acrylic acid extraction unit. | A positive use determination for 100% of a meth acrylic extraction unit. | 2003-05-22 | 473155 | 100
6850 | T1 | Packaging Corporation Of America | Packaging Corp Of America | 21 Leigh Fisher Blvd. | El Paso | TX | 79906 | El Paso | CN600129944 | RN102159928 | Shredder, compactor, and baler system with conveyor to recycle corrugated cardboard scrap. Waste water treatment system to clean by-product waste water from cleaning the ink coating machines. | A positive use determination for 100% of the shredder, compactor, baler, and conveyor system and for the waste water treatment system. | 2003-04-11 | 169160 | 100
6851 | T1 | Crompton Corporation | Crompton Marshall Facility | 710 B Bussey Rd | Marshall | TX | 75670 | Harrison | CN600130223 | RN102498714 | See attached listing of 71 items. | A positive use determination of 100% for items 1 - 64 and items 67 - 71. A positive use determination of 90% for items 65 and 66. | 2003-04-09 | 9613000 | 100
6852 | T1 | Brazos Valley Energy LP | Brazos Valley Generating Facility | 3040 Lockwood Rd | Richmond | TX | 77459 | Fort Bend | Insufficient Information | Insufficient Information | The following items: Demisters; Fuel Gas Scrubbers; CEMS; Selective Catalytic/Noncatalytic Reduction Systems; Insulation & outer shell on water heater tanks; hoods & collection systems for final control devices, stacks/stack mods, vapor/liquid recovery equip for fugitive emissions; skimmer; beltpress, filter press, plate & frame, etc.; clarifier; chlorination; aeration; outfall diffuser; filters: sand, gravel, Microbial; sumps & assc. pumps; water conservation systems; WW treatment facility excludings cooling towers; storm water containment; pH meter, dissolved oxygen meter, chart reprder; on-line analyzers; neutralization; storm water diversion; monitoring & control equip; Secondary containment; leak detection; waste storage; potable water; environmental paving; sampling equipment; overfill alarms; double walled tanks & piping' secondary containment monitoring; cathodic protection systsm. (See attached for more detailed description and location) | A negative determination for the insulation and outer shell on water heater tanks. A positive use determination of 100% for the Demisters; Fuel Gas Scrubbers; CEMS; Selective Catalytic and Noncatalytic Reduction Systems; hoods & collection systems, stacks/stack mods, vapor/liquid recovery equip for fugitive emissions; skimmer; beltpress, filter press, plate & frame, etc.; clarifier; chlorination; aeration; outfall diffuser; filters: sand, gravel, Microbial; sumps & associated pumps; water conservation systems; waste water treatment facility excluding cooling towers; storm water containment; pH meter, dissolved oxygen meter, chart recorder; on-line analyzers; neutralization; storm water diversion; monitoring & control equipment; secondary containment; leak detection; waste storage; potable water; environmental paving; sampling equipment; overfill alarms; secondary containment monitoring; cathodic protection systems. A positive use determination of 50% for the double walled tanks & piping. | 2003-04-04 | 17051867 | 100
6853 | T1 | Premcor Refining Group Inc | Port Arthur Refinery | 1801 S Gulfway Dr | Port Arthur | TX | 77641 | Jefferson | CN600127468 | RN102584026 | Installed NOx, CO & O2 continuous emissions monitoring systems on H-1 process heater at CRU 1344, Boiler 41 at Boiler House 15, Boilers 6 & 7 at Boiler House 18 & Boilers 34 & 35 at Boiler House 16. | A positive use determination of 100% for the continuous emission monitoring systems installed on H-1 process heater at CRU 1344, Boiler 41 at Boiler House 15, Boilers 6 & 7 at Boiler House 18 & Boilers 34 & 35 at Boiler House 16. | 2003-04-04 | 1641000 | 100
6854 | T1 | Premcor Refining Group Inc | Port Arthur Refinery | 1801 S Gulfway Dr | Port Arthur | TX | 77641 | Jefferson | CN600127468 | RN102584026 | Installed low NOx burners at process heaters located at GFU243 hydrotreating unit. | A positive use determination of 100% for the low NOx burners installed on process heaters located at GFU243 hydrotreating unit. | 2003-04-04 | 295000 | 100
6855 | T1 | Premcor Refining Group Inc | Port Arthur Refinery | 1801 S Gulfway Dr | Port Arthur | TX | 77641 | Jefferson | CN600127468 | RN102584026 | Installed low Nox Burners and flue gas recirculation system at Boiler 41 at boiler house 15. | A positive use determination of 100% for the low NOx burners and flue gas recirculation system installed on Boiler 41 at Boiler house 15. | 2003-04-04 | 720000 | 100
6856 | T1 | Premcor Refining Group Inc | Port Arthur Refinery | 1801 S Gulfway Dr | Port Arthur | TX | 77641 | Jefferson | CN600127468 | RN102584026 | Installed lean burner liners and a steam injection system on Gas Turbine Generator No. 1 at Boiler House 15. | A positive use determination of 100% for the lean burner liners and the steam injection system installed on Gas Turbine Generator No. 1 at Boiler House 15. | 2003-04-04 | 2200000 | 100
6857 | T1 | Precoat Metals | Precoat Metals | 16402 Jacintoport Blvd | Houston | TX | 77015 | Harris | CN602858490 | RN100217926 | The following: Oven Exhaust systems and upgrade to prime incinerator. | Returned for failure to respond to a deficiency letter. | 2003-08-20 | 73441 | 100
6858 | T1 | Shell Chemical Llp | Shell Chemical - Deer Park | 5900 Hwy 225 | Deer Park | TX | 77536 | Harris | CN602641664 | RN104660915 | Continuous Emission Monitoring Systems on furnaces; furnace decoke pots; SCR systems on furnaces; low NOx burners on furnaces; flare minimization improvements; compressor reliability improvements; olefins plant interconnections; startup flare minimization facilities; maintenance dropout piping; flare and blowdown piping; closed loop sample stations; converter regeneration piping to furnaces; dilution steam generation system; process area paving/concrete; cathodic protection (sacrificial anodes); pump seal upgrades; compressor seal upgrades; furnace effluent analyzers sample steam recovery; spent NaOH wash drum; amine stripper and NaOH wash Column tray modifications; and flare modifications. | A positive use determination of 100% for the Continuous Emission Monitoring Systems on furnaces; furnace decoke pots; SCR systems on furnaces; low NOx burners on furnaces; flare minimization improvements; compressor reliability improvements; olefins plant interconnections; startup flare minimization facilities; maintenance dropout piping; flare and blowdown piping; closed loop sample stations; converter regeneration piping to furnaces; dilution steam generation system; process area paving/concrete; cathodic protection (sacrificial anodes); pump seal upgrades; compressor seal upgrades; furnace effluent analyzers sample steam recovery; spent NaOH wash drum; amine stripper and NaOH wash Column tray modifications; and flare modifications. | 2003-05-02 | 37395000 | 100
6859 | T1 | Stemco Inc | Stemco Longview Plant | 300 Industrial Blvd | Longview | TX | 75606 | Gregg | CN603097569 | RN100211481 | The following items: Solvent reclamation for MEK recovery. Epoxy floor coating. Paint walls for waste water. Tank farm for storage of chemicals. Insulation for waste water area. Install drain trench for oil room. Insulate steam lines from boiler and for lube room. insulate chill water pipes & lines. Replace stacks on spray booths. Insulate chill water lines. Drain lines for waste water area. Drain trench for oil room. Mixing room containment. Tennant floor scrubber. Seal containment area - waste water. R Panels for waste water. Paint both exhaust upgrade. Water Chiller for Compression Molding. Two 10,000 gallon waste water tanks. Upgrade Stemcote spray booth. Canopy over steam clean area. Containment pad for die shop. | A positive use determination of 100% for the solvent reclamation system; epoxy floor coating; the secondary containment part of the tank farm; drain trench for oil room; stacks on spray booths; drain lines for waste water area; drain trench for oil room; mixing room containment; floor scrubber; project to seal containment area; R panels for waste water; paint both exhaust upgrade; two 10,000 gallon waste water tanks; upgrade of Stemcote spray booth; canopy over steam clean area; and the containment pad for die shop. A negative determination for the following items: Paint Walls- Waste Water; Tank Farm for Storage of Chemicals, five items of Insulation, and the Water Chiller for Compression Molding. The painting and insulation projects are not considered to be pollution control items. A positive determination was granted for the tank farms secondary containment, but since these tanks are used to store process chemicals they are not eligible for a positive determination. The Water Chiller is a piece of process equipment. | 2003-04-24 | 401740 | 100
6860 | T1 | Ondeo Nalco Energy Services | Ondeo Nalco Energy Services | 7701 Hwy 90-A | Sugar Land | TX | 77478 | Fort Bend | CN602846388 | RN102895745 | Installed a waste water collection trench to convey rain-fall run-off from the NBIC process area to the waste water treatment system. | A positive use determination of 100% for the waste water collection trench installed to convey rain-fall run-off from the NBIC process area to the waste water treatment system. | 2003-04-04 | 8062 | 100
6861 | T1 | Ondeo Nalco Energy Services | Ondeo Nalco Energy Services | 7701 Hwy 90-A | Sugar Land | TX | 77478 | Fort Bend | CN602846388 | RN102895745 | Replaced software and hardware on thermal oxidizer necessary to monitor critical operating parameters. | A positive use determination of 100% for the project to replace software and hardware on thermal oxidizer necessary to monitor critical operating parameters. | 2003-04-04 | 7224 | 100
6862 | T1 | Ondeo Nalco Energy Services | Ondeo Nalco Energy Services | 7701 Hwy 90-A | Sugar Land | TX | 77478 | Fort Bend | CN602846388 | RN102895745 | Installed a burst sensor on the Vessel M-223 rupture disk. | A positive use determination of 100% for the burst sensor installed on the Vessel M-223 rupture disk. | 2003-04-04 | 2555 | 100
6863 | T1 | Ondeo Nalco Energy Services | Ondeo Nalco Energy Services | 7701 Hwy 90-A | Sugar Land | TX | 77478 | Fort Bend | CN602846388 | RN102895745 | Replaced the containment pan and waste water drain lines for Spur C railroad. | A positive use determination of 100% for the project to replace the containment pan and waste water drain lines for Spur C railroad. | 2003-04-04 | 3538 | 100
6864 | T1 | Ondeo Nalco Energy Services | Ondeo Nalco Energy Services | 7701 Hwy 90-A | Sugar Land | TX | 77478 | Fort Bend | CN602846388 | RN102895745 | Installed cool fuel technology on Kewanee plant boilers. | A positive use determination of 100% for the project to install cool fuel technology on the Kewanee plant boilers. | 2003-04-04 | 36156 | 100
6865 | T1 | Ondeo Nalco Energy Services | Ondeo Nalco Energy Services | 7701 Hwy 90-A | Sugar Land | TX | 77478 | Fort Bend | CN602846388 | RN102895745 | Renovation and replacement of Zimpro waste water treatment system filter press and drip plate. Includes new casters, plate guides, carriages repair, replace solenoids and replace drip cylinders, replace load holding check and press cylinders, install new device coupling and hydraulic control devices. | A positive use determination of 100% for the project to renovate and replace Zimpro waste water treatment system filter press and drip plate. | 2003-04-04 | 38464 | 100
6866 | T1 | Kinder Morgan Liquids Terminals LLC | Pasadena Terminal | 530 N Witter | Pasadena | TX | 77506 | Harris | CN601296916 | RN100224815 | Carbon steel internal floating roof on Tank 30-1. | A positive use determination for 100% of an internal floating roof on Tank 30-1. | 2003-04-09 | 100000 | 100
6867 | T1 | Kinder Morgan Liquids Terminals LLC | Pasadena Terminal | 530 N Witter | Pasadena | TX | 77506 | Harris | CN601296916 | RN100224815 | Carbon steel internal floating roof on Tank 30-2. | A positive use determination for 100% of an internal floating roof on Tank 30-2. | 2003-04-09 | 100000 | 100
6868 | T1 | Kinder Morgan Liquids Terminals LLC | Pasadena Terminal | 530 N Witter | Pasadena | TX | 77506 | Harris | CN601296916 | RN100224815 | Carbon steel internal floating roof on Tank 150-47. | A positive use determination for 100% of an internal floating roof on Tank 150-47. | 2003-04-09 | 350000 | 100
6869 | T1 | Kinder Morgan Liquids Terminals LLC | Pasadena Terminal | 530 N Witter | Pasadena | TX | 77506 | Harris | CN601296916 | RN100224815 | Carbon steel internal floating roof on Tank 150-48. | A positive use determination for 100% of an internal floating roof on Tank 150-48. | 2003-04-09 | 350000 | 100
6870 | T1 | Kinder Morgan Liquids Terminals LLC | Pasadena Terminal | 530 N Witter | Pasadena | TX | 77506 | Harris | CN601296916 | RN100224815 | Carbon steel internal floating roof on Tank 10-13. | A positive use determination for 100% of an internal floating roof on Tank 150-48. | 2003-04-10 | 100000 | 100
6871 | T1 | Kinder Morgan Liquids Terminals LLC | Pasadena Terminal | 530 N Witter | Pasadena | TX | 77506 | Harris | CN601296916 | RN100224815 | Carbon steel internal floating roof on Tank 130-5. | A positive use determination for 100% of an internal floating roof on Tank 130-5. | 2003-04-10 | 350000 | 100
6872 | T1 | Kinder Morgan Liquids Terminals LLC | Pasadena Terminal | 530 N Witter | Pasadena | TX | 77506 | Harris | CN601296916 | RN100224815 | Carbon steel internal floating roof on Tank 170-6. | A positive use determination for 100% of an internal floating roof on Tank 170-6. | 2003-04-10 | 350000 | 100
6873 | T1 | Kinder Morgan Liquids Terminals LLC | Pasadena Terminal | 530 N Witter | Pasadena | TX | 77506 | Harris | CN601296916 | RN100224815 | Carbon steel internal floating roof on Tank 200-3. | A positive use determination for 100% of an internal floating roof on Tank 200-3. | 2003-04-10 | 350000 | 100
6874 | T1 | Kinder Morgan Liquids Terminals LLC | Galena Park Terminal | 906 Clinton Drive | Galena Park | TX | 77547 | Harris | CN602717092 | RN100237452 | Carbon steel internal floating roof on Tank 5-21. | A positive use determination for 100% of an internal floating roof on Tank 5-21. | 2003-04-10 | 20000 | 100
6875 | T1 | Kinder Morgan Liquids Terminals LLC | Galena Park Terminal | 906 Clinton Drive | Galena Park | TX | 77547 | Harris | CN602717092 | RN100237452 | Carbon steel internal floating roof on Tank 90-1. | A positive use determination for 100% of an internal floating roof on Tank 90-1. | 2003-04-10 | 250000 | 100
6876 | T1 | Kinder Morgan Liquids Terminals LLC | Galena Park Terminal | 906 Clinton Drive | Galena Park | TX | 77547 | Harris | CN602717092 | RN100237452 | Carbon steel internal floating roof on Tank 90-2. | A positive use determination for 100% of an internal floating roof on Tank 90-2. | 2003-04-10 | 250000 | 100
6877 | T1 | Kinder Morgan Liquids Terminals LLC | Galena Park Terminal | 906 Clinton Drive | Galena Park | TX | 77547 | Harris | CN602717092 | RN100237452 | Carbon steel internal floating roof on Tank 100-11. | A positive use determination for 100% of an internal floating roof on Tank 100-11. | 2003-04-10 | 250000 | 100
6878 | T1 | Kinder Morgan Liquids Terminals LLC | Galena Park Terminal | 906 Clinton Drive | Galena Park | TX | 77547 | Harris | CN602717092 | RN100237452 | Carbon steel internal floating roof on Tank 100-12. | A positive use determination for 100% of an internal floating roof on Tank 100-12. | 2003-04-10 | 250000 | 100
6879 | T1 | Kinder Morgan Liquids Terminals LLC | Galena Park Terminal | 906 Clinton Drive | Galena Park | TX | 77547 | Harris | CN602717092 | RN100237452 | Carbon steel internal floating roof on Tank 80-12. | A positive use determination for 100% of an internal floating roof on Tank 80-12. | 2003-04-10 | 250000 | 100
6880 | T1 | Kinder Morgan Liquids Terminals LLC | Galena Park Terminal | 906 Clinton Drive | Galena Park | TX | 77547 | Harris | CN602717092 | RN100237452 | Carbon steel internal floating roof on Tank 80-21. | A positive use determination for 100% of an internal floating roof on Tank 80-21. | 2003-04-10 | 250000 | 100
6881 | T1 | Kinder Morgan Liquids Terminals LLC | Galena Park Terminal | 906 Clinton Drive | Galena Park | TX | 77547 | Harris | CN602717092 | RN100237452 | Carbon steel internal floating roof on Tank 80-22. | A positive use determination for 100% of an internal floating roof on Tank 80-22. | 2003-04-10 | 250000 | 100
6882 | T1 | Kinder Morgan Liquids Terminals LLC | Galena Park Terminal | 906 Clinton Drive | Galena Park | TX | 77547 | Harris | CN602717092 | RN100237452 | Carbon steel internal floating roof on Tank 25-5. | A positive use determination for 100% of an internal floating roof on Tank 25-5. | 2003-04-10 | 100000 | 100
6883 | T1 | Kinder Morgan Liquids Terminals LLC | Galena Park Terminal | 906 Clinton Drive | Galena Park | TX | 77547 | Harris | CN602717092 | RN100237452 | Carbon steel internal floating roof on Tank 25-7. | A positive use determination for 100% of an internal floating roof on Tank 25-7. | 2003-04-10 | 100000 | 100
6884 | T1 | Baytown Asphalt Materials Inc | Baytown Asphalt Houston Ship Channel | 5350 Navigation Blvd | Houston | TX | 77011 | Harris | CN601410202 | No Regulated Entity at this Location | The following items: 1. Ductwork from Double Barrel Drum to Fabric Collector. 2. Internal Separator. 3. Fabric filter dust collector. 4. Dust return screws. 5. Controls for fabric filter collector system. | A positive use determination of 100% for the Ductwork from Double Barrel Drum to Fabric Collector; internal separator; fabric filter dust collector; dust return screws; and controls for fabric filter collector system. | 2003-04-09 | 635230 | 100
6885 | T1 | E I Du Pont De Nemours & Co Inc | DuPont Sabine River Works | FM 1006 | Orange | TX | 77630 | Orange | CN600128284 | RN106987852 | This project collects waste water streams from 3 Ethylene Co-polymer Production Units and separates and recovers the organics before sending the remainder to the WWTP. In addition to the associated collection piping the project includes a decanter & tank for the processed waste water. | A positive use determination of 100% for the project to collect waste water streams from 3 Ethylene Co-polymer Production Units and separate and recover the organics before sending the remainder to the WWTP. | 2003-04-09 | 1160000 | 100
6886 | T1 | E I Du Pont De Nemours & Co Inc | DuPont Sabine River Works | FM 1006 | Orange | TX | 77630 | Orange | CN600128284 | RN106987852 | This project provided the following additions to the sites hazardous waste incinerator: installed a walk-in hood for drummed waste sampling & expanded the laboratory facilities to provide analytical capability in order to comply with the Waste Analysis Plan. | A positive use determination of 100% for the following additions to the sites hazardous waste incinerator: installed a walk-in hood for drummed waste sampling & expanded the laboratory facilities to provide analytical capability in order to comply with the Waste Analysis Plan. | 2003-04-09 | 1430000 | 100
6887 | T1 | E I Du Pont De Nemours & Co Inc | DuPont Sabine River Works | FM 1006 | Orange | TX | 77630 | Orange | CN600128284 | RN106987852 | This project is to collect VOCs from several of the process vents within the C-Unit Ethylene Co-polymer production unit and route them through a Thermal Oxidizer (Fume Abator) for destruction. | A positive use determination of 100% for the project is to collect VOCs from several of the process vents within the C-Unit Ethylene Co-polymer production unit and route them through a Thermal Oxidizer (Fume Abator) for destruction. | 2003-04-09 | 3080000 | 100
6888 | T1 | E I Du Pont De Nemours & Co Inc | DuPont Sabine River Works | FM 1006 | Orange | TX | 77630 | Orange | CN600128284 | RN106987852 | This project is to install conversion packages on three internal combustion engines on the D-Unit, Ethylene Co-polymer production facilities to reduce NOx and CO concentrations in the exhaust gases from the engines. | A positive use determination of 100% for the conversion packages installed on three internal combustion engines. | 2003-04-09 | 2380000 | 100
6889 | T1 | International Aluminum Corp | International Aluminum Corp | 202 Singleton Dr | Waxahachie | TX | 75165 | Ellis | CN602387995 | RN102799947 | Waste Water Filtration System including the concrete pad and necessary electrical. | A positive use determination of 100% for the waste water filtration system. | 2003-04-09 | 264099 | 100
6890 | T1 | Reagent Chemical & Research Inc | Reagent Port Arthur Facility | 9000 Old Yatch Club Road | Port Arthur | TX | 77642 | Jefferson | CN600434260 | RN102664976 | This application is for the following items: rubber lining on standing tank, metal thickness tester, compressor (to run the sand blaster), containment pad and waste water treatment and a large paint booth. | A positive use determination of 100% for the rubber lining in the acid tank, the metal thickness tester, the compressor (to run the sand blaster), the containment pad and waste water treatment and the large paint booth. | 2003-04-09 | 151140 | 100
6891 | T1 | Polyone Corporation | Polyone Corporation | 5306 Hwy 146 | Seabrook | TX | 77586 | Harris | CN600376206 | RN102079704 | The following items: 1. Process waste water pipeline to treatment plant. 2. Line J Thermal Oxidizer. 3. Line E Maleic Anhydride Recovery. 4. Polymer Grinder. 5. Line P Hot Oil tank dike. 6. Paving. 7. Fines Removal Devices. | A positive use determination of 100% for the process waste water pipeline, the Line J Thermal Oxidizer, the Line E Maleic Anhydride Recovery, the Polymer Grinder, the Line P Hot Oil tank dike, the paving for storm water control and the Fines Removal Devices. | 2003-04-10 | 1717000 | 100
6892 | T1 | Chevron Phillips Chemical Co LP | Drilling Specialties Company | 5450 Jefferson Chemical | Conroe | TX | 77301 | Montgomery | CN600303614 | RN100216381 | Petro-Gas Model A-150 Lean Oil Absorption System - Used to reduce VOCs in gas stream and eliminate NOx. | A positive use determination of 100% for the lean oil absorption system. | 2003-04-10 | 274000 | 100
6893 | T1 | Hampshire Chemical | Hampshire - Deer Park | 739 Battleground Rd | Deer Park | TX | 77536 | Harris | CN600130066 | RN100219070 | Naphthalene storage temperatures would increase due to high heat when offloading. An inline air fired exchanger was needed to control the temperature before naphthalene entered the storage tank/emission points. A flow meter was needed to ensure that the tanks are not over-filled or heels left in a railcar. | A positive use determination of 100% for the flow meter and the air-finned exchanger. | 2003-04-10 | 600000 | 100
6894 | T1 | The Dow Chemical Company | The Dow Chemical Company | 2301 Brazosport Blvd | Freeport | TX | 77541 | Brazoria | CN600356976 | RN102692258 | New liners and internals on Clarifiers CL-115 and CL-155 at WWTP. | A positive use determination of 100% for the new liners and internals installed on Clarifiers CL-115 and CL-155. | 2004-01-21 | 1280000 | 100
6895 | T1 | The Dow Chemical Company | The Dow Chemical Company | 2301 Brazosport Blvd | Freeport | TX | 77541 | Brazoria | CN600356976 | RN102692258 | Low NOx Burner replacement | A positive use determination of 100% for the Low NOx Burner Replacement Project. | 2004-01-21 | 50000 | 100
6896 | T1 | Union Carbide Corporation | Union Carbide - Texas City | 3301 5Th Ave S | Texas City | TX | 77592 | Galveston | CN601688781 | RN100219351 | This new property is a partial replacement of the dilute waste water pipeline between the facility and the WWTF. It includes 2450 feet of 36 inch diameter 68X1C concrete lined cylinder piping with associated valving and measurement devices associated with the continuous operation of the facility | A positive use determination of 100% for the replacement waste water pipeline. | 2003-04-10 | 1900000 | 100
6897 | T2 | Buffalo Marine Service Inc | Buffalo Marine | 8201 E Erath St | Houston | TX | 77012 | Harris | CN600307524 | RN100597723 | The property for which this application is being filed consists of double hulled bunker fuel barges. The applicant asks that the incremental cost difference between single hulled and double hulled barges be considered to be pollution control property. | A positive use determination of 100% for the incremental cost difference between a single hulled barge and a double hulled barge. | 2003-06-25 | 4110501 | 100
6898 | T1 | Martin Sprocket & Gear | Martin Sprocket & Gear Burleson | 555 N Burleson Rd | Burleson | TX | 76028 | Tarrant | CN600256333 | RN102326022 | Paint Spray Booth: Used to contain/collect particulate matter from painting process. | A positive use determination of 100% for the paint spray booth. | 2003-04-15 | 73578 | 100
6899 | T1 | Martin Sprocket & Gear | Martin Sprocket & Gear Burleson | 555 N Burleson Rd | Burleson | TX | 76028 | Johnson | CN600256333 | RN102326022 | Paint Spray Booth: Used to contain/collect particulate matter from painting process. | A positive use determination of 100% for the paint spray booth. | 2003-04-15 | 73578 | 100
6900 | T1 | Trinity Materials Inc | Trinity Materials - #205 | 4798 Us Hwy 380 | Decatur | TX | 76234 | Wise | CN600323000 | RN104542568 | 12 x 10 Slurry Pump: Used to recycle water from retention pits to use in production process. | A positive use determination of 100% for the 12 x 10 Slurry Pump. | 2003-04-15 | 18685.4 | 100
6901 | T1 | Trinity Materials Inc | Trinity Materials - #205 | 3638 E Malloy Bridge Rd | Ferris | TX | 75125 | Dallas | CN600323000 | Insufficient Information | Two 6" Hydraulic Water Pumps: used to recycle water from retention pits to use in the production process. | A positive use determination of 100% for the two 6" Hydraulic Water Pumps. | 2003-04-15 | 52758.42 | 100
6902 | T1 | Linde Gas Inc | Linde Syngas Unit | 11603 Strang Rd | La Porte | TX | 77571 | Harris | CN602616856 | RN100217207 | Two items: 1. Sump Pump 720-278 - used to collect and transport storm water and contaminated process water. 2. Waste Water pipeline Noltex 720-416: used to transfer waste water to Gulfcoast for treatment. | A positive use determination of 100% for Sump Pump 720-278 and Waste Water pipeline Noltex 720-416. | 2003-04-15 | 722653 | 100
6903 | T1 | Custom Building Products Inc | Custom Building Products Inc | 1795 109Th St | Grand Prairie | TX | 75050 | Tarrant | CN600323968 | RN106408669 | Installed a level control system for a silo. | A positive use determination of 100% for the silo level control system. | 2003-04-17 | 21871 | 100
6904 | T1 | Custom Building Products Inc | Custom Building Products Inc | 1795 109Th St | Grand Prairie | TX | 75050 | Tarrant | CN600323968 | RN106408669 | Installed a fume hood. | A positive use determination of 100% for the fume hood. | 2003-04-17 | 3264 | 100
6905 | T1 | Custom Building Products Inc | Custom Building Products Inc | 1795 109Th St | Grand Prairie | TX | 75050 | Tarrant | CN600323968 | RN106408669 | Installed and replaced dust collectors, air compressors & equipment, silo system, silo baghouse, and vacuum lifts. | A positive use determination of 100% for the dust collectors, air compressors & equipment, silo system, silo baghouse, and vacuum lifts. | 2003-04-17 | 188004 | 100
6906 | T1 | Custom Building Products Inc | Custom Building Products Inc | 1795 109Th St | Grand Prairie | TX | 75050 | Tarrant | CN600323968 | RN106408669 | Purchased trash compactors. | A positive use determination of 100% for the trash compactors. | 2003-04-17 | 22507 | 100
6907 | T1 | Dairy Farmers Of America Inc | DFA - Sulphur Springs | 1101 Main St | Sulphur Springs | TX | 75483 | Hopkins | CN603841750 | RN101445831 | Additional costs for assets at existing wastewater treatment plant as follows: 1. Enclosed Powder Room. 2. Reconstructed Silo Tank Wall. 3. Waste Water System. 4. Direct Fire Burner System. 5. Waste Water System. 6. Concrete Pad for Caustic Tank. 7. DuPont Freon Recovery. 8. High Pressure Steam Wash System. 9. Waukesha Sanitary Pump. 10. 38 Filter Assembly. 11. Mainstream Basket Filters. 12. Electrical Wastewater Treatment. 13. Expand Wastewater Treatment. 14. Recovery Tote System Recycle. 15. Potable Water - Wastewater System. 16. Temporary Wastewater Improvements. 17. Rebuild Burner Plate & Refractor. 18. ISCO Model 3710 Wastewater Sampler. | A positive use determination for 100% of additional costs for 18 assets at existing wastewater treatment plant. | 2003-04-18 | 2437519 | 100
6908 | T1 | Vesuvius USA | Vesuvius USA | 1812 E Duncan St | Tyler | TX | 75702 | Smith | CN601222045 | RN102311511 | The following items: fume collection for grinder; mist collection; dust collection; afterburners; and incinerators. | A positive use determination of 100% for the fume collection for grinder; mist collection; dust collection; afterburners; and incinerators. | 2003-04-17 | 222425 | 100
6909 | T1 | Vesuvius USA | Vesuvius USA | 210 Pecos | Hillsboro | TX | 76645 | Hill | CN601222045 | RN100545847 | Dust collection for TCAST; Incinerator; and Viso curing oven incinerator. | A positive use determination of 100% for the Dust collection for TCAST; Incinerator; and Viso curing oven incinerator. | 2003-04-17 | 173633 | 100
6910 | T1 | Intercraft | Intercraft | One Intercraft Plaza | Taylor | TX | 76574 | Williamson | CN602724205 | RN100727528 | Installed a dust collection system. | A positive use determination of 100% for the Dust Collection System. | 2003-04-17 | 500000 | 100
6911 | T1 | Ondeo Nalco Energy Services | Ondeo Nalco Energy Services | 7701 Hwy 90-A | Sugar Land | TX | 77478 | Fort Bend | CN602846388 | RN102895745 | Installation of control piping which routes uncontrolled releases from process reactors to a contained separation system. | A positive use determination of 100% for the Blow Down Header Project (AR-6-3-974, 6-365) | 2003-04-17 | 932168 | 100
6912 | T1 | Dixie Electro Plating Company Inc | Dixie Electro Plating Co | 3001 Engelke | Houston | TX | 77003 | Harris | CN600303846 | RN100593920 | Installed a new waste water treatment system consisting of filter press; equalization tank; chlorination; ultraviolet disinfection; chemical precipitation; Ion Exchange equipment; and pH control equipment. Also installed a PVC liner to contain spills from the electroplating tanks. | A positive use determination for 100% of the wastewater treatment system and the PVC liner. | 2003-04-17 | 117568.78 | 100
6913 | T1 | Wam USA Inc | Wam USA Inc | 1201 Triad Blvd | Saginaw | TX | 76131 | Tarrant | CN604270454 | None Assigned | Property consists of a vacuum based, dust collection system, piping and air compressor. | A positive use determination of 100% for the Dust Collection System and Air Compressor. | 2003-04-17 | 44335 | 100
6914 | T1 | Wam USA Inc | Wam USA Inc | 1201 Triad Blvd | Saginaw | TX | 76131 | Tarrant | CN604270454 | None Assigned | Installed a self-contained industrial paint booth system, with self-contained collection systems. | A positive use determination of 100% for the self-contained industrial paint booth system, with self-contained collection systems. | 2003-04-17 | 39684 | 100
6915 | T1 | Royal Window Coverings USA | Royal Window Coverings USA | 7611 Railhead Lane | Houston | TX | 77086 | Harris | Insufficent Information | Insufficent Information | Constructed parking lots and a storm water detention pond. | A positive use determination for 100% of several parking lots and a storm water detention pond. | 2003-05-27 | 1280015.92 | 100
6916 | T1 | Royal Window Coverings USA | Royal Window Coverings USA | 7611 Railhead Lane | Houston | TX | 77086 | Harris | Insufficent Information | Insufficent Information | Installed hoods and a collection system for six extruders. | A positive use determination for 100% of the hood and collection system for six process extruders. | 2003-04-17 | 305127.39 | 100
6917 | T1 | Royal Window Coverings USA | Royal Window Coverings USA | 7611 Railhead Lane | Houston | TX | 77086 | Harris | Insufficent Information | Insufficent Information | Waste Water Treatment Plant: clarifier, activated sludge system, aeration equipment, and chlorination system. | A positive use determination for 100% of a biological wastewater treatment plant. | 2003-04-17 | 111734.17 | 100
6918 | T1 | Royal Window Coverings USA | Royal Window Coverings USA | 7611 Railhead Lane | Houston | TX | 77086 | Harris | Insufficent Information | Insufficent Information | Installed fire lines, sanitary sewer lines and domestic water lines for water conservation. | A positive use determination for 100% of fire lines, sanitary sewer lines, and domestic water lines. | 2003-04-17 | 134704.1 | 100
6919 | T1 | Royal Window Coverings USA | Royal Window Coverings USA | 7611 Railhead Lane | Houston | TX | 77086 | Harris | Insufficent Information | Insufficent Information | PVC composite boxes and crates (200) made from recycled PVC on-site. | A positive use determination for 100% of PVC boxes and crates. | 2003-05-29 | 95746.29 | 100
6920 | T1 | Royal Window Coverings USA | Royal Window Coverings USA | 7611 Railhead Lane | Houston | TX | 77086 | Harris | Insufficent Information | Insufficent Information | Installed two scrap grinders which are used to recycle blinds. | A positive use determination for 100% of two scrap grinders. | 2003-04-17 | 62586.41 | 100
6921 | T1 | Royal Window Coverings USA | Royal Window Coverings USA | 7611 Railhead Lane | Houston | TX | 77086 | Harris | Insufficent Information | Insufficent Information | Dust collection system for the weigh hoppers in the PVC compounding system. | A positive use determination for 100% of the dust collection system for the PVC compounding system. | 2003-05-27 | 45200 | 100
6922 | T1 | Royal Window Coverings USA | Royal Window Coverings USA | 7611 Railhead Lane | Houston | TX | 77086 | Harris | Insufficent Information | Insufficent Information | Street sweeper for control of fugitive emissions from plant roads and parking. | A positive use determination for 100% of a street sweeper. | 2003-04-17 | 21000.5 | 100
6923 | T1 | Royal Window Coverings USA | Royal Window Coverings USA | 7611 Railhead Lane | Houston | TX | 77086 | Harris | Insufficent Information | Insufficent Information | Installed irrigation system used to disburse treated waste water. | A positive use determination for 100% of a wastewater irrigation system. | 2003-04-17 | 9469.86 | 100
6924 | T1 | Royal Window Coverings USA | Royal Window Coverings USA | 7611 Railhead Lane | Houston | TX | 77086 | Harris | Insufficent Information | Insufficent Information | Barrier walls were constructed around wastewater containment tanks. | A positive use determination of 100% for the barrier walls. | 2003-05-27 | 5182.6 | 100
6925 | T1 | Royal Window Coverings USA | Royal Window Coverings USA | 7611 Railhead Lane | Houston | TX | 77086 | Harris | Insufficent Information | Insufficent Information | Sand Blast Cabinet - enclosed cabinet with dust collector used to clean PVC dies. | A positive use determination for 50% of the sand blast cabinet with dust collector. | 2003-04-17 | 3559 | 100
6926 | T1 | Custom Building Products Inc | Custom Building Products Inc | 1795 109Th St | Grand Prairie | TX | 75050 | Tarrant | CN600323968 | RN106408669 | Installed a level control system for a silo. | A positive use determination of 100% for the silo level control system. | 2003-04-17 | 21871 | 100
6927 | T1 | Custom Building Products Inc | Custom Building Products Inc | 1795 109Th St | Grand Prairie | TX | 75050 | Tarrant | CN600323968 | RN106408669 | Installed a fume hood. | A positive use determination of 100% for the fume hood. | 2003-04-17 | 3264 | 100
6928 | T1 | Custom Building Products Inc | Custom Building Products Inc | 1795 109Th St | Grand Prairie | TX | 75050 | Tarrant | CN600323968 | RN106408669 | Installed and replaced dust collectors, air compressors & equipment, silo system, silo baghouse, and vacuum lifts. | A positive use determination of 100% for the dust collectors, air compressors & equipment, silo system, silo baghouse, and vacuum lifts. | 2003-04-17 | 188004 | 100
6929 | T1 | Custom Building Products Inc | Custom Building Products Inc | 1795 109Th St | Grand Prairie | TX | 75050 | Tarrant | CN600323968 | RN106408669 | Purchased trash compactors. | A positive use determination of 100% for the trash compactors. | 2003-04-17 | 22507 | 100
6930 | T1 | Letourneau Ellis Williams Company Inc | Letourneau Ellis Williams Company Inc | 6500 Brittmoore Rd | Houston | TX | 77041 | Harris | CN600360465 | RN104348339 | Installed a Sand Blast Booth including Dust Collection System. | A positive use determination of 100% for the sand blast booth and dust collection system. | 2003-04-17 | 87164 | 100
6931 | T1 | Kimberly-Clark | Kimberly-Clark | Loop 286 SW & FM 137 | Paris | TX | 75460 | Lamar | CN600306716 | RN104885033 | Air Filter Leak Detection System: monitoring system to detect leaks in exhaust air filters. Spark Detector In Dust Collectors: monitoring system to detect sparks in dust collection system. Solid Waste Baler & Collection System: used to bundle scrap diapers for recycling. Oil Water Separator: removes oil from process waste water. | A positive use determination for 100% of the air filter leak detection system, the spark detectors, solid waste baler and collection system, and oil water separator. | 2003-04-23 | 609146 | 100
6932 | T1 | Midlothian Energy Limited Partnership | Midlothian Energy | 5000 V V Jones Rd | Venus | TX | 76084 | Johnson | Insufficient Information | Insufficient Information | Installed five waste water holding tanks. Two are 1.2 million gallon tanks and three are 50,000 gallon tanks. | A positive use determination for 100% of 5 waste water holding tanks. | 2003-04-23 | 2881150 | 100
6933 | T1 | North Texas Cement Company | North Texas Cement - Midlothian | 900 Gifco Rd | Midlothian | TX | 76065 | Ellis | CN605048529 | RN104881826 | The following projects: 1. Continuous Emissions Monitoring Systems - THC in kiln exhaust. 2. Predictive Emissions Monitor - sulfur analyzer for coal. 3. Dust Collection System - collects fugitive emissions from clinker tunnel. 4. Dust collection system for fugitive emissions in the raw material storage building. 5. 1993 Freightliner Water Truck - used to suppress fugitive road dust. 6. Portable Lighting for Landfill - used solei at landfill. 7. Improvements to leachate drainage and collection system for the landfill. 8. Dewatering Pump - used to transfer contaminated water from quarry pit to settling ponds. 9. Settling Ponds - used to control, monitor & treat discharge water from mine area. | A positive use determination for 100% of nine miscellaneous pollution control projects. | 2003-04-23 | 2186018 | 100
6934 | T1 | Owens Corning | Owens Corning | 201 N Nursery Rd | Irving | TX | 75061 | Dallas | CN603528050 | RN100225291 | The following items: Thermal Oxidizer; Dust Collection; Exhaust Ductwork; Asphalt Shingle Exhaust Ventilation; Environmental Paving; Steam Condensation -steam condensed for water re-use, reduces discharge to sewer. Waste Water Treatment - treatment of process waste water. | A positive use determination of 100% for the Thermal Oxidizer; Dust Collection System; Exhaust Ductwork; Asphalt Shingle Exhaust Ventilation; Environmental Paving; Steam Condensation System; and Waste Water Treatment System. | 2003-04-24 | 2099746 | 100
6935 | T1 | Owens Corning | Owens Corning | 3700 N I-35 | Waxahachie | TX | 75168 | Ellis | CN603159088 | RN100223585 | The following items: air filters; enclosures for curing tunnel ovens; thermal oxidizer; continuous emission monitors; exhaust ductwork; vacuum system; self-generated scrap recycling system; automatic tank level gauging; waste water collection and conveyance used to collect and coney wash water to treatment; Waste Water Treatment - oil emulsion system; and recycled water cleaning system. | A positive use determination of 100% for the air filters; enclosures for curing tunnel ovens; thermal oxidizer; continuous emission monitors; exhaust ductwork; vacuum system; self-generated scrap recycling system; automatic tank level gauging; waste water collection and conveyance; waste water treatment - oil emulsion system; and recycled water cleaning system. | 2003-04-24 | 2927446 | 100
6936 | T1 | Saint-Gobain Certainteed Corporation | Saint-Gobain Certainteed Corp | 2901 Kauffman St | Ennis | TX | 75119 | Ellis | Insufficent Information | Insufficent Information | Dust Collector for storage silo fugitive emissions. Fume Collection System for fugitive emissions from asphalt manufacturing. Waste Water Treatment Equipment for contaminated process water. | A positive use determination for 100% of a storage silo dust collector, fume collection system, and wastewater treatment equipment. | 2003-04-23 | 336692 | 100
6937 | T1 | Saint-Gobain Vetroex America Inc | Saint-Gobain Vetrotex America Inc | 4515 Allendale Rd | Wichita Falls | TX | 76310 | Wichita | CN600129753 | RN100218601 | The following projects: 1. Dust collector for bulk bag filling operation. 2. Electrostatic precipitator for glass furnaces. 3. SO2 scrubbers for glass furnaces. 4. Low NOx burners on glass furnaces. 5. Exhaust ductwork from glass furnaces to scrubbers. 6. Exhaust ventilation for glass furnace operations to control device. 7. Scrubber exhaust stacks. 8. Waste collection equipment for matline scrap glass. 9. Chutes to convey waste water from the glass furnaces and forming lines to the plant basement. 10. Waste water treatment for contaminated process water. | A positive use determination for 100% of 10 miscellaneous pollution control projects. | 2003-04-23 | 2595492 | 100
6938 | T1 | Technip-Coflexip | Gulf Marine Fabricators | FM 1069 | Ingleside | TX | 78362 | San Patricio | CN602998486 | RN102203445 | Two Items. 1. Surface Impoundment - A dike was constructed to contain dredge spoil. 2. Waste Water Treatment - equipment used to treat contaminated process water. | A positive use determination of 100% for the surface impoundment and the waste water treatment equipment. | 2003-04-26 | 4392552 | 100
6939 | T1 | Technip-Coflexip | Gulf Marine Fabricators | FM 2725 | Aransas Pass | TX | 78335 | San Patricio | CN602998486 | RN101513406 | The following items: Spray Paint Booth; two 1996 Ford Water Trucks; 1998 Street Sweeper; Environmental Paving; Solid Waste Incinerator; 2002 International Sewage Truck; and Waste Water Treatment Equipment. | The sewage truck is considered to be a motor vehicle and as such is not eligible for a positive use determination. The sewage truck is considered to be a motor vehicle and as such is not eligible for a positive use determination. The sewage truck is considered to be a motor vehicle and as such is not eligible for a positive use determination. A positive use determination of 100% for the Spray Paint Booth; two 1996 Ford Water Trucks; 1998 Street Sweeper; Environmental Paving; Solid Waste Incinerator; and Waste Water Treatment Equipment. | 2003-04-26 | 720200 | 100
6940 | T1 | US Greenfiber | US Greenfiber | 615 Forrest Dr | Waco | TX | 76704 | McLennan | CN601463532 | RN102886512 | The following property: breakdown shredder system; shredder cyclone and dust collector; and fiber side cyclone and dust collector. | A positive use determination of 100% for the shredder cyclone and dust collector and the fiber side cyclone and dust collector. A negative determination for the breakdown shredder system. This equipment is production equipment and is not eligible for a positive determination as pollution control property. | 2003-04-26 | 532239 | 100
6941 | T1 | Ethicon Inc | Ethicon | 3348 Pulliam | San Angelo | TX | 76905 | Tom Green | CN600349096 | RN101649804 | The following items: Backflow Prevention Devices; Secondary Containment System which prevents waste water from coming into contact with soil or ground water; Waste Compactor; Dust Collector for needle drilling process; Flow Meter for ETO; Solvent Recovery System; Dust Curtain for needle drilling area; and exhaust system ducts for needle processing area. | A positive use determination of 100% for the Backflow Prevention Devices; Secondary Containment System; Waste Compactor; Dust Collector for needle drilling process; Flow Meter for ETO; Solvent Recovery System; Dust Curtain for needle drilling area; and exhaust system ducts for needle processing area. | 2003-04-26 | 456233 | 100
6942 | T1 | International Paper | Intl Paper - Texarkana Mill | 9978 FM 3129 | Queen City | TX | 75572 | Cass | CN601047830 | RN100543115 | Installed an overfire air system for No. 2 Power Boiler. | A positive use determination of 100% for the Overfire Air System Project for No. 2 Power Boiler. | 2005-04-28 | 1211000 | 100
6943 | T1 | Atofina Chemicals Inc | Atofina Eastgate | 1800 Crosby Eastgate | Crosby | TX | 77532 | Harris | CN600124044 | RN100210301 | Sanitary sump pump upgrade. Secondary containment of waste water. CPU R/M containment dikes upgrade. MPU Acid dike 30T65 coating. VOC thermal oxidizer - Phase III temp asset & P1621 VOC thermal oxidizer. | A positive use determination of 100% for the sanitary sump pump upgrade; the secondary containment; the CPU R/M containment dikes upgrade; the MPU Acid dike 30T65 coating and the VOC thermal oxidizer. | 2005-04-28 | 3030471.82 | 100
6944 | T1 | Albemarle Corporation | Albemarle Pasadena Plant | 1000 N South Ave | Pasadena | TX | 77503 | Harris | CN600129589 | RN102983962 | The following items: Process MP-1 WW - piping and instrumentation. Sodium Silicate Reactor Seal Improvement - Installed agitator seal flush system. Alkyls Drainage Improvement - equipment to facilitate removal of stormwater. V-213 Excess Flow Protection - secondary seals. Installed MASC Scrubber. PVC Sewer pipe - Phases I & II. JF-5 and ASA vent gas scrubbers. Improvements to rotary vacuum filter. MP-1 Scrubber systems. | A positive use determination of 100% for the Process MP-1 WW; Sodium Silicate Reactor Seal; Alkyls Drainage improvement; V-213 Excess Flow Protection; installed MASC Scrubber; PVC Sewer pipe; vent gas scrubbers; improvements to rotary vacuum filter; and MP-1 Scrubber systems. | 2005-04-28 | 2765000 | 100
6945 | T1 | SW Foam LP | SW Foam LP | 9900 Railroad Dr | El Paso | TX | 79924 | El Paso | CN600500136 | RN100817501 | Stack, fans and process vent system. | A positive use determination of 100% for the stack, fans and process vent system. | 2005-04-28 | 800000 | 100
6946 | T2 | International Paper | Intl Paper - Texarkana Mill | 9978 FM 3129 | Queen City | TX | 75572 | Cass | CN601047830 | RN100543115 | The following equipment has been installed in order to meet the requirements of the Cluster Rule: Foul Condensate Collection - new stainless steel collection tank, auxiliary turpentine decanter, and 5600 ft of 8" diameter stainless steel pipe. LVHC Collection: tied existing NCG foul condensate tank vents and new CFC tank vents to thermocombuster. Flame arresters, condensate drains, and pressure/vacuum breakers are included. Bleach PLant Scrubbers: sensors to the existing DCS, including a continuous recorder, was installed to measure pH of the scrubber effluent and flow rates of the scrubber vent gas inlet and scrubber liquid recycle. Waste Water Effluent: existing Biolac Fine Bubble Diffused Aeration system was completely upgraded. 4 new oxygen injection units were installed. Approximately 5400 ft of 2" stainless steel oxygen line was installed. Monitoring System: A new Proficy system was installed. The existing system was modified. Best Management Practices: built curbs and collection sumps/pumps at truck loading areas. New curbs and U-drains were installed to direct turpentine, soap, and liquors to collection points. New conductivity systems were installed to detect spills and collect liquor. | A positive use determination of 100% for the Foul Condensate Collection; LVHC Collection; Bleach Plant Scrubbers ; Waste Water Effluent; Monitoring System; and Best Management Practices. | 2005-04-28 | 9263000 | 100
6947 | T1 | Motiva Enterprises LLC | Motiva Port Arthur Refinery | 2100 Houston Ave | Port Arthur | TX | 77640 | Jefferson | Insufficient Information | Insufficient Information | Installed a new Staged Activated Sludge Treating Unit consisting of two new 125' diameter by 16' tanks, a splitter box, eight new surface aerators, a stormwater sump and sump pump, a process water sump and pump, chemical (Anti-foam, caustic, & phosphoric acid) injection, wastewater cooling, and related piping and instrumentation. In addition modifications were made to existing wastewater piping at the ASTU and approximately 30,000 cubic yards of contaminated soil was removed. | A positive use determination of 100% for the Staged Activated Sludge Treating Unit. | 2003-05-20 | 11500000 | 100
6948 | T1 | Atofina Chemicals Inc | Atofina Haden Road | 2231 Haden Rd | Houston | TX | 77015 | Harris | CN600582399 | RN100209444 | 1. Enclosure for sulfur pit. 2. Secondary containment for tanks. 3. Flare Flow - monitoring equipment. 4. Storm water management improvements. 5. tank truck hazardous waste upgrade. | A positive use determination of 100% for the Enclosure for sulfur pit, Secondary containment, Flare Flow monitoring, Storm water management improvements, and tank truck hazardous waste upgrade.t | 2003-04-29 | 360249 | 100
6949 | T1 | Cottonwood Energy Company LP | Cottonwood Emery Project | Indian Lake Road | Deweyville | TX | 77614 | Newton | CN602765687 | RN100226109 | The following items: 27 acres of land set aside as wetlands; 5.7 acres of land used for storm water basins; 0.7 acres of land used Clarifier Sludge Holding Pond; cooling tower demisters; continuous emission monitoring system; selective catalytic reduction system; dry low NOx combustion system and capitalized spare parts; HRSG Low-NOx duct burners & auxiliary boiler burners; HRSG & Auxiliary boiler stacks; wetlands & lagoons; storm water run-off control; waste water conveyances; water conservation systems; Clarifier Sludge Holding Ponds & return water sump; secondary containment; potable water system; environmental paving; tight fill fittings; and cathodic protection. | A positive use determination of 100% for the land set aside as wetlands; 5.7 acres of land used for storm water basins; 0.7 acres of land used Clarifier Sludge Holding Pond; cooling tower demisters; continuous emission monitoring system; selective catalytic reduction system; dry low NOx combustion system and capitalized spare parts; HRSG Low-NOx duct burners & auxiliary boiler burners; HRSG & Auxiliary boiler stacks; wetlands & lagoons; storm water run-off control; waste water conveyances; water conservation systems; Clarifier Sludge Holding Ponds & return water sump; Secondary containment; potable water system; environmental paving; tight fill fittings; and cathodic protection. | 2003-05-01 | 43691683 | 100
6950 | T1 | South Houston Green Power LP | Green Power 2 Cogeneration Facility | 2401 Fifth Ave S | Texas City | TX | 77592 | Galveston | CN602444622 | RN105115588 | The following items: Cooling tower demisters; continuous emission monitoring system; selective catalytic reduction system; dry low NOx combustion system; HRSG Low-NOx duct burners; HRSG stacks; storm water run-off control; waste water conveyances; water conservation systems; neutralization equipment; secondary containment; potable water system; environmental paving; and cathodic protection. | A positive use determination of 100% for the cooling tower demisters; continuous emission monitoring system; selective catalytic reduction system; dry low NOx combustion system; HRSG Low-NOx duct burners; HRSG stacks; storm water run-off control; waste water conveyances; water conservation systems; neutralization equipment; secondary containment; potable water system; environmental paving; and cathodic protection. | 2003-05-01 | 28501998 | 100
6951 | T1 | Transit Mix Concrete & Materials | Transit Mix - Plant 151 | 3902 E. Stan Schlueter | Killeen | TX | 76541 | Bell | CN600408009 | RN104352869 | Concrete Reclaimer System to recycle water, sand, and aggregate from concrete waste. | A positive use determination for 100% of the concrete reclaimer system. | 2003-05-08 | 90378 | 100
6952 | T1 | Overwraps Packaging, LP | Overwraps Packaging | 9008 Governors Row | Dallas | TX | 75247 | Dallas | CN600489967 | RN100804657 | Miscellaneous projects: Thermal oxidizer aftercooler, replacement heat exchanger for thermal oxidizer, piping from presses to thermal oxidizer, thermal oxidizer burner, and solvent recovery system. | A positive use determination for 100% of the aftercooler, heat exchanger, piping, thermal oxidizer, and solvent recovery system. | 2003-06-16 | 170396 | 100
6953 | T1 | Capitol Aggregates Ltd | Capitol Aggregates Ltd | 11551 Nacogdoches Rd | San Antonio | TX | 78217 | Bexar | CN602272114 | RN103756656 | Scrubber used to remove SO2 from dry kiln exhaust. Dust collection ductwork used to collect fugitive emissions created during raw materials grinding process. | A positive use determination of 100% for the scrubber and the dust collection ductwork. | 2003-05-02 | 201389 | 100
6954 | T1 | Bayer MaterialScience LLC | Bayer - Orange | FM 1006 | Orange | TX | 77631 | Orange | CN600124440 | RN100825363 | The following items: Liquid Styrene knockout vessel. VOC monitoring and detection system upgrade - includes field analyzers, instrumentation & announcers. New bleed vent valves in carbon absorption vessels. Lab exhaust system upgrade. New valve and pump in polymer fines separation system. Storm drain, trench, paving, & spill containment improvements. Installation of new tower trays in waste water treatment facility. | A positive use determination of 100% for the knockout vessel, VOC monitoring and detection system upgrade, new bleed vent valves, lab exhaust system upgrade, new valve and pump in polymer fines separation system, storm drain, trench, paving, & spill containment improvements, and installation of new tower trays in waste water treatment facility. | 2003-05-02 | 393300 | 100
6955 | T1 | Bayer MaterialScience LLC | Bayer - Baytown | 8500 W Bay Rd | Baytown | TX | 77520 | Chambers | CN603578188 | RN100209931 | The following items: Temperature control equipment & CMS parts for facility's central thermal oxidizer. VOC monitoring and detection system upgrade & expansion - includes vent/decomposition tower & associated piping, blowers, neutralization equipment, field analyzers, instrumentation, distributive control system, alarms & annunciators. Multiple pump replacement projects. Vent gas condenser replacement project. Improvements to solid waste, onsite repository system. Makrolon infrastructure & plant treated waste water outfall relocation projects. Process storm water conveyance ad site drainage improvements. Installation of new APACS data access & control system in the WWTP. | A positive use determination of 100% for the temperature control equipment & CMS parts for facility's central thermal oxidizer.; VOC monitoring and detection system upgrade & expansion; multiple pump replacement projects; vent gas condenser replacement project; improvements to solid waste, onsite repository system; Makrolon infrastructure & plant treated waste water outfall relocation projects; process storm water conveyance ad site drainage improvements; and installation of new APACS data access & control system in the WWTP. | 2003-05-02 | 12520000 | 100
6956 | T1 | Univar USA Inc | Univar USA Inc | 4315 S CR 1250 | Odessa | TX | 79762 | Ector | CN600471346 | Insufficient Information | Environmental Paving: Chemical storage area and plant roadways were paved to reduce dust emissions. | A positive use determination of 100% for the environmental paving. | 2003-05-02 | 63388 | 100
6957 | T1 | Univar USA Inc | Univar USA Inc | 100 N Sam Houston Rd | Mesquite | TX | 75149 | Dallas | CN600471346 | RN101523967 | The following items: Spill cleaning equipment. Environmental Paving - for dust control. Secondary containment for chemical tanks and drums. Overfill alarm system. Water reclaim tanks. Storm water diversion system. | A positive use determination of 100% for the spill cleaning equipment; environmental paving; secondary containment for chemical tanks and drums; overfill alarm system; water reclaim tanks; and storm water diversion system. | 2003-05-02 | 275380 | 100
6958 | T1 | Univar USA Inc | Univar USA Inc | 601 Locust St | Borger | TX | 79007 | Hutchinson | CN600471346 | RN102890365 | The following items: Environmental paving used to control dust. Secondary containment for chemical tanks. Retaining wall constructed around storage tanks. | A positive use determination of 100% for the environmental paving; secondary containment for chemical tanks; and the retaining wall constructed around storage tanks. | 2003-05-02 | 251696 | 100
6959 | T1 | Univar USA Inc | Univar USA Inc | Highway 149 S | Longview | TX | 75603 | Gregg | CN600471346 | RN102339686 | The following items: Environmental paving used to control dust. Secondary containment for chemical tanks. Vent restriction devices. | A positive use determination of 100% for the environmental paving; secondary containment for chemical tanks; and the vent restriction devices. | 2003-05-02 | 96500 | 100
6960 | T1 | Univar USA Inc | Univar USA Inc | 402 McBride Ln | Corpus Christi | TX | 78408 | Nueces | CN600471346 | RN102890399 | Waste water neutralization equipment. | A positive use determination of 100% for the waste water neutralization equipment. | 2003-05-02 | 15417 | 100
6961 | T1 | Univar USA Inc | Univar USA Inc | 10889 Bekay St | Dallas | TX | 75238 | Dallas | CN600471346 | RN102890357 | The following property: fume scrubbers, carbon absorbers, environmental paving, decontamination equipment, secondary containment for drums, automatic tank shut-off valve, and waste water neutralization equipment. | A positive use determination of 100% for the fume scrubbers, carbon absorbers, environmental paving, decontamination equipment, secondary containment for drums, automatic tank shut-off valve, and waste water neutralization equipment. | 2003-05-02 | 274199 | 100
6962 | T1 | Univar USA Inc | Univar USA Inc | 1490 V W & R Dr | Beaumont | TX | 77705 | Jefferson | CN600471346 | RN102890217 | Constructed a drainage system which is used to collect storm water runoff. | A positive use determination of 100% for the storm water diversion system. | 2003-05-02 | 30428 | 100
6963 | T1 | Univar USA Inc | Univar USA Inc | 6980 Market Ave | El Paso | TX | 79915 | El Paso | CN600471346 | RN100819739 | The following items: fume scrubbers, environmental paving, secondary containment for chemical tanks and drums, and automatic tank gauging. | A positive use determination of 100% for the fume scrubbers, environmental paving, secondary containment for chemical tanks and drums, and automatic tank gauging. | 2003-05-02 | 46639 | 100
6964 | T1 | Univar USA Inc | Univar USA Inc | 777 Brisbane | Houston | TX | 77061 | Harris | CN600471346 | RN102890274 | The following items: fume scrubbers, exhaust system, spill cleaning equipment, environmental paving, secondary containment for chemical tanks and drums, overfill alarm system, vent restriction devices, waste water neutralization equipment, and automatic tank gauging. | A positive use determination of 100% for the fume scrubbers, exhaust system, spill cleaning equipment, environmental paving, secondary containment for chemical tanks and drums, overfill alarm system, vent restriction devices, waste water neutralization equipment, and automatic tank gauging. | 2003-05-02 | 750511 | 100
6965 | T1 | Univar USA Inc | Univar USA Inc | 311 Lark Ave | Odessa | TX | 79762 | Ector | CN600471346 | RN100554864 | The following items: exhaust system, environmental paving, secondary containment for chemical tanks and drums, and automatic tank gauging. | A positive use determination of 100% for the exhaust system, environmental paving, secondary containment for chemical tanks and drums, and automatic tank gauging. | 2003-05-02 | 301804 | 100
6966 | T1 | Shell Chemical Llp | Shell Chemical - Deer Park | 5900 Hwy 225 | Deer Park | TX | 77536 | Harris | CN602641664 | RN104660915 | See the attached listing. | A positive use determination of 100% for the rack overfill protection; work for permitting grandfathered tanks; high level alarms; upgrades to grandfathered facilities; CEMS analyzer upgrades; V-8360 overhead level control; containment upgrade; flowmeter for SET; TOL-911 tank repair; offspec propylene storage; AG sewer; landfill leachate collection tank; potable water tower; north pond dry weather flow; NET aerators; YYY water compliance project; HIPA flare KO drum replacement; SET solids handling; O&G analyzer; Clean steam for OPIII decoke pot; marine vapor recovery; utilities surface water clarifier fencing; storm water impoundment basin; west property flare gas recovery; north effluent treater switchgear HVAC system replacement; olefins furnace replacement; and installation of concrete pad. | 2003-05-02 | 32471000 | 100
6967 | T1 | Sartomer Inc C/O Ata | Sartomer Wallisville Rd | 17335 Wallisville Rd | Houston | TX | 77049 | Harris | CN600590046 | RN102342813 | See the attached listing. | A positive use determination of 100% for the baghouses; X-G202 vent scrubber; R-2001 vent exchanger; explosion ducts; Raschig Rings; BF3 mass flow meter; pressure calibrator; pressure apparatus; LRO mass flowmeter; pilot plant BF3 flowmeter; DCPD flowmeter; raw material flow meter; nitrogen blanket system; BF3 defogging; debottlenecking of heat exchange system; oil skimmer; calcium chloride storage; storm water pump; improvements to plant drainage; recycle resin; waste water treatment; water pumps; feed dehydration; pre-evaporator system; cooling tower replacement; reverse osmosis units; well water meter; pH control meters; mechanical drive neutralizer; tank farm remediations; UT meter; ET improvements; C302 filtration; and high level alarm (blending tank). | 2003-05-02 | 1523234 | 100
6968 | T1 | Centerpulse Orthopedics Inc | Centerpulse Orthopedics Inc | 9900 Spectrum Dr | Austin | TX | 78717 | Travis | CN600286181 | RN100580794 | Final Ultrasonic cleaning system to clean orthopedic devices and an enclosed cabinet for blast cleaning of knee implant devices. | A positive use determination for 100% of the ultrasonic cleaning system and 50% of the blast cleaning booth. | 2003-06-25 | 178003 | 100
6969 | T1 | Encore Wire Limited | Encore Wire Limited | 1410 Millwood Rd | Mc Kinney | TX | 75069 | Collin | CN600130231 | RN104301825 | The following 11 items: 1. Hydraulic pump enclosure. 2. Exhaust system blower and ductwork for chopping line. 3. Exhaust hoods/fans/ductwork for Plants 2 & 3 insulating line extruders. 4. Recycled copper compactor. 5. Environmental paving. 6. Recycled PVC dryer. 7. Fugitive emission containment structure for chopping line dumpsters. 8, 9, 10 Waste water treatment for Plants 1, 2, & 3. 11. Storm water diversion at Plant 3. 11. Process waste water trenches @ Plant 3 insulation lines. | A positive use determination for 100% of 11 miscellaneous pollution control property items described above. | 2003-05-07 | 2055108 | 100
6970 | T1 | Johns Manville | Johns Manville Cleburne | 200 W Industrial Blvd | Cleburne | TX | 76031 | Johnson | CN601719065 | RN100213719 | The following 9 items: 1. Resin room dust filters. 2. Water sprays in the fiberglass forming process area. 3. Data collection system to monitor operating parameters in fiberglass mfg. lines to limit formaldehyde and particulate emissions. 4. Particulate collection system for fiberglass ovens. 5. Glass furnace exhaust stacks. 6. Trash compactor. 7. Concrete paving and roadways. 8. Self-generated waste glass recycling system. 9. Recycled water cleaning system. | A positive use determination for 100% of 9 miscellaneous pollution control property items described above. | 2003-05-07 | 1290791 | 100
6971 | T1 | General Cable Technologies Corp | General Cable Technologies Corp | 800 E 2Nd St | Bonham | TX | 75418 | Fannin | CN600132740 | RN100236017 | The following 3 items: Trash compactor. Distillation recycling system. Collection bins for scrap wire. | A positive use determination for 100% of 3 miscellaneous pollution control property items described above. | 2003-05-07 | 278573 | 100
6972 | T1 | General Cable Technologies Corp | General Cable Technologies Corp | 910 10Th St | Plano | TX | 75074 | Collin | CN600132740 | RN104635339 | The following 8 items: 1.Dust collector for PVC wire coating area. 2. Extruder exhaust ventilation to control device. 3. Concrete paving around office and mfg. areas. 4, 5, 6. Concrete spill containment for wire drawing lines, plasticizer storage tank, and rail spur unloading area. 7. Oil/Water separators. 8. Waste water filter. | A positive use determination for 100% of 8 miscellaneous pollution control property items described above. | 2003-05-07 | 645506 | 100
6973 | T1 | Keller's Creamery LLC | Keller's Creamery | 1015 E Broadway | Winnsboro | TX | 75494 | Wood | CN600617658 | RN102095429 | See the attached listing of property. | A positive use determination for the property on the attached list. | 2003-06-17 | 966542.68 | 100
6974 | T1 | Exterior Systems Inc | Exterior Systems Inc - Waco | 2525 Gholson Rd | Waco | TX | 76705 | McLennan | CN601727563 | RN103206108 | Paving of various road surfaces to minimize dust from mobile equipment. Wash station used to clean plant vehicles. | A positive use determination for 100% of plant paving and wash station. | 2003-05-07 | 94532 | 100
6975 | T1 | Saint-Gobain Norton Company | Saint-Gobain Norton Co. | 2770 W Washington St | Stephenville | TX | 76401 | Erath | CN600354633 | RN100211655 | Dust collection for abrasive mfg. process. Adhesive mix preparation room for fume control. Scrap baler. | A positive use determination for 100% of the dust collector, preparation room, and scrap baler. | 2003-05-07 | 277582 | 100
6976 | T1 | Reheis Chemicals Company Inc | Reheis Chemical Company Inc | 500 Ninth St | Midlothian | TX | 76065 | Ellis | CN600421812 | RN100735034 | Modifications to a waste water treatment plant, consisting of dissolving tanks, holding & overflow tanks, conveyors, pumps, filtration devices to reduce or eliminate solid waste discharge. (see attached detailed listing) | A positive use determination for 100% of modifications to a waste water treatment plant. See attached list for asset details. | 2003-05-08 | 833277 | 100
6977 | T1 | Reheis Chemicals Company Inc | Reheis Chemical Company Inc | 500 Ninth St | Midlothian | TX | 76065 | Ellis | CN600421812 | RN100735034 | Secondary containment consisting of a hard shell skin applied to the outer walls of the tank storage area and final processing area. | A positive use determination for 100% of secondary containment for the tank storage area. | 2003-05-08 | 157812 | 100
6978 | T1 | Reheis Chemicals Company Inc | Reheis Chemical Company Inc | 500 Ninth St | Midlothian | TX | 76065 | Ellis | CN600421812 | RN100735034 | Upgraded the plant effluent system in order to minimize waste. | A positive use determination for 100% of the plant effluent upgrade. | 2003-05-08 | 16928 | 100
6979 | T1 | Reheis Chemicals Company Inc | Reheis Chemical Company Inc | 500 Ninth St | Midlothian | TX | 76065 | Ellis | CN600421812 | RN100735034 | Installed a cyclone/vacuum based dust collection system. | A positive use determination for 100% of a cyclone/vacuum dust collection system. | 2003-05-08 | 99213 | 100
6980 | T1 | WW Henry Company Inc | WW Henry Company Inc | 1101 Ave G | Arlington | TX | 76011 | Tarrant | CN600389670 | RN100767714 | Property consists of dust collection system comprised of air compressor, bag house rotary valve, hoods, duct work, dust collector units, containment curtains, and electrical and exhaust components. | A positive use determination for 100% of a dust collection system for the manufacturing process. | 2003-05-08 | 113400 | 100
6981 | T1 | WW Henry Company Inc | WW Henry Company Inc | 1101 Ave G | Arlington | TX | 76011 | Tarrant | CN600389670 | RN100767714 | Waste recovery misting system installed in tanks to alleviate solid particulate buildup. | A positive use determination for 100% of a waste recovery misting system. | 2003-05-08 | 9374 | 100
6982 | T1 | WW Henry Company Inc | WW Henry Company Inc | 1101 Ave G | Arlington | TX | 76011 | Tarrant | CN600389670 | RN100767714 | Lift and feed system used to recycle powder components in manufacturing process. | Returned for failure to respond to a deficiency letter. | 2003-08-20 | 49551 | 100
6983 | T1 | WW Henry Company Inc | WW Henry Company Inc | 1101 Ave G | Arlington | TX | 76011 | Tarrant | CN600389670 | RN100767714 | Constructed spill containment and secondary containment structures. Items consist of containment curbs, rubber room enclosure, resin room upgrade, containment wall in latex tank area, flammable storage room, rubber room structure, tanker entrance, and rubber particulate containment canopy. | A positive use determination for 100% of spill containment and secondary containment structures as listed above. | 2003-05-08 | 405702 | 100
6984 | T1 | WW Henry Company Inc | WW Henry Company Inc | 1101 Ave G | Arlington | TX | 76011 | Tarrant | CN600389670 | RN100767714 | Property consists of inner tank linings for Tanks #63, #64, #65, and #67used to minimize potential spillage. | A positive use determination for 100% of the liners for Tanks #63, #64, #65, and #67. | 2003-05-08 | 14744 | 100
6985 | T1 | WW Henry Company Inc | WW Henry Company Inc | 1101 Ave G | Arlington | TX | 76011 | Tarrant | CN600389670 | RN100767714 | Tank level indicators and scanlogoc level detection system. | A positive use determination for 100% of tank level indicators and scanlogic level detection system. | 2003-05-09 | 37090 | 100
6986 | T1 | WW Henry Company Inc | WW Henry Company Inc | 1101 Ave G | Arlington | TX | 76011 | Tarrant | CN600389670 | RN100767714 | Storm water diversion concrete to control run-off. | A positive use determination for 100% of storm water diversion concrete. | 2003-05-09 | 10143 | 100
6987 | T1 | Sachem Inc | Sachem Austin Plant | 821 W Woodward St | Austin | TX | 78704 | Travis | CN600383855 | RN100676345 | The following items: Upgrade waste neutralization tank. Miscellaneous flood control to direct rain water runoff away from contained process areas. High level alarms for tanks. | A positive use determination for 100% of the upgrade to the waste neutralization tank, flood control, and high level alarm for storage tank. | 2003-08-19 | 99017 | 100
6988 | T1 | Sachem Inc | Sachem Cleburne Plant | 2311 Pipeline Rd | Cleburne | TX | 76031 | Johnson | CN600383855 | RN100976117 | See attached list. | A positive use determination for 100% of the equipment on the attached list. | 2003-08-20 | 735071 | 100
6989 | T1 | Nypro Dj Plastic Co | Nypro Dj Plastics Co | 9 Zane Grey | El Paso | TX | 79906 | El Paso | CN600404164 | RN100707645 | Recycling system for scrap plastic (runners) from the molding process. Includes robot pickers and granulators. | A positive use determination for 100% of a plastic recycling system for the molding process. | 2003-05-09 | 650000 | 100
6990 | T1 | Owens Corning | Owens Corning | 1701 W Loop 335 S | Amarillo | TX | 79114 | Potter | CN603528050 | RN100222140 | The following items: Replace paving on plant roads. Waste baler and collection system for scrap glass. Water conservation system to recycle wastewater from the binder room. | A positive use determination for 100% of paving, waste baler and collection system, and water conservation system. | 2003-05-09 | 239974 | 100
6991 | T1 | Universal Forest Products Texas LP | Universal Forest - Plant 271 | 1400 Goforth Rd | Kyle | TX | 78640 | Hays | CN600611149 | RN103796447 | The following items: Sewer connection. Dumpsters. Limestone patch yard 25% for run-off. | A positive use determination of 100% for the sewer connection and the dumpsters. A positive use determination of 25% for the limestone patch project. | 2003-05-16 | 33396 | 100
6992 | T1 | Universal Forest Products Texas LP | Universal Forest - Plant 224 | 1000 Hwy 81 S | Grandview | TX | 76050 | Johnson | CN602996290 | RN104609748 | he following items: Dust collection ductwork. Repair and filters for dust system. Dust collection systems. Waste conveyor. Trash compactors. (3) self dumping scrap hoppers. Vertical cardboard baler. Jeffery Hog - 150 hp. Belt conveyor. MAC dust collector. Hogger. Dust collector. Dust bin. Williams Hog. | A positive use determination of 100% for the Dust collection ductwork, the repair and filters for dust system, the dust collection systems, waste conveyor, trash compactors, 3 self dumping scrap hoppers, vertical cardboard baler, Jeffery Hog, belt conveyor, MAC dust collector, hogger, dust collector, dust bin, and Williams Hog. | 2003-05-13 | 285162 | 100
6993 | T1 | Universal Forest Products Texas LP | Universal Forest - Plant 272 | 12185 Crownpoint | San Antonio | TX | 78233 | Bexar | CN600611149 | RN103900809 | The following items: Asphalt paving, Grinder, new parking lot, shipping driveway, water truck, two dumpsters, and dust collection systems. | A positive use determination of 100% for the grinder, the water truck, the two dumpsters, and the dust collection systems. A positive use determination of 25% for the asphalt and the new parking lot. A positive use determination of 40% for the shipping driveway.. | 2003-05-16 | 105067 | 100
6994 | T1 | Universal Forest Products Texas LP | Universal Forest - Plant 299 | 146 B FM 2793 | New Waverly | TX | 77358 | Walker | CN600611149 | RN102698438 | Storm water diversion project and concrete containment with liner. | A positive use determination of 100% for the storm water diversion project and the concrete containment liner. | 2003-05-13 | 793830 | 100
6995 | T1 | Universal Forest Products Texas LP | Universal Forest Products | 21700 FM 2252 | Schertz | TX | 78154 | Comal | CN600611149 | RN101042950 | Concrete containment for CCA. | A positive use determination of 100% for the concrete containment for CCA. | 2003-05-16 | 496846 | 100
6996 | T1 | Universal Forest Products Texas LP | Universal Forest Products | 21700 FM 2252 | Schertz | TX | 78154 | Guadalupe | CN600611149 | RN101042950 | Concrete containment for CCA. | A positive use determination of 100% for the concrete containment for CCA. | 2003-05-16 | 496846 | 100
6997 | T1 | Universal Forest Products Texas LP | Universal Forest - Plant 227 | 444 Sansom Blvd | Saginaw | TX | 76179 | Tarrant | CN602985384 | RN100642925 | The following items: Hammermill wood waste system. Dust collection system. MAC cyclone. Waste removal conveyor. Drip pad. | A positive use determination of 100% for the Hammermill wood waste system, the dust collection system, the MAC cyclone, the waste removal conveyor, and the drip pad. | 2003-05-13 | 881649 | 100
6998 | T1 | Universal Forest Products Texas LP | Universal Forest - Plant 270 | 1801 Timberlake Dr | Arlington | TX | 76001 | Tarrant | CN600728331 | RN103794574 | The following items: Hammermill wood waste system. Dust collection system. MAC cyclone. Waste removal conveyor. Drip pad. | A positive use determination of 100% for the Hammermill wood waste system, the dust collection system, the MAC cyclone, the waste removal conveyor, and the drip pad. | 2003-05-13 | 881649 | 100
6999 | T1 | Legna Ii LLC | Springfield Subdivision | Wallisville Rd | Baytown | TX | 77520 | Harris | Insufficient Information | insufficient Information | Constructed a storm water containment system - detention pond. Constructed a canal used to direct water to detention pond. | A positive use determination of 100% for the storm water detention pond and storm water canal. | 2003-05-13 | 180840 | 100
7000 | T1 | Tower Extrusions Ltd | Tower Extrusions | 1003 Hwy 79 S | Olney | TX | 76374 | Young | CN603163155 | RN107698896 | The following items: two baghouses for aluminum melting furnaces, two scrubbers for etch bath and anodizing tanks, three dross sheds, road/floor sweeper, waste water plant, containment pit for anodizing liquids, and press pit for oil leaks from presses. | A positive use determination for 100% of 2 baghouses, 2 scrubbers, 3 dross sheds, road sweeper, waste water plant, containment pit, and press pit. | 2003-05-09 | 1268824 | 100
7001 | T1 | Owens Corning | Owens Corning | 8360 Market St | Houston | TX | 77029 | Harris | CN600124838 | RN100225036 | Exhaust ductwork from cooling section of the coater to a collection hood. | A positive use determination for 100% of exhaust ductwork from the cooling section to a collection hood. | 2003-05-14 | 47811 | 100
7002 | T1 | Cardinal CG Companies Inc | Cardinal CG Companies Inc | 201 Cardinal Road | Waxahachie | TX | 75165 | Ellis | Insufficient Information | Insufficient Information | Glass washer, piping and vent used to remove solid particulate and chemicals from process. | A positive use determination of 100% for the glass washer, piping and vent. | 2003-05-13 | 110502 | 100
7003 | T1 | Cardinal CG Companies Inc | Cardinal CG Companies Inc | 201 Cardinal Road | Waxahachie | TX | 75165 | Ellis | Insufficient Information | Insufficient Information | Vent hood used to contain and eliminate VOC's. | A positive use determination of 100% for the vent hood. | 2003-05-13 | 7664 | 100
7004 | T1 | Cardinal CG Companies Inc | Cardinal CG Companies Inc | 201 Cardinal Road | Waxahachie | TX | 75165 | Ellis | Insufficient Information | Insufficient Information | Installed a cyclone based Torrit Dust Collection System and duct work. | A positive use determination of 100% for the Torrit Dust Collection System and duct work. | 2003-05-13 | 25191 | 100
7005 | T1 | Masterfoods USA | Masterfoods USA | 1001 Texas Central Pkwy | Waco | TX | 76712 | McLennan | CN601738297 | RN102793171 | See attached listing. | A positive use determination for the projects contained on the attached list. | 2003-05-21 | 4447315 | 100
7006 | T1 | Rohm & Haas Texas Inc | Rohm & Haas Texas | 1900 Tidal Rd | Deer Park | TX | 77536 | Harris | CN600131395 | RN100223205 | See attached listing of property. | A positive use determination of 100% for the following projects: replace EA sump tank & pit liner; secondary containment LGT oil tanks; north flares containment pads; neutralization piping phase I; Waste Water Treatment Plant - refurbish aeration basin, capital maintenance, rebuild south belt press, EOL replacements, aeration basin aerators/benld, & aeration basin 2 slope; QAL - TOC analyzer replacement; D train exit gas cooler; HR3 surface sewer replacement; Infra-Gas pump vapor recovery mods; HR Davy scrubber repacks; and Utility, Boiler house #3 water injection. | 2003-05-13 | 3484072 | 100
7007 | T1 | Rohm & Haas Texas Inc | Rohm & Haas Texas | 13300 Bay Area Blvd | La Porte | TX | 77571 | Harris | CN600131395 | RN102776002 | Boiler Stack Replacement: replaced the boiler stack. | A positive use determination of 100% for the Boiler Stack Replacement project. | 2003-05-13 | 268653 | 100
7008 | T1 | Rohm & Haas Texas Inc | Rohm & Haas Texas | 1900 Tidal Rd | Deer Park | TX | 77536 | Harris | CN600131395 | RN100223205 | B-4 3600t Refrigeration: replace two 1800t units using Freon 132 technology with single 3600t unit using Freon 134A technology. | A positive use determination of 100% for the B-4 3600t Refrigeration project. | 2003-05-13 | 3876000 | 100
7009 | T1 | Time Manufacturing Company | Time Manufacturing Company | 7601 Imperial | Waco | TX | 76712 | McLennan | CN600290795 | RN101376606 | The following items: two paint booths; airless spray system; compactor; dust collector; paint booth; ammonia arrester; frame for paint booth filters; paint system & equipment; painting system; vehicle spray booth fire suppression; paint booth damper; paint equipment; solvent recovery systems; fume & smoke extraction; and concrete retaining wall. | A positive use determination of 100% for the two paint booths; airless spray system; compactor; dust collector; paint booth; ammonia arrester; frame for paint booth filters; paint system & equipment; painting system; vehicle spray booth fire suppression; paint booth damper; paint equipment; solvent recovery systems; fume & smoke extraction; and concrete retaining wall. | 2003-05-13 | 390726 | 100
7010 | T1 | Hydro Aluminum Commerce | Hydro Aluminum Commerce | 2000 Economic Dr | Commerce | TX | 75428 | Hunt | CN604256354 | RN102660875 | The following items: dust collection system including collection hoods, ducts, & baghouse; chemical treatment of cooling water; aluminum chip handling including briquette press & collection cyclone; double wall tank for diesel fuel; storm water drainage including berms; concrete paving in outdoor storage area; dross fume filter; and sump at bottom of casting pit. | A positive use determination of 100% for the dust collection system including collection hoods, ducts, & baghouse; chemical treatment of cooling water; double wall tank for diesel fuel; storm water drainage including berms; dross fume filter; and sump at bottom of casting pit. A positive use determination of 50% for the aluminum chip handling including briquette press & collection cyclone. A positive use determination of 15% for the concrete paving in the outdoor area. | 2003-05-15 | 920855 | 100
7011 | T1 | Dallas Semiconductor Corporation | Dallas Semi - Fabs 10, 11, & 12 | 4401 S Beltwood Pkwy | Dallas | TX | 75244 | Dallas | CN600325179 | RN103945747 | See attached listing | A positive use determination is granted for this application. The percentage granted for each piece of equipment is the percentage listed in the fourth column of the attached document. | 2003-05-15 | 2032216 | 100
7012 | T1 | ATMI Materials Ltd | ATMI Materials Ltd | 706 Houston Clinton Dr | Burnet | TX | 78611 | Burnet | CN600389522 | RN102924321 | See the attached listing. | A positive use determination of 100% for the 5000 cfm scrubber including hood & piping; ACM Monitoring System; Fume Hoods; Outside Wastewater Containment Area; Storm water control system; epoxy floor & containment areas; Waste Room RCRA waste storage tanks; automated shut off valves; and below floor piping (sanitary sewers, process waste, and storm drains). | 2003-05-13 | 2010625 | 100
7013 | T2 | ATMI Materials Ltd | ATMI Materials Ltd | 706 Houston Clinton Dr | Burnet | TX | 78611 | Burnet | CN600389522 | RN102924321 | Installing a canister washer to clean shipping canisters when returned to the plant. | A positive use determination od 100% for the canister washer system. | 2003-05-13 | 705000 | 100
7014 | T3 | ATMI Materials Ltd | ATMI Materials Ltd | 706 Houston Clinton Dr | Burnet | TX | 78611 | Burnet | CN600389522 | RN102924321 | Installed 16 Heat Transfer Units in the Chemical Vapor Distillation process. | A positive use determination of 78.6% for the 16 Heat Transfer Units installed in the Chemical Vapor Distillation process. | 2003-05-29 | 1800000 | 100
7015 | T1 | Cemex Construction Materials LP | Cemex Balcones Cement Plant | 2580 Wald Rd | New Braunfels | TX | 78132 | Comal | CN603403973 | RN102605375 | See the attached listing. | A positive use determination is granted for this application. The pollution control percentage fro each piece of property is located in column 4 of the attached document. | 2003-05-15 | 1329377 | 100
7016 | T1 | Vecta | Vecta | 1800 S Great Southwest Pk | Grand Prairie | TX | 75051 | Dallas | CN600325724 | RN100616614 | The following items: paint spray booths; welding fume exhaust; mobile paint guns; trash compactor; powder spray gun; smoke vacuum; dust collector pad, collector and EZ pack. | A positive use determination of 100% for the paint spray booths; welding fume exhaust; mobile paint guns; trash compactor; powder spray gun; smoke vacuum; dust collector pad, collector and EZ pack. | 2003-05-13 | 540180.97 | 100
7017 | T1 | Vecta | Vecta | 1800 S Great Southwest Pk | Grand Prairie | TX | 75051 | Tarrant | CN600325724 | RN100616614 | The following items: paint spray booths; welding fume exhaust; mobile paint guns; trash compactor; powder spray gun; smoke vacuum; dust collector pad, collector and EZ pack. | A positive use determination of 100% for the paint spray booths; welding fume exhaust; mobile paint guns; trash compactor; powder spray gun; smoke vacuum; dust collector pad, collector and EZ pack. | 2003-05-13 | 540180.97 | 100
7018 | T1 | Burns Philp Food Inc | Fleischmann's Yeast | 6311 Industrial Blvd | Greenville | TX | 75401 | Hunt | CN602797904 | RN103007753 | The following items: acid resistant floor coating; Cal Pro building tank containment; corrugated cardboard baler; dust collector & related duct work, Cal Pro roto clone dust suppressor modification; roto clone discharge; dust collection system; effluent flow meter; cardboard baler; Cal pro project chemical oxygen demand waste water reduction system. | A positive use determination of 100% for the acid resistant floor coating; Cal Pro building tank containment; corrugated cardboard baler; dust collector & related duct work, Cal Pro roto clone dust suppressor modification; roto clone discharge; dust collection system; effluent flow meter; cardboard baler; Cal pro project chemical oxygen demand waste water reduction system. | 2003-05-13 | 510954 | 100
7019 | T1 | Norit Americas Inc | Norit Americas Marshall Plant | 3200 University Ave | Marshall | TX | 75671 | Harrison | CN600840888 | RN102609724 | See attached list. | A positive use determination of 100% for the items listed on the attached document. | 2003-05-13 | 1385501 | 100
7020 | T1 | Arlon Signtech Ltd | Arlon Signtech Ltd | 4669 Highway 90 W | San Antonio | TX | 78237 | Bexar | CN600399620 | RN100693258 | Demisters, thermal oxidizer, noncontinuous emissions monitoring system, exhaust system, fume hood, and solvent recovery system. | A positive use determination of 100% for the demisters, thermal oxidizer, noncontinuous emissions monitoring system, exhaust system, fume hood, and solvent recovery system. | 2003-05-13 | 126827 | 100
7021 | T1 | TE Products Pipeline Company LP | Mt. Belvieu South Terminal | 10943 Hwy 146 N | Mont Belvieu | TX | 77580 | Chambers | CN603194101 | RN105467377 | Constructed the Mont Belvieu Brine Pond No. 5 system, which includes a flare. | A positive use determination of 100% for the Mont Belvieu Brine Pond No. 5 system. | 2003-05-13 | 4799900 | 100
7022 | T1 | Ethyl Corporation | Ethyl Corp - Houston Plant | 1000 N South Ave | Pasadena | TX | 77503 | Harris | CN600127740 | RN101613230 | The following items: Red Oil Piping; two SAAB level detectors, Fluidtec P/S-II Mechanical Seal Repair Kits; Spare Seals & Fluidtec Repair Kits Self Mfg GPA; and Tank Car Wash Condensate Piping. | A positive use determination of 100% for the Red Oil Piping; two SAAB level detectors, Fluidtec P/S-II Mechanical Seal Repair Kits; Spare Seals & Fluidtec Repair Kits Self Mfg GPA; and Tank Car Wash Condensate Piping. | 2003-05-13 | 53085 | 100
7023 | T1 | Premdor | Premdor | 6308 Industrial Blvd | Greenville | TX | 75401 | Hunt | CN600484786 | RN100549187 | The following items: Spray system installed to allow use of re-usable totes rather than 5 gallon containers. Downspouts and roof gutters used to route storm water. Rotary grinder and discharge conveyor used to dispose of wood pallets. Lumidor Micromax Gas Monitor used to monitor propane gas exhaust. | A positive use determination of 100% for the spray system; the downspouts and roof gutters; the rotary grinder and discharge conveyor; and the Lumidor Micromax Gas Monitor. | 2003-05-15 | 274706 | 100
7024 | T1 | El Paso South Texas LP | El Paso South Texas Almeda Plant | 11650 Almeda Rd | Houston | TX | 77045 | Harris | CN603211277 | RN104011218 | Installed a flare system which will be used to destroy contaminants in vent gas streams. Property includes - stack, flare tip, burner, pump, valves and piping. | A positive use determination of 100% for the Flare System. | 2003-05-13 | 1100000 | 100
7025 | T1 | Kaneka Texas Corporation | Kaneka - Pasadena Plant | 6161 Underwood Rd | Pasadena | TX | 77507 | Harris | CN604059352 | RN100218841 | See attached list. | A positive use determination of 100% for the items listed on the attached document. | 2003-07-15 | 5465972 | 100
7026 | T1 | Kaneka Texas Corporation | Kaneka - Pasadena Plant | 6161 Underwood Rd | Pasadena | TX | 77507 | Harris | CN604059352 | RN100218841 | The following items: element filters; filter equipment; CC filters; VV filters; exhaust gas blower; incinerator upgrade; EPC control; vent hood; and HEPA filter. | A positive use determination of 100% for the Exhaust Gas Blower, the 1996 Upgrade to the Incinerator, and the vent hood. | 2003-07-15 | 475594 | 100
7027 | T1 | Saint-Gobain Certainteed Corporation | Saint-Gobain Certainteed Corp | 201 Old Hewitt | Hewitt | TX | 76643 | McLennan | CN600813810 | RN102513751 | The following items: Temperature monitoring system in dust collectors. Dust collection. Paving. | A positive use determination of 100% for the temperature monitoring system in the dust collectors, the dust collection system for the pvc pipe cutting area, and the plant area paving. | 2003-05-13 | 201421 | 100
7028 | T1 | International Paper | Intl Paper - El Paso Mill | 9301 Billy The Kid St | El Paso | TX | 79907 | El Paso | CN601047830 | RN102412640 | The following items: Waste material baler. Waste collection carts. Environmental paving. Retaining wall. Waste water treatment. | A positive use determination of 100% for the waste material baler; the waste collection carts; the environmental paving; the retaining wall; and the waste water treatment equipment. | 2003-05-13 | 292709 | 100
7029 | T1 | Nexfor Norbord | Nexfor Norbord | 2301 SE Stallings Dr | Nacogdoches | TX | 75961 | Nacogdoches | CN603166521 | RN100543040 | The following items: SWECO Screen; T&G dust collection system installation; WESP piping bio tank; Insulation dryer/WESP; and sand filter - WESP. | A positive use determination of 100% for the SWECO Screen; T&G dust collection system installation; WESP piping bio tank; Insulation dryer/WESP; and sand filter - WESP | 2003-05-13 | 246750 | 100
7030 | T1 | Aero Fabricators | Aero Fabricators | 8700 Autobahn Dr | Dallas | TX | 75237 | Dallas | CN600332654 | RN100623834 | The following items: Grainger-Exhaust Ventilators; Nitric Tank; Nitric Rinse Tanks; Liner for Nitric Rinse Tank; Filter System for Nitric Tank; Bag Liner - Nitric Tank; Liners for Rinse Tank; Dustron Booths & Equipment; Dust Collector; Spray Tech Paint Booth, extension and equipment; 3 Dust Hogs; Spray Booth; and Waste Water Treatment System. | A positive use determination of 100% for the Grainger-Exhaust Ventilators; Nitric Tank; Nitric Rinse Tanks; Liner for Nitric Rinse Tank; Filter System for Nitric Tank; Bag Liner - Nitric Tank; Liners for Rinse Tank; Dustron Booths & Equipment; Dust Collector; Spray Tech Paint Booth, extension and equipment; 3 Dust Hogs; Spray Booth; and Waste Water Treatment System. | 2003-05-29 | 154335 | 100
7031 | T1 | E I Du Pont De Nemours & Co Inc | DuPont Sabine River Works | FM 1006 | Orange | TX | 77630 | Orange | CN600128284 | RN106987852 | NOx Absorber Cooling Water Piping Project: 1500' of inlet/outlet cooling water piping and 20" headers. Replace Moore DCS Project: distributive control system on SWR Incinerator. BA-101 Heater Burner Replacement Project: replacement of 150 existing wall burners in the ethylene cracking furnace/steam boiler. Reduce Liquid Flaring Project: New piping and associated components to re-route tar forming, high-boiling liquids to another flare liquids vaporizer. Upgrade Timber Flare Supports: Replace existing cresol timber trestle supports that carry the ethylene flare header over the cooling water lagoon. | A positive use determination of 100% for the NOx Absorber Cooling Water Piping Project; the Replace Moore DCS Project; the BA-101 Heater Burner Replacement Project; the Reduce Liquid Flaring Project; and the Upgrade Timber Flare Supports Project. | 2003-05-13 | 3258900 | 100
7032 | T1 | Feather & Fur Animal Hospital | Feather & Fur Animal Hospital | 9125 Manchaca Rd | Austin | TX | 78748 | Travis | insufficient Information | insufficient Information | Storm/Rain water collection system, consisting of part of the building roof, the driveway and the pond and tank. | A positive use determination of 100% for the rain water collection and distribution system. See application for applicants calculation of the percentage of the roof, driveway and pond & tank which constitutes this system. | 2003-05-13 | 159638 | 100
7033 | T1 | Houston Pipe Line Company LP | Houston Pipe Line Company LP | Parcel Id#Ih36-0420-0225 | Nueces County | TX | 78401 | Nueces | CN601469026 | RN104205646 | Slug Catcher; Vapor Recovery Unit with storage tanks and overfill alarms; High Pressure Flare; Low Pressure Flare. | A positive use determination for 100% of the low-pressure flare and the high-pressure flare. A negative determination for the slug catcher and the vapor recovery unit with related equipment. | 2003-12-15 | 5047360 | 100
7034 | T1 | Huck International Inc | Huck International | 8001 Imperial Dr | Waco | TX | 76712 | McLennan | CN600128029 | RN102155975 | The following projects shown on attached list: 4 scrubbers, 15 smoke collectors, 2 air cleaners, waste oil system, 2 MUD dryers, waste water treatment, and a sludge container. | A positive use determination for 100% of the projects contained on the attached list. | 2003-05-23 | 629108 | 100
7035 | T1 | Rmdmg Dba Pavers Supply Company | Pavers Supply Company | 12942 FM 149 | Montgomery | TX | 77316 | Montgomery | CN600558753 | RN102165149 | Hot mix paving on plant site. | A positive use determination for 100% of hot mix paving on the plant site. | 2003-06-06 | 214970 | 100
7036 | T1 | Texas Lime Company | Texas Lime Cleburne Plant | 15865 FM 1434 | Cleburne | TX | 76033 | Johnson | CN600125090 | RN100210889 | Recirculating Water Truck Wash System. Automated wash system using high pressure water sprays and a recirculation system with settlement basins. | A positive use determination for 100% of the recirculating water truck wash system. | 2003-06-23 | 222500 | 100
7037 | T1 | Metokote Corporation | Metokote Corporation Plant 5 | #1 Dana Way | Longview | TX | 75601 | Harrison | CN603475955 | RN104152913 | Constructed an on-site waste water treatment system consisting of tanks, pumps, pipes, controllers, analyzers and other required equipment. | A positive use determination of 100% for the On-Site Waste Water Treatment System. | 2003-06-25 | 595419 | 100
7038 | T1 | Sunoco Partners Marketing & Terminals | Sunoco Nederland Marine Terminal | Highway 347 N | Nederland | TX | 77627 | Jefferson | CN601403199 | RN100214626 | Flare Project: purpose is to reduce VOC & H2S emissions from 3 docks. Property includes: 1. Carbon steel A-106 seamless above & below ground vapor recovery piping. 2. Natural gas supply piping. 3. Thermal oxidizer. 4. Flare/vapor combustor and blower system. 5. Electrical power, control and other ancillary systems and equipment. | A positive use determination of 100% for the Flare Project. | 2003-08-05 | 2442539 | 100
7039 | T1 | JD Auto Collision Inc | JD Auto Collision Inc | 4406 Steffani Lane | Houston | TX | 77041 | Harris | CN600394365 | RN100687698 | Auto body paint booth with filter pads and exhaust air fans. | A positive use determination for 100% of an auto body paint booth. | 2003-09-17 | 66357 | 100
7040 | T1 | Glass Container Corporation | Longhorn Glass Corporation | 4202 Fidelity St | Jacinto City | TX | 77026 | Harris | CN601535792 | RN100671445 | The following items: Oxygen Burning System consisting of oxygen supply train, oxygen ratio adjustment station, oxygen pipeline, and natural gas reducing station wiring. Cooling Water Recirculation System consisting of water headers, oil/water separator, water pumps, concrete curb for oil/water separator, flume manholes and meters, cullet conveyor area drain, and cullet area drainage conversion. Flammable Storage Area Modifications consisting of watertight containment, floor topping, and refurbishment of roof. | A positive use determination of 100% for the Oxygen Burning System; the Cooling Water Recirculation System; and the Flammable Storage Area Modifications. | 2003-09-05 | 938940 | 100
7041 | T1 | Hanson Pipe & Products | Grand Prairie Pressure Pipe | 1004 Macarthur Blvd | Grand Prairie | TX | 75050 | Dallas | CN600534002 | RN101997443 | The following three items: Recirculating & recycling water treatment pond. Batching plant emissions controls & baghouse. Paint booth filters and exhaust system. | A positive use determination of 100% for the recirculating and recycling water treatment ponds; the batching plant emissions controls & baghouse; and the paint booth filters and exhaust system. | 2003-10-29 | 67000 | 100
7042 | T1 | John Soules Food Inc | John Soules Foods Inc | 10150 FM 14 | Tyler | TX | 75706 | Smith | CN601010762 | RN102848546 | The following items (see attached detailed description): Box Balers; Waste Water Treatment System; Refrigeration; Heat Reclamation System; and Other. | A positive use determination of 100% for the items listed in the Box/Balers and the Waste Water Treatment System categories, item 10449 of the Heat Reclaim System, the Trim Removal Canister, and the Exhaust Stack and Filter. The applicant withdrew the Cooling Towers from consideration. A negative determination is issued for all of the items in the Refrigeration Category and the Autoclave Sterilmatic. | 2004-01-14 | 2234960 | 100
7043 | T1 | TXU Electric Company | Martin Lake Ses | 8850 FM 2658 N | Henderson | TX | 75653 | Rusk | CN600135511 | RN105127682 | Installation of 40 smokeless ignitors on the fuel oil ignitor system on Unit 1 boiler at Martin Lakes SES. The ignitors were installed on this electric generating unit to control particulate emissions and lower opacity levels during power plant start-up periods. | Returned for failure to respond to a deficiency letter. | 2004-01-19 | 2983777 | 100
7044 | T2 | Hanover Compression LP | Redwood Hanover Gateway Plant | 6 Mi S of 190 On FM 1372 | Madisonville | TX | 77864 | Madison | CN601096969 | Insufficient Information | The plant's purpose is to treat sour gas for the removal of H2S & CO2. The plant comprises two major components: an amine unit and a nitrogen rejection unit. | Applicant, in letter dated January 15, 2004, requested that the application be withdrawn. | 2004-01-22 | 19000000 | 100
7045 | T1 | Texas United Pipe Inc | Texas United Pipe Inc - Houston | 11627 N Houston Rosslyn | Houston | TX | 77086 | Harris | CN600362784 | RN100653260 | 1. Sump Recovery System. 2. Floor Drain Recovery System. | A positive use determination of 100% for the sump recovery system and the floor drain recovery system. | 2004-01-22 | 33129 | 100
7046 | T1 | Southern Star Concrete | Southern Star Downtown Dallas | 240 Singleton Blvd | Dallas | TX | 75212 | Dallas | Insufficient Information | Insufficient Information | Purchased a Powerboss Sweeper. | A positive use determination for 100% of a Powerboss sweeper. | 2004-01-26 | 42967 | 100
7047 | T1 | Southern Star Concrete | Southern Star Richardson Plant | 1250 Digital Dr | Richardson | TX | 75081 | Dallas | Insufficient Information | Insufficient Information | Installed a dust collector. | A positive use determination for 100% of a baghouse dust collector. | 2004-01-26 | 39290 | 100
7048 | T1 | Southern Star Concrete | Southern Star Coppell Plant | 601 N Hwy 121 | Coppell | TX | 75019 | Dallas | Insufficient Information | Insufficient Information | Installed a dust collector. | A positive use determination for 100% of a baghouse dust collector. | 2004-01-26 | 44040 | 100
7049 | T1 | Southern Star Concrete | Southern Star Ellington Plant | 10715 Galveston Rd | Houston | TX | 77034 | Harris | CN600124739 | RN102874245 | Installed a dust collector. | A positive use determination for 100% of a baghouse dust collector. | 2004-01-26 | 43880 | 100
7050 | T1 | Southern Star Concrete | Southern Star Plano Plant | 600 Fulgham Rd | Plano | TX | 75093 | Collin | Insufficient Information | Insufficient Information | Installed a dust collector. | A positive use determination for 100% of a baghouse dust collector. | 2004-01-26 | 38290 | 100
7051 | T1 | Southern Star Concrete | Southern Star Mesquite Plant | 1719 Scyene Rd | Mesquite | TX | 75149 | Dallas | Insufficient Information | Insufficient Information | Purchased Powerboss Sweeper. | A positive use determination for 100% of a Powerboss sweeper. | 2004-01-26 | 42967 | 100
7052 | T1 | Southern Star Concrete | Southern Star North Houston Plant | 880 N Houston St | Ft Worth | TX | 76106 | Tarrant | Insufficient Information | Insufficient Information | Purchased Powerboss Sweeper. | A positive use determination for 100% of a Powerboss sweeper. | 2004-01-26 | 42967 | 100
7053 | T1 | Southern Star Concrete | Southern Star Prosper Plant | 511 County Rd 27 | Prosper | TX | 75078 | Collin | Insufficient Information | Insufficient Information | Purchased Powerboss Sweeper. | A positive use determination for 100% of a Powerboss sweeper. | 2004-01-26 | 42967 | 100
7054 | T1 | Southern Star Concrete | Southern Star Alliance Plant | State Hwy 114 | Roanoke | TX | 76262 | Denton | Insufficient Information | Insufficient Information | Installed a dust collection system. | A positive use determination for 100% of a baghouse dust collector. | 2004-01-26 | 44040 | 100
7055 | T1 | Southern Star Concrete | Southern Star Frisco Plant | 14800 Wy 121 N | Frisco | TX | 75034 | Collin | Insufficient Information | Insufficient Information | Installed a dust collection system. | A positive use determination for 100% of a baghouse dust collector. | 2004-01-26 | 126464 | 100
7056 | T1 | Entergy Gulf States Inc | Entergy Lewis Creek Plant | 11191 Longstreet Rd | Willis | TX | 77318 | Montgomery | CN603282054 | RN100226877 | Implemented Burners Out Of Service in both units. | A positive use determination of 100% for the Burners Out of Service program which was implemented. | 2004-01-14 | 395205 | 100
7057 | T1 | Entergy Gulf States Inc | Entergy Sabine Plant | 1000 Power House Rd | Bridge City | TX | 77611 | Orange | CN603282054 | Insufficient Information | Low NOx burners were installed on Sabine Unit #5. | A positive use determination of 100% for the Electric Power Generation Burner Retrofit Program which was implemented. | 2004-01-14 | 1300000 | 100
7058 | T1 | Hanson Aggregates Central Inc | Hanson Aggregate Lake Bridgeport Plant | PO Box 565048 | Dallas | TX | 75356 | Wise | CN600686000 | RN102339348 | Constructed a bag house which will be used to control particulate matter. | A positive use determination of 100% for the baghouse. | 2004-01-27 | 133820 | 100
7059 | T1 | Concord Park Commons Ltd | The Commons @ Concord Park | 300 E Sonterra Blvd | San Antonio | TX | 78258 | Bexar | CN602557407 | RN104140785 | Sedimentation Filtration Basin and the Land occupied by the basin. Used to treat storm water run-off. | A positive use determination for 100% of a sedimentation/filtration basin and the land occupied by the basin. | 2004-01-29 | 320201 | 100
7060 | T1 | The Dow Chemical Company | The Dow Chemical Company | 2301 Brazosport Blvd | Freeport | TX | 77541 | Brazoria | CN600356976 | RN102692258 | Sand Filters on the kiln clarifier effluent. | A positive use determination of 100% for the Sand Filters. | 2004-01-21 | 1300000 | 100
7061 | T1 | The Dow Chemical Company | The Dow Chemical Company | 2301 Brazosport Blvd | Freeport | TX | 77541 | Brazoria | CN600356976 | RN102692258 | Scrubber Column | A positive use determination of 100% for the scrubber column. | 2004-01-21 | 262000 | 100
7062 | T1 | The Dow Chemical Company | The Dow Chemical Company | 2301 Brazosport Blvd | Freeport | TX | 77541 | Brazoria | CN600356976 | RN102692258 | RCRA waste piping | A positive use determination of 100% for the RCRA waste piping. | 2004-01-21 | 48000 | 100
7063 | T1 | The Dow Chemical Company | The Dow Chemical Company | 2301 Brazosport Blvd | Freeport | TX | 77541 | Brazoria | CN600356976 | RN102692258 | Carbon bed modifications | A positive use determination of 100% for the carbon bed modifications. | 2004-01-21 | 1590000 | 100
7064 | T1 | The Dow Chemical Company | The Dow Chemical Company | 2301 Brazosport Blvd | Freeport | TX | 77541 | Brazoria | CN600356976 | RN102692258 | Tower, pumps, piping & instrumentation for chlorinated organics removal in the Vinylidene Plant waste water | A positive use determination of 100% for the tower, pumps, piping & instrumentation. | 2004-01-21 | 300000 | 100
7065 | T1 | The Dow Chemical Company | The Dow Chemical Company | 2301 Brazosport Blvd | Freeport | TX | 77541 | Brazoria | CN600356976 | RN102692258 | Control room wiring for F-1 & F-2 thermal treatment units. | A positive use determination of 100% for the project to install new wiring to a new control room for the F-1 & F-2 Thermal Treatment Units. | 2004-01-21 | 1400000 | 100
7066 | T1 | The Dow Chemical Company | The Dow Chemical Company | 2301 Brazosport Blvd | Freeport | TX | 77541 | Brazoria | CN600356976 | RN102692258 | B28 scrubber effluent line, new CE line to Chlorine 5 in Plant A, and B1000 sump upgrade | A positive use determination of 100% for the B28 scrubber effluent line, the new CE line to Chlorine 5 in Plant A, and the B1000 sump upgrade. | 2004-01-21 | 2550000 | 100
7067 | T1 | The Dow Chemical Company | The Dow Chemical Company | 2301 Brazosport Blvd | Freeport | TX | 77541 | Brazoria | CN600356976 | RN102692258 | Project to install an RCl/HCl Scrubber System upstream of an existing flare. | A positive use determination of 100% for the RCl/HCl Scrubber System Project. | 2004-01-21 | 9600000 | 100
7068 | T1 | The Dow Chemical Company | The Dow Chemical Company | 2301 Brazosport Blvd | Freeport | TX | 77541 | Brazoria | CN600356976 | RN102692258 | Project to replace existing trench and slab system with a new system, and replaced 9 pumps with sealless pumps. | A positive use determination of 100% for the project to replace existing trench and slab system with a new system, and replacement of 9 pumps with sealless pumps. | 2004-01-21 | 962000 | 100
7069 | T1 | The Dow Chemical Company | The Dow Chemical Company | 2301 Brazosport Blvd | Freeport | TX | 77541 | Brazoria | CN600356976 | RN102692258 | Installed a process flare and associated equipment. | A positive use determination of 100% for the process flare and associated equipment. | 2004-01-22 | 2100000 | 100
7070 | T1 | The Dow Chemical Company | The Dow Chemical Company | 2301 Brazosport Blvd | Freeport | TX | 77541 | Brazoria | CN600356976 | RN102692258 | Property: Cooling tower HRVOC emission monitoring equipment (flow meter, analyzer building, analyzer, El Paso stripper). | A positive use determination of 100% for the flow meter, analyzer building, analyzer, and El Paso stripper. | 2004-01-20 | 600000 | 100
7071 | T1 | The Dow Chemical Company | The Dow Chemical Company | 2301 Brazosport Blvd | Freeport | TX | 77541 | Brazoria | CN600356976 | RN102692258 | Property: Cooling tower HRVOC emission monitoring equipment (flow meter, analyzer building, analyzer, El Paso stripper), and emission control equipment: flare flow meter, analyzer building, & analyzer for flare. | A positive use determination of 100% for the HRVOC emission monitoring equipment and the emission control equipment. | 2004-01-21 | 100000 | 100
7072 | T1 | The Dow Chemical Company | The Dow Chemical Company | 2301 Brazosport Blvd | Freeport | TX | 77541 | Brazoria | CN600356976 | RN102692258 | Property: 5 sets of Cooling tower HRVOC emission monitoring equipment (flow meter, analyzer building, analyzer, El Paso stripper); and 5 sets of emission control equipment: flare flow meter, analyzer building, & analyzer for flare. | A positive use determination of 100% for the five sets of HRVOC emission monitoring equipment and the five sets of emission control equipment. | 2004-01-21 | 5100000 | 100
7073 | T1 | The Dow Chemical Company | The Dow Chemical Company | 2301 Brazosport Blvd | Freeport | TX | 77541 | Brazoria | CN600356976 | RN102692258 | Property: LHC-7 -cooling tower HRVOC emission monitoring equipment (flow meter, analyzer building, analyzer, El Paso stripper); LHC-8 -cooling tower HRVOC emission monitoring equipment (flow meter, analyzer building, analyzer, El Paso stripper); and LHC-8 - FS-1018 flare flow meters(2), analyzer building, & analyzers(2) for flare; LHC-8 - FS-1/FX-1000 flare analyzer building, & analyzer for flare. | A positive use determination of 100% for the emission monitoring equipment. | 2004-01-21 | 5180000 | 100
7074 | T1 | The Dow Chemical Company | The Dow Chemical Company | 2301 Brazosport Blvd | Freeport | TX | 77541 | Brazoria | CN600356976 | RN102692258 | Installed 72 ultra-low NOx burners to replace 48 existing conventional burners in a total of nine ethylene furnaces (total 648 new burners). | A positive use determination of 100% for the replacement burner project. | 2004-01-21 | 30850000 | 100
7075 | T1 | The Dow Chemical Company | The Dow Chemical Company | 2301 Brazosport Blvd | Freeport | TX | 77541 | Brazoria | CN600356976 | RN102692258 | Property: HRVOC emissions. | A positive use determination of 100% for the flare flow meter, analyzer building, and analyzer for flare. | 2004-01-21 | 700000 | 100
7076 | T1 | The Dow Chemical Company | The Dow Chemical Company | 2301 Brazosport Blvd | Freeport | TX | 77541 | Brazoria | CN600356976 | RN102692258 | Property: computer hardware & software configuration cost to install a system to manage and provide reporting data for NOx. | A positive use determination of 100% for the computer hardware & software configuration cost to install a system to manage and provide reporting data. | 2004-01-21 | 480000 | 100
7077 | T1 | The Dow Chemical Company | The Dow Chemical Company | 2301 Brazosport Blvd | Freeport | TX | 77541 | Brazoria | CN600356976 | RN102692258 | Property: Phenol Unit 3 - analyzer shelter; 3 NOx, CO & O2 analyzers; sample handling systems and sampling tubing running from 3 boilers. Allyl Chloride - cooling tower HRVOC emission monitoring equipment (flow meter, analyzer building, analyzer, El Paso stripper). Allyl Chloride 1 - cooling tower HRVOC emission monitoring equipment (flow meter, analyzer building, analyzer, El Paso stripper). Allyl Chloride 1 - B-58 &-70 flare flow meters, analyzer buildings, and analyzers. Allyl Chloride 2 - FS-865 flare flow meter, analyzer building, and analyzer. | A positive use determination of 100% for the Phenol Unit 3 - analyzer shelter; 3 NOx, CO & O2 analyzers; sample handling systems and sampling tubing running from 3 boilers, Allyl Chloride - cooling tower HRVOC emission monitoring equipment (flow meter, analyzer building, analyzer, El Paso stripper), Allyl Chloride 1 - cooling tower HRVOC emission monitoring equipment (flow meter, analyzer building, analyzer, El Paso stripper), Allyl Chloride 1 - B-58 &-70 flare flow meters, analyzer buildings, and analyzers, Allyl Chloride 2 - FS-865 flare flow meter, analyzer building, and analyzer. | 2004-01-21 | 2930000 | 100
7078 | T1 | The Dow Chemical Company | The Dow Chemical Company | 2301 Brazosport Blvd | Freeport | TX | 77541 | Brazoria | CN600356976 | RN102692258 | Property: NOx, CO & O2 analyzer, sampling handling system, and sample tubing. A flare flow meter, analyzer building, and flare analyzer. | A positive use determination of 100% for the NOx, CO & O2 analyzer, sampling handling system, and sample tubing, flare flow meter, analyzer building, and flare analyzer. | 2004-01-21 | 1200000 | 100
7079 | T1 | The Dow Chemical Company | The Dow Chemical Company | 2301 Brazosport Blvd | Freeport | TX | 77541 | Brazoria | CN600356976 | RN102692258 | Property: Installed low emission combustor system on all 3 natural gas fired turbines. Installed new reduced emission burner tips (351) in each turbines heat recovery unit duct burner. | A positive use determination of 100% for the low emission combustor systems and reduced emission burner tips. | 2004-01-21 | 5500000 | 100
7080 | T1 | The Dow Chemical Company | The Dow Chemical Company | 2301 Brazosport Blvd | Freeport | TX | 77541 | Brazoria | CN600356976 | RN102692258 | Property: Vinyl Unit 5 - Cooling tower HRVOC emission monitoring equipment - flow meter, analyzer building, analyzer & El Paso Stripper. EDC/NPA - flare flow meter, analyzer building, and flare analyzer. | A positive use determination of 100% for the Vinyl Unit 5 - Cooling tower HRVOC emission monitoring equipment and EDC/NPA - flare flow meter, analyzer building, and flare analyzer. | 2004-01-21 | 1400000 | 100
7081 | T1 | The Dow Chemical Company | The Dow Chemical Company | 2301 Brazosport Blvd | Freeport | TX | 77541 | Brazoria | CN600356976 | RN102692258 | Property installed: Styrene 1 - analyzer building and analyzer to monitor the flare. Styrene 2 - calorimeter to monitor flare flow. EBA - analyzer building and analyzer to monitor flare. | A positive use determination of 100% for the monitoring equipment. | 2004-01-21 | 2400000 | 100
7082 | T1 | The Dow Chemical Company | The Dow Chemical Company | 2301 Brazosport Blvd | Freeport | TX | 77541 | Brazoria | CN600356976 | RN102692258 | Project to drill four new deep water wells to increase volume of potable water. | A positive use determination of 100% for the four new deep water wells. | 2004-02-26 | 4050000 | 100
7083 | T1 | The Dow Chemical Company | The Dow Chemical Company | 2301 Brazosport Blvd | Freeport | TX | 77541 | Brazoria | CN600356976 | RN102692258 | Installed state of the art corrosive resistant coated metal clarifiers in the WWTP. Project replaced the rake, mud well , weir, and coatings. | A positive use determination of 100% for the corrosive resistant clarifiers and associated equipment. | 2004-02-19 | 1400000 | 100
7084 | T1 | The Dow Chemical Company | The Dow Chemical Company | 2301 Brazosport Blvd | Freeport | TX | 77541 | Brazoria | CN600356976 | RN102692258 | Project vertically expanded the existing hazardous landfill. | A positive use determination of 100% for the project to vertically expand the existing hazardous landfill. | 2004-02-19 | 4400000 | 100
7085 | T3 | The Dow Chemical Company | The Dow Chemical Company | 2301 Brazosport Blvd | Freeport | TX | 77541 | Brazoria | CN600356976 | RN102692258 | Replacement of the primary containment system in phosgene service: secondary containment vessels and outer piping system which includes liquid phosgene drum, reactor wash POD, seal pots, condensers, nitrogen heater, monomer feed filters, injection nozzles, static mixers, feed mixer, miscellaneous pumps, phosgene reactor and internals. | A positive use determination for 7.3% of the replacement of the primary containment system in phosgene service. | 2004-04-30 | 5667000 | 100
7086 | T1 | The Dow Chemical Company | The Dow Chemical Company | 2301 Brazosport Blvd | Freeport | TX | 77541 | Brazoria | CN600356976 | RN102692258 | Secondary containment vessels for all phosgene containing equipment. Includes a monitoring system using nitrogen to continuously sweep the containment space. Also includes a phosgene destruction scrubber system. | A positive use determination for 100% of secondary containment vessels, monitoring system, and scrubber system for phosgene process equipment. | 2004-03-26 | 7622000 | 100
7087 | T1 | The Dow Chemical Company | The Dow Chemical Company | 2301 Brazosport Blvd | Freeport | TX | 77541 | Brazoria | CN600356976 | RN102692258 | Pressure transmitters, tracking system for waste stream inventory, analyzers, etc. to control incinerator flows in the B3300 Texas Kiln. | A positive use determination for 100% of the pressure transmitters, tracking system for waste stream inventory and analyzers to control incinerator flow. | 2005-01-31 | 200000 | 100
7088 | T1 | The Dow Chemical Company | The Dow Chemical Company | 2301 Brazosport Blvd | Freeport | TX | 77541 | Brazoria | CN600356976 | RN102692258 | Two new magnetic drive vacuum pumps, VP-938B & VP-948B were installed to capture and move VOC from process vents to a control device. | A positive use determination for 100% of two new magnetic drive vacuum pumps, VP-938B & VP-948B. | 2005-02-02 | 900000 | 100
7089 | T1 | The Dow Chemical Company | The Dow Chemical Company | 2301 Brazosport Blvd | Freeport | TX | 77541 | Brazoria | CN600356976 | RN102692258 | Replace T-790 emergency HCl scrubbing system in the A-3200 block at the A-3200 Sym Tet Plant. | A positive use determination for 100% of the T-790 scrubber replacement project. | 2005-03-02 | 1450000 | 100
7090 | T1 | The Dow Chemical Company | The Dow Chemical Company | 2301 Brazosport Blvd | Freeport | TX | 77541 | Brazoria | CN600356976 | RN102692258 | Tie-points and upgrades of a pipeline feed to the B-6800 Allyl Chloride/Epi Boiler Industrial Furnace (BIF) unit, FTB-603. | A positive use determination for 100% of the tie points and upgrade of the pipeline feed to BIF unit FTB-603. | 2005-02-02 | 275000 | 100
7091 | T1 | The Dow Chemical Company | The Dow Chemical Company | 2301 Brazosport Blvd | Freeport | TX | 77541 | Brazoria | CN600356976 | RN102692258 | Acrylonitrile railcar off-load station components includes off-load pump, vapor balance line, containment upgrade, gangway, and access platforms. | A positive use determination for 100% of the vapor balance line and containment upgrade. A negative use determination for the off-load pump, gangway, and access platform which is not pollution control property. | 2005-03-17 | 600000 | 100
7092 | T1 | The Dow Chemical Company | The Dow Chemical Company | 2301 Brazosport Blvd | Freeport | TX | 77541 | Brazoria | CN600356976 | RN102692258 | Process control computer with associated programing for the B-800 thermal oxidizer. | A positive use determination for 100% of the thermal oxidizer process control computer & programming. | 2005-02-10 | 700000 | 100
7093 | T1 | The Dow Chemical Company | The Dow Chemical Company | 2301 Brazosport Blvd | Freeport | TX | 77541 | Brazoria | CN600356976 | RN102692258 | Installed four canned pumps and two centrifugal pumps with mineral oil barrier systems. | A positive use determination of 100% for the four canned pumps and two centrifugal pumps with mineral oil barrier systems. | 2005-02-10 | 760000 | 100
7094 | T1 | The Dow Chemical Company | The Dow Chemical Company | 2301 Brazosport Blvd | Freeport | TX | 77541 | Brazoria | CN600356976 | RN102692258 | Installed a new caustic supply line. | A positive use determination of 100% for the caustic supply line. | 2005-02-10 | 263000 | 100
7095 | T1 | The Dow Chemical Company | The Dow Chemical Company | 2301 Brazosport Blvd | Freeport | TX | 77541 | Brazoria | CN600356976 | RN102692258 | Installed carbon beds CB-5016A & B, and carbon canister. | A positive use determination of 100% for carbon beds CB-5016A & B, and the carbon canister. | 2005-02-10 | 100000 | 100
7096 | T1 | The Dow Chemical Company | The Dow Chemical Company | 2301 Brazosport Blvd | Freeport | TX | 77541 | Brazoria | CN600356976 | RN102692258 | Installed rupture disc underneath pressure safety valve and a pressure transmitter. | A positive use determination of 100% fro the rupture disc and the pressure transmitter. | 2005-02-10 | 135000 | 100
7097 | T1 | The Dow Chemical Company | The Dow Chemical Company | 2301 Brazosport Blvd | Freeport | TX | 77541 | Brazoria | CN600356976 | RN102692258 | Installed a booster pump and replaced a section of potable water header. | A positive use determination of 100% for the booster pump and the replaced section of the potable water header. | 2005-02-10 | 117281 | 100
7098 | T1 | The Dow Chemical Company | The Dow Chemical Company | 2301 Brazosport Blvd | Freeport | TX | 77541 | Brazoria | CN600356976 | RN102692258 | Installed a double mechanical seal (P-1565) and sealpot to replace a single mechanical seal. | A positive use determination of 100% for the double mechanical seal and sealpot. | 2005-02-10 | 20000 | 100
7099 | T1 | The Dow Chemical Company | The Dow Chemical Company | 2301 Brazosport Blvd | Freeport | TX | 77541 | Brazoria | CN600356976 | RN102692258 | Installed a FTIR analyzer. | A positive use determination of 100% for the FTIR analyzer. | 2005-02-10 | 26000 | 100
7100 | T1 | The Dow Chemical Company | The Dow Chemical Company | 2301 Brazosport Blvd | Freeport | TX | 77541 | Brazoria | CN600356976 | RN102692258 | Installed a number of block valves. | A positive use determination of 100% for the replacement of the block valves. | 2005-02-10 | 65000 | 100
7101 | T1 | The Dow Chemical Company | The Dow Chemical Company | 2301 Brazosport Blvd | Freeport | TX | 77541 | Brazoria | CN600356976 | RN102692258 | Installed programming and instrumentation needed to operate the waste water treatment plants thermal oxidizers. Instrumentation included automated gas bleeds, pressure transmitters, flow meters, flame indicators, LEL indicators, control valve actuators and oxygen analyzers. | A positive use determination of 100% for the programming and instrumentation needed to operate the waste water treatment plants thermal oxidizers. | 2005-02-10 | 525000 | 100
7102 | T1 | The Dow Chemical Company | The Dow Chemical Company | 2301 Brazosport Blvd | Freeport | TX | 77541 | Brazoria | CN600356976 | RN102692258 | Waste water pipeline to waste water treatment plant. | A positive use determination of 100% for the waste water pipeline. | 2005-02-10 | 85000 | 100
7103 | T1 | The Dow Chemical Company | The Dow Chemical Company | 2301 Brazosport Blvd | Freeport | TX | 77541 | Brazoria | CN600356976 | RN102692258 | Installed variable frequency drives on blowers sending vents to the B-3400 Flameless Thermal Oxidizer. | A positive use determination of 100% for the variable frequency drives. | 2005-02-10 | 85000 | 100
7104 | T1 | The Dow Chemical Company | The Dow Chemical Company | 2301 Brazosport Blvd | Freeport | TX | 77541 | Brazoria | CN600356976 | RN102692258 | Installed D-620a, which is a dike and lining secondary containment system. | A positive use determination of 100% for the D-620a secondary containment system. | 2005-02-10 | 290000 | 100
7105 | T1 | The Dow Chemical Company | The Dow Chemical Company | 2301 Brazosport Blvd | Freeport | TX | 77541 | Brazoria | CN600356976 | RN102692258 | Installed an additional closed vent system from B-3800 Pilot Plants to BU-910 Thermal Oxidizer. | A positive use determination of 100% for the closed vent system. | 2005-02-10 | 1000000 | 100
7106 | T1 | The Dow Chemical Company | The Dow Chemical Company | 2301 Brazosport Blvd | Freeport | TX | 77541 | Brazoria | CN600356976 | RN102692258 | Installed a new 2" pipeline from the C-20 ethylene compressor to the FS-401 flare. | A positive use determination of 100% for the new 2" pipeline. | 2005-02-10 | 137000 | 100
7107 | T1 | The Dow Chemical Company | The Dow Chemical Company | 2301 Brazosport Blvd | Freeport | TX | 77541 | Brazoria | CN600356976 | RN102692258 | Purchased HVROC lab equipment. | A positive use determination of 100% for the new HRVOC lab equipment. | 2005-02-10 | 96000 | 100
7108 | T1 | The Dow Chemical Company | The Dow Chemical Company | 2301 Brazosport Blvd | Freeport | TX | 77541 | Brazoria | CN600356976 | RN102692258 | Upgraded the air pollution control scrubber columns for the two Unit V BIF Units. | A positive use determination of 100% for the thermal oxidizer scrubber upgrades. | 2005-02-10 | 770000 | 100
7109 | T1 | The Dow Chemical Company | The Dow Chemical Company | 2301 Brazosport Blvd | Freeport | TX | 77541 | Brazoria | CN600356976 | RN102692258 | Installed the necessary analyzer with associated piping, sample system, instrumentation, and building, to analyze the HRVOCs @ PMDI cooling tower. | A positive use determination of 100% for the HRVOC emission monitoring system. | 2005-02-10 | 765000 | 100
7110 | T1 | The Dow Chemical Company | The Dow Chemical Company | 2301 Brazosport Blvd | Freeport | TX | 77541 | Brazoria | CN600356976 | RN102692258 | Installed rainwater sump conveyor to remove solids and installed outfall filters. | A positive use determination of 100% for the rainwater sump conveyor and outfall filters. | 2005-02-10 | 160000 | 100
7111 | T2 | The Dow Chemical Company | The Dow Chemical Company | 2301 Brazosport Blvd | Freeport | TX | 77541 | Brazoria | CN600356976 | RN102692258 | Steam driven turbine to replace gas turbine GT-30 and waste heat boiler WH-1. | A positive use determination for 40.9% of the steam driven turbine to replace GT-30 and WH-1. | 2005-04-27 | 39000000 | 100
7112 | T1 | The Dow Chemical Company | The Dow Chemical Company | 2301 Brazosport Blvd | Freeport | TX | 77541 | Brazoria | CN600356976 | RN102692258 | D-304 air stripper is the last piece of equipment in the furnace decoke system at Unit 1. | A positive use determination of 100% for the D-304 air stripper. | 2005-02-10 | 60000 | 100
7113 | T1 | The Dow Chemical Company | The Dow Chemical Company | 2301 Brazosport Blvd | Freeport | TX | 77541 | Brazoria | CN600356976 | RN102692258 | Installed 4 canned pumps and 2 centrifugal pumps with oil barrier systems. | A positive use determination of 100% for the 4 canned pumps and 2 centrifugal pumps with oil barrier systems. | 2005-02-10 | 435000 | 100
7114 | T1 | The Dow Chemical Company | The Dow Chemical Company | 2301 Brazosport Blvd | Freeport | TX | 77541 | Brazoria | CN600356976 | RN102692258 | Built a new RCRA Storage Facility and eliminated all under ground piping at existing RCRA facility. | A positive use determination of 100% for the new RCRA Storage Facility. | 2005-02-10 | 693000 | 100
7115 | T1 | The Dow Chemical Company | The Dow Chemical Company | 2301 Brazosport Blvd | Freeport | TX | 77541 | Brazoria | CN600356976 | RN102692258 | Replaced existing single seals with double mechanical seals. | A positive use determination of 100% for the new double mechanical seals and the replacement condensate header. | 2005-02-10 | 150000 | 100
7116 | T1 | The Dow Chemical Company | The Dow Chemical Company | 2301 Brazosport Blvd | Freeport | TX | 77541 | Brazoria | CN600356976 | RN102692258 | Installed a flare thermocouple system. | A positive use determination of 100% for the flare thermocouple system. | 2005-02-10 | 77000 | 100
7117 | T1 | The Dow Chemical Company | The Dow Chemical Company | 2301 Brazosport Blvd | Freeport | TX | 77541 | Brazoria | CN600356976 | RN102692258 | Pressure transmitters and pressure rupture discs were installed to monitor any Hydrocarbon vent to the atmosphere. | A positive use determination of 100% for the non-continuous vent monitors. | 2005-02-10 | 30000 | 100
7118 | T1 | The Dow Chemical Company | The Dow Chemical Company | 2301 Brazosport Blvd | Freeport | TX | 77541 | Brazoria | CN600356976 | RN102692258 | Design, procurement and construction of a thermal oxidizer and associated equipment necessary to collect and destroy the styrene and EB vents from storage tanks and styrene vents from the rail car loading operations. Design, procurement and construction of a closed dome loading system necessary to capture styrene vents from rail car loading operations. | A positive use determination of 100% for the Thermal Oxidizer and the Closed Dome Loading. | 2006-02-02 | 6500000 | 100
7119 | T1 | The Dow Chemical Company | The Dow Chemical Company | 2301 Brazosport Blvd | Freeport | TX | 77541 | Brazoria | CN600356976 | RN102692258 | PGE Potable Water System: includes holdup vessel, recirculation pumps, and incoming/recirculation piping system. | A positive use determination of 100% for the PGE Potable Water System. | 2006-02-03 | 456676 | 100
7120 | T1 | The Dow Chemical Company | The Dow Chemical Company | 2301 Brazosport Blvd | Freeport | TX | 77541 | Brazoria | CN600356976 | RN102692258 | PGE Scrubber System: Includes a wet scrubber and associated drum, pump, scrubbing fluid cooler, and monitors. | A positive use determination of 100% for the PGE Scrubber System. | 2006-02-02 | 844742 | 100
7121 | T1 | The Dow Chemical Company | The Dow Chemical Company | 2301 Brazosport Blvd | Freeport | TX | 77541 | Brazoria | CN600356976 | RN102692258 | Installed 2 potable water distribution systems, One for Plant A and one for Plant B. | A positive use determination of 100% for the two potable water distribution systems(One for Plant A and one for Plant B. | 2006-02-03 | 9539000 | 100
7122 | T1 | The Dow Chemical Company | The Dow Chemical Company | 2301 Brazosport Blvd | Freeport | TX | 77541 | Brazoria | CN600356976 | RN102692258 | Concrete curbing and containment around two areas. The first area includes several raw materials, Recycle Oil, Acrylic Acid, Caustic, HEA, STABS, AOT, SLS, Dowfax, Pluronic and Defoamer. The second area for containment is the TDDM offloading area and trenching that tie-in with existing spill containment basin. | This is a positive use determination for 100% of the concrete curbing and containment described above. | 2006-02-03 | 432000 | 100
7123 | T1 | The Dow Chemical Company | The Dow Chemical Company | 2301 Brazosport Blvd | Freeport | TX | 77541 | Brazoria | CN600356976 | RN102692258 | Programing and instruments for the thermal oxidizers (F-1 & F-2). | A positive use determination for 100% of programing and instrumentation for thermal oxidizers F-1 and F-2. | 2006-02-03 | 1800000 | 100
7124 | T1 | The Dow Chemical Company | The Dow Chemical Company | 2301 Brazosport Blvd | Freeport | TX | 77541 | Brazoria | CN600356976 | RN102692258 | This project installed a new chlorine scrubbing system to remove chlorine gas from any pressure relief valves discharges at the B2800 Chlorine Liquefaction facility. | A positive use determination for 100% of the chlorine scrubbing system in the B2800 Chlorine Liquefaction facility. | 2006-02-03 | 25300000 | 100
7125 | T1 | Hanson Aggregates Central Inc | Servtex | 7603 S Old Bastrop Rd | Garden Ridge | TX | 78266 | Comal | CN600686000 | RN102541612 | Installed a Fines Recovery system which consists of a fine Belt Press and associated equipment. | A positive use determination of 100% for the Belt Press and associated equipment. | 2004-02-12 | 2283610 | 100
7126 | T1 | American Color Graphics | American Color Graphics | 3001 Atkinson Dr | Lufkin | TX | 75901 | Angelina | CN600877005 | RN101633766 | Installed a MEGTEC Systems Millennium thermal oxidizer which will be used to destroy VOCs from a printing press. | A positive use determination of 100% for the MEGTEC Systems Millennium thermal oxidizer. | 2004-01-21 | 349492 | 100
7127 | T1 | Intercontinental Terminals Company | Intercontinental Terminals | 1943 Battleground Rd | Deer Park | TX | 77536 | Harris | CN601470222 | RN100210806 | Project 1: Installed internal floating roofs with double seals in tanks 100-18, -19, & -20. Project 2: Installed curbed concrete containment system with a chemical drain for tanks 100-18, -19 & -20. | A positive use determination for 100% of Project 1 and Project 2. | 2004-01-28 | 420000 | 100
7128 | T1 | Dynegy Midstream Services LP | Dynegy Sand Hills Plant | 13 Mi S of I-20 On 1053 | Odessa | TX | 79760 | Crane | CN600665392 | RN102552031 | The Sand Hills Gas Plant processes sour gas and has changed its method of acid gas disposal. The plant has eliminated its sulfur recovery unit and installed an acid gas injection system | A positive use determination of 100% for the acid gas injection system. | 2004-02-12 | 2600000 | 100
7129 | T1 | Engineered Polymer Solutions Inc | Valspar Coatings | 701 Shiloh Rd | Garland | TX | 75042 | Dallas | CN600534630 | RN100215995 | Dust Collector Repairs: Replaced motor, fan, and housing on the dust collector. Dust Collector Bags Replacement: replacement of bags in dust collector. | A positive use determination of 100% for the Dust Collector Repairs and the Dust Collector Bag Replacement. | 2004-01-30 | 13940 | 100
7130 | T3 | Exxon Mobil Corporation | ExxonMobil Refinery - Baytown | 3525 Decker Dr | Baytown | TX | 77522 | Harris | CN600123939 | RN102212925 | BOP Flare Minimization: project provides the facilities to minimize flaring emissions during shutdowns and restarts. The facilities reduce the transition time and recover approximately 2 Mlbs of hydrocarbon from the flare. | A positive use determination of 22% for the BOP Flare Minimization Project. | 2004-01-30 | 101000 | 100
7131 | T1 | Exxon Mobil Corporation | ExxonMobil Refinery - Baytown | 2800 Decker Dr | Baytown | TX | 77522 | Harris | CN600123939 | RN102579307 | This project purchased two sets of new Lean Head Liners for the Flexicoker's Gas Turbine GT-301 to reduce NOx emissions. | A positive use determination of 100% for the two sets of Lean Line Headers. | 2004-01-30 | 185000 | 100
7132 | T1 | Exxon Mobil Corporation | ExxonMobil Refinery - Baytown | 2800 Decker Dr | Baytown | TX | 77522 | Harris | CN600123939 | RN102579307 | This project installs a selective catalytic reduction NOx reduction system on HGU-1 F-101 and 121 heaters and a new emissions analyzer. Facilities include a medium temperature SCR System (catalyst modules, ammonia vaporization skid & ammonia injection grid), interconnecting ductwork, bypass duct, ID fan, common stack, and associated piping, instrumentation, electrical and control system modifications. | A positive use determination of 100% for the selective catalytic reduction NOx reduction system installed on HGU-1 F-101 and 121 heaters and the new emissions analyzer. | 2004-01-30 | 14600000 | 100
7133 | T1 | Exxon Mobil Corporation | ExxonMobil Refinery - Baytown | 2800 Decker Dr | Baytown | TX | 77522 | Harris | CN600123939 | RN102579307 | This project installed independent high level alarms on 51 Oil Movements tanks. 32 of these are floating roof tanks without nozzles. The remaining 19 are cone roof tanks with existing nozzles. Tanks without nozzles will have an angle iron bracket attached to the tank in order to mount the level switch. | A positive use determination of 100% for the independent high level alarms and associated work. | 2004-01-30 | 525000 | 100
7134 | T1 | Exxon Mobil Corporation | ExxonMobil Refinery - Baytown | 2800 Decker Dr | Baytown | TX | 77522 | Harris | CN600123939 | RN102579307 | This project installed new Ultra Low NOx Burners in FCCU-3 CO Boilers A, B, & C and new Burner Management Systems in Boilers A & B. Facilities include new burners and plenums, modifications to the Boiler C BMS, and associated fuel gas/pilot gas/plant air piping, instrumentation, electrical and control system modifications. | A positive use determination of 100% for the new Ultra Low NOx Burners in FCCU-3 CO Boilers A, B, & C and new Burner Management Systems in Boilers A & B. | 2004-01-30 | 13000000 | 100
7135 | T1 | Exxon Mobil Corporation | ExxonMobil Refinery - Baytown | 2800 Decker Dr | Baytown | TX | 77522 | Harris | CN600123939 | RN102579307 | This project installed selective catalytic reduction NOx reduction systems on Utilities Gas Turbine Generators 38 and 41 - 45 and installed emission analyzers (CEMS) on the 6 GTGs and 17 fired heaters. Facilities include medium temperature SCR systems (catalyst modules, ammonia vaporization skid & ammonia injection grid), centralized ammonia storage/distribution, 5 dual CEMS, 8 new single CEMS, reuse/modification of 5 existing CEMS, and associated piping, instrumentation, electrical, and control system modifications. | A positive use determination of 100% for the selective catalytic reduction NOx reduction systems on Utilities Gas Turbine Generators 38 and 41 - 45 and emission analyzers (CEMS) installed on the 6 GTGs and 17 fired heaters. | 2004-01-30 | 39800000 | 100
7136 | T1 | Exxon Mobil Corporation | ExxonMobil Refinery - Baytown | 2800 Decker Dr | Baytown | TX | 77522 | Harris | CN600123939 | RN102579307 | Project installed new Ultra Low NOx Burners in 5 fired heaters (CLEU-2 F-2, HCU-1 F701, HDU-1F-702, & HF-3 F-3 & F6). Facilities include new burners, floor modifications to accommodate the burners, emissions analyzers (CEMS), and associated fuel gas/burner piping, instrumentations, electrical and control systems modifications. | A positive use determination of 100% for the new Ultra Low NOx Burners installed in 5 fired heaters (CLEU-2 F-2, HCU-1 F701, HDU-1F-702, & HF-3 F-3 & F6). | 2004-01-30 | 8300000 | 100
7137 | T1 | Chevron Phillips Chemical Co LP | Chevron Port Arthur | 2001 S Gulfway Dr | Port Arthur | TX | 77640 | Jefferson | CN600303614 | RN100825249 | See attached property description for the Cyclops Project. | A positive use determination for 100% of the property contained on the attached list. | 2004-03-04 | 2771619 | 100
7138 | T1 | Fasl LLC | Fasl LLC Fab 25 | 5204 E Ben White Blvd | Austin | TX | 78741 | Travis | CN600411433 | RN100723741 | The following items: Secondary containment for hazardous wastes & chemicals. Chemical secondary containment boxes. Secondary containment for portable chemical dispense modules. Water reclaim system piping. RODI scrubber upgrade. IWN scrubber upgrade. Water reclaim system. HF waste collection system. IWN scrubber upgrade. | A positive use determination of 100% for the secondary containment projects, water reclaim systems & piping, scrubber upgrades, and waste collection system. | 2004-01-30 | 1557368 | 100
7139 | T1 | Diamond Shamrock Refining Company, LP | Three Rivers Refinery | 301 Leroy St | Three Rivers | TX | 78071 | Live Oak | CN600135370 | RN100542802 | Waste Water Irrigation System with earthen berms, collection ponds, pumps & piping | A positive use determination for 100% of the Waste Water Irrigation System. | 2004-02-12 | 2641505 | 100
7140 | T1 | Diamond Shamrock Refining Company, LP | Three Rivers Refinery | 301 Leroy St | Three Rivers | TX | 78071 | Live Oak | CN600135370 | RN100542802 | Benzene NESHAP Project: Modifications to WWTP to enclose and control the DGFs and internal floating roof on waste water Tank 8. | A positive use determination for 100% of the Benzene NESHAP Project. | 2004-02-12 | 2895000 | 100
7141 | T1 | Chaparral Steel Midlothian LP | Chaparral Steel Midlothian | 300 Ward Rd | Midlothian | TX | 76065 | Ellis | CN600128656 | RN100216472 | Melt Shop Baghouse Project: replace roof vents with plenums to two new 500,000 cfm modular baghouses; upgrade electronic control system for bag cleaning on existing C Baghouse. | A positive use determination for 100% of the Melt Shop Baghouse Project. | 2004-02-12 | 6578177 | 100
7142 | T1 | Bmc Holdings Inc. | Beaumont Methanol | 5470 Twin City Hwy | Beaumont | TX | 77705 | Jefferson | CN601307218 | RN102559291 | Low NOx Burners installed on the South Reformer | A positive use determination for 100% of Low NOx Burners on the South Reformer. | 2004-02-12 | 1600000 | 100
7143 | T1 | Aristech Chemical Corporation | Aristech La Porte Plant | 8811 Strang Rd | La Porte | TX | 77571 | Harris | CN600132096 | RN102888328 | Project to install a 126 MMBtu/hr Dual Rapid Mix Burner. Equipment includes a Stabelite gas-electric ignitor, windbox, and ignitor gas valve train. | A positive use determination of 100% for the 126 MMBtu/hr Dual Rapid Mix Burner, a Stabelite gas-electric ignitor, windbox, and ignitor gas valve train. | 2004-02-12 | 369406 | 100
7144 | T1 | Daner Holdings Inc | 1370 -1389 Panthoon Way | 1370 Panthoon Way | San Antonio | TX | 78232 | Bexar | None Listed | none Listed | Tracts 5 & 6 of the development lay directly up-gradient from the sedimentation basin located in tract 7. The development of tracts 5 & 6 was designed to provide both conveyance methods and additional filtration for storm water runoff for the tracts located further up-gradient from the basin. Property includes land, curbing and filtration (landscaping). | A positive use determination of 100% for the curbing, the 1 & 1/2 acre filter strip, and the associated land. | 2004-02-26 | 1192217 | 100
7145 | T1 | Atofina Petrochemicals | Atofina Port Arthur Refinery | Hwy 366 & 32Nd St | Port Arthur | TX | 77642 | Jefferson | CN601580590 | RN102457520 | The following: Process Drain Systems: pumps, draw-off pots and piping used to collect waste water and storm water for conveying to the waste water treatment system. Flare System: vapor relief and collection system. Hydrocarbon Detectors: monitoring equipment used to detect leaks from pumps seals and other equipment. Concrete Containment Surface: concrete surfacing of areas in the unit fro storm water control and spill containment. | A positive use determination of 100% for the Process Drain Systems, the Flare System, the Hydrocarbon Detectors, and the Concrete Containment Surface. | 2004-03-04 | 4959329 | 100
7146 | T1 | Goodyear Tire & Rubber Company | Goodyear Chemical Plant | 2000 Goodyear Dr | Houston | TX | 77001 | Harris | CN600616049 | RN100870898 | The following items: 1. Flare flow rate meter. 2. Flare header testing. 3. Retube two EFCO vacuum condensers. 4. Retube overhead condensers. 5. Nitrous oxide study. 6. Retube BD and ammonia condensers/exchanger. 7. Redundant power to waste treatment plant. | A positive use determination for 100% of the flare flow rate meter, the flare header testing, the nitrous oxide study, and the redundant power to the waste treatment plant. A negative use determination for the retubing of the vacuum condensers, overhead condensers, and BD and ammonia condensers/exchanger which is all production equipment. | 2004-04-28 | 545920 | 100
7147 | T1 | Atofina Petrochemicals | Atofina Port Arthur Refinery | Hwy 366 & 32Nd St | Port Arthur | TX | 77642 | Jefferson | CN601580590 | RN102457520 | Dock Project: Docks 1 & 2 Oily Water Containment System - Installed pumps, tanks, drain pans & containment slabs to control storm water and spills. Marine Vapor Control -- installed a thermal oxidizer. | A positive use determination of 100% for the Docks 1 & 2 Oily Water Containment System, and the Marine Vapor Control System. | 2004-02-12 | 4029895 | 100
7148 | T1 | Air Tractor Inc | AIR TRACTOR | 1584 AIRPORT RD | OLNEY | TX | 76374 | Young | CN600713937 | RN101290682 | Installed a water batch filtration system used to filter contaminates from painting/plating process waste water. Constructed a special room to house the filtration system. | A positive use determination of 100% for the batch filtration system and the equipment room. | 2004-02-12 | 112601.33 | 100
7149 | T1 | Akzo Nobel Catalysts LLC | Akzo Nobel Catalyst | 13000 Bay Park Rd | Pasadena | TX | 77507 | Harris | CN600125496 | RN104262704 | 4 Cyclones upstream of main baghouse; 3 Emission Monitors on baghouse stacks; and Low NOx Burners on steam boiler. | A positive use determination for 100% of the 4 cyclones, 3 emission monitors, and low NOx burners. | 2004-06-01 | 3363342 | 100
7150 | T1 | Akzo Nobel Catalysts LLC | Akzo Nobel Catalyst | 13000 Bay Park Rd | Pasadena | TX | 77507 | Harris | CN600125496 | RN104262704 | Secondary Containment and Level Transmitter Outfall Flume: Sisol sump pump for truck unloading station, Biosan sulfuric acid sump lining, firewater pump diesel storage containment, and outfall Parshall flume. | A positive use determination for 100% of the secondary containment and level transmitter outfall flume. | 2004-02-12 | 53261 | 100
7151 | T1 | Septon Company Of America | Septon Company Of America | 11414 Choate Rd | Pasadena | TX | 77507 | Harris | CN600375026 | RN100666916 | The following items: gas chromatograph; portable TLV meter; portable flow meter; coalescer; dryer stack extension; waste water tank V-8102; waste water pH probe; waste water tank skimmer; waste water tank vent to flare; tank V-2101, P-2101 strainers and recycle piping; V-1116, -1117 & -1118 demister strippers & associated pumps & piping; pH probe installed in waste water concentration unit; demister for waste water concentration unit; V-1120 additional decanter; relocation of gas injection point to the flare; on-line TOC analyzer; and concrete road paving and asphalt parking lot paving. | A positive use determination of 100% for the gas chromatograph; portable TLV meter; portable flow meter; coalescer; dryer stack extension; waste water tank V-8102; waste water pH probe; waste water tank skimmer; waste water tank vent to flare; tank V-2101, P-2101 strainers and recycle piping; V-1116, -1117 & -1118 demister strippers & associated pumps & piping; pH probe; demister for waste water concentration unit; V-1120 additional decanter; relocation of gas injection point to the flare; on-line TOC analyzer; and the paving. | 2004-02-12 | 2509313 | 100
7152 | T1 | Baytown Energy Center LP | Baytown Energy Center LP | 8605 FM 1405 Road | Baytown | TX | 77521 | Chambers | CN600376073 | RN100226067 | Installed low NOx burners in the auxiliary boilers. Installed a US Filters zinc precipitation system in the waste water system. | A positive use determination of 100% for the low NOx burners installed in the auxiliary boilers and the US Filters zinc precipitation system. | 2004-03-04 | 1459334 | 100
7153 | T1 | Texas Genco LP & AEP Texas Central Co | South Texas Project | 8 M W On FM 521 | Wadsworth | TX | 77483 | Matagorda | CN600276653 | RN102395654 | Installation of a permanent emergency diesel generator for PWS No. 1610103 to allow uninterrupted service during electrical power outages. | A positive use determination of 100% for the emergency diesel generator. | 2004-02-12 | 100 | 100
7154 | T1 | Texas Genco LP & AEP Texas Central Co | South Texas Project | 8 M W On FM 521 | Wadsworth | TX | 77483 | Matagorda | CN600276653 | RN102395654 | Purchase of an additional groundwater storage tank for Public Water System No. 1610103. | A positive use determination of 100% for the ground water storage tank. | 2004-02-12 | 18379 | 100
7155 | T1 | Texas Genco LP & AEP Texas Central Co | South Texas Project | 8 M W On FM 521 | Wadsworth | TX | 77483 | Matagorda | CN600276653 | RN102395654 | Purchase of a double-walled, self-contained storage tank. | A positive use determination of 50% for the double-walled, self-contained storage tank. | 2004-02-12 | 7147 | 100
7156 | T1 | GB Biosciences Corporation | GB Biosciences Greens Bayou | 2239 Haden Rd | Houston | TX | 77015 | Harris | CN600132831 | RN100238492 | Hastelloy C-276 Piping from second stage aftercooler knock out pot to the relief scrubber. Located in the Chlorothalonil Off Gas Unit. | A positive use determination for 100% of the replacement piping from the second stage aftercooler to the relief scrubber. | 2004-02-12 | 53400 | 100
7157 | T1 | GB Biosciences Corporation | GB Biosciences Greens Bayou | 2239 Haden Rd | Houston | TX | 77015 | Harris | CN600132831 | RN100238492 | Hastelloy C-276 Piping from MOD splitter to reactor chlorine filters in CTL 1. | a positive use determination for 100% of replacement piping from the MOD splitter to chlorine filters. | 2004-02-13 | 136053 | 100
7158 | T1 | GB Biosciences Corporation | GB Biosciences Greens Bayou | 2239 Haden Rd | Houston | TX | 77015 | Harris | CN600132831 | RN100238492 | Replace carbon steel line with 6 inch Teflon Lined Vent Pipe for chlorine gas service. Piping extends 70 linear feet from the relief scrubber. | A positive use determination for 100% of 70 linear feet of Teflon lined vent pipe from the relief scrubber. | 2004-02-13 | 57200 | 100
7159 | T1 | GB Biosciences Corporation | GB Biosciences Greens Bayou | 2239 Haden Rd | Houston | TX | 77015 | Harris | CN600132831 | RN100238492 | Hastelloy C276 Piping, Valves, and Fittings from the HCI/CI splitter, through the chlorine cooler to the desublimer. | A positive use determination for 100% of the piping from the HCl splitter to the desublimer. | 2004-02-13 | 433900 | 100
7160 | T1 | GB Biosciences Corporation | GB Biosciences Greens Bayou | 2239 Haden Rd | Houston | TX | 77015 | Harris | CN600132831 | RN100238492 | CTL Chlorine Scrubber Modifications: install relief scrubber liquid chlorine flash tank with heater, caustic surge tank, sump tank, pumps, and cooler; replace scrubber column; improve secondary containment; modify pressure relief devices; and install heat tracing of vent lines. | A positive use determination for 100% of the CTL chlorine scrubber modifications. | 2004-02-13 | 5471000 | 100
7161 | T1 | GB Biosciences Corporation | GB Biosciences Greens Bayou | 2239 Haden Rd | Houston | TX | 77015 | Harris | CN600132831 | RN100238492 | Scrubber Tank and Relief System for CTL Unit II: replace EVS scrubber tank and install new relief valve, relief line, and overflow line. | A positive use determination for 100% of the scrubber tank and relief system project. | 2004-02-17 | 212701 | 100
7162 | T1 | GB Biosciences Corporation | GB Biosciences Greens Bayou | 2239 Haden Rd | Houston | TX | 77015 | Harris | CN600132831 | RN100238492 | IPN Tank Farm Vent Collection System Modification: re-route piping system from 6 organic storage tanks to a new blower with pressure and flow control. Provide separate piping route for organic vents, segregating gap vent. Install knock out pot upstream of blower with self drain to the 2 organic feed tanks. Route blower discharge to existing incinerator. Install flame arrester within 12 feet of incinerator. Provide route to existing carbon canisters with automatic changeover valves. | A positive use determination for 100% of the IPN tank farm vent collection system modification. | 2004-03-03 | 699924 | 100
7163 | T1 | GB Biosciences Corporation | GB Biosciences Greens Bayou | 2239 Haden Rd | Houston | TX | 77015 | Harris | CN600132831 | RN100238492 | Baghouse, Exhaust Fan, Weigh Scale, Rollers, Piping, Ducts & Valves: installed on heavy ends drum filling and cooling stations. | A positive use determination for 100% of the heavy ends drum filling baghouse project. | 2004-02-17 | 443367 | 100
7164 | T1 | GB Biosciences Corporation | GB Biosciences Greens Bayou | 2239 Haden Rd | Houston | TX | 77015 | Harris | CN600132831 | RN100238492 | Baghouse, Exhaust Fan, Weigh Scale, Rollers, Piping, Ducts & Valves: installed on flaker and flaker feed tank. Isophthalonitrile Area 200. | A positive use determination for 100% of a baghouse with associated equipment on the flaker and flaker feed tank. | 2004-02-17 | 348910 | 100
7165 | T1 | GB Biosciences Corporation | GB Biosciences Greens Bayou | 2239 Haden Rd | Houston | TX | 77015 | Harris | CN600132831 | RN100238492 | Rainwater Control System: concrete, piping, filter, pump, and plastic tank. | A positive use determination for 100% of a rainwater control system. | 2004-02-17 | 406546 | 100
7166 | T1 | GB Biosciences Corporation | GB Biosciences Greens Bayou | 2239 Haden Rd | Houston | TX | 77015 | Harris | CN600132831 | RN100238492 | Sand Filter Modification for the Storm Water Treatment System: control panel, automated valves, bondstrand couplings, filter media, and separation nozzles. | A positive use determination for 100% of the sand filter modification project. | 2004-02-17 | 158000 | 100
7167 | T1 | GB Biosciences Corporation | GB Biosciences Greens Bayou | 2239 Haden Rd | Houston | TX | 77015 | Harris | CN600132831 | RN100238492 | Equipment Trailer, 12 Monitors, Piping, & Foam Making Nozzles used for hazardous material response. | A positive use determination for 100% of the hazardous material response trailer and related equipment. | 2004-02-17 | 70700 | 100
7168 | T1 | Huntsman LLC | Huntsman Jefferson County | 4241 Savannah Ave | Port Arthur | TX | 77640 | Jefferson | CN603603093 | RN103033189 | This project provides for two pressure power pumps which when filled with seal oil, will pressure cracked gas back to the primary fractionator. | A positive use determination of 100% for the two pressure power pumps. | 2004-02-12 | 221000 | 100
7169 | T1 | Huntsman LLC | Huntsman Jefferson County | 4241 Savannah Ave | Port Arthur | TX | 77640 | Jefferson | CN603603093 | RN103033189 | Upgrade LOU Flare: project provides fro replacing the LOU flare tip, including new pilots, thermocouples, piping, controls, wiring and other appurtenances. | A positive use determination of 100% for the LOU Flare Upgrade project. | 2004-02-12 | 1350000 | 100
7170 | T1 | Huntsman LLC | Huntsman Jefferson County | 4241 Savannah Ave | Port Arthur | TX | 77640 | Jefferson | CN603603093 | RN103033189 | Activated Sludge Treating Unit: This project installed a staged activated sludge treating unit. Unit consists of two 125' diameter tanks, splitter box, eight surface aerators, storm water sump/pump, process water sump/pump, chemical injection, waste water cooling, piping, and instruments. | A positive use determination of 100% for the Activated Sludge Treating Unit. | 2004-02-12 | 2336000 | 100
7171 | T1 | Huntsman LLC | Huntsman Jefferson County | 4241 Savannah Ave | Port Arthur | TX | 77640 | Jefferson | CN603603093 | RN103033189 | Safing Modifications to Quench Oil Pumps 10P-102 A/B/S: project provided a 20" gate valve to build additional protection in safing each of three quench oil pumps. Property includes three gate valves, piping and instrumentation. | A positive use determination of 100% for the Safing Modifications to Quench Oil Pumps 10O-102 A/B/S Project. | 2004-02-13 | 102000 | 100
7172 | T1 | Huntsman LLC | Huntsman Jefferson County | 4241 Savannah Ave | Port Arthur | TX | 77640 | Jefferson | CN603603093 | RN103033189 | Project installed block valves, bypasses and safing connections to allow the propylene tower overhead condensers to be isolated without a shutdown of the propylene tower. | A positive use determination of 100% for the Project to Install Block Valves on 10E-243 A&B and 10E-245. | 2004-02-13 | 115000 | 100
7173 | T1 | Huntsman LLC | Huntsman Jefferson County | 4241 Savannah Ave | Port Arthur | TX | 77640 | Jefferson | CN603603093 | RN103033189 | Project provided for total enclosure of 5 Aromatics Plant Tanks by routing the vapors to the existing thermal oxidizer. Property includes piping, instrumentation, pumps, paving,. | A positive use determination of 100% for the Project to Provide Total Enclosure of 5 Aromatics Plant Tanks. | 2004-02-13 | 1681000 | 100
7174 | T1 | Huntsman LLC | Huntsman Jefferson County | 4241 Savannah Ave | Port Arthur | TX | 77640 | Jefferson | CN603603093 | RN103033189 | Project provided for the enclosure of the suspect condensate system to reduce emission to the atmosphere. Property includes spare condensate stripper reboiler, piping, instrumentation and electrical. | A positive use determination of 100% for the Condensate System Enclosure Project. | 2004-02-13 | 817000 | 100
7175 | T1 | Huntsman LLC | Huntsman Jefferson County | 4241 Savannah Ave | Port Arthur | TX | 77640 | Jefferson | CN603603093 | RN103033189 | Project provided Zeeco low NOx floor burners for 10H-101D (D furnace) with minor modifications to the furnace floor. | A positive use determination of 100% for the Zeeco low NOx floor burners for 10H-101D (D furnace). | 2004-02-13 | 97000 | 100
7176 | T1 | Huntsman LLC | Huntsman Jefferson County | 4241 Savannah Ave | Port Arthur | TX | 77640 | Jefferson | CN603603093 | RN103033189 | Project provided closed loop sampling devices and rerouted another sample so that it is in a containment area. | A positive use determination of 100% for the Project to Modify Sample Points. | 2004-02-13 | 15000 | 100
7177 | T1 | Huntsman LLC | Huntsman Jefferson County | 4241 Savannah Ave | Port Arthur | TX | 77640 | Jefferson | CN603603093 | RN103033189 | Project installed a secondary floor for Tank 1622. | A positive use determination of 100% for the secondary floor installed for Tank 1622. | 2004-02-17 | 360500 | 100
7178 | T1 | Huntsman LLC | Huntsman Jefferson County | 2401 Spur 136 | Port Neches | TX | 77651 | Jefferson | CN600130322 | RN104964267 | C4 PLant - Block 4 Vent Load Elimination: project provided for handling of venting requirements at Block 4. Floating roofs were installed on two methanol tanks. Finished (and off-test) MTBE product is now routed to 6 reconditioned idle spheres. Installed level and temperature indicators, some piping in the unit, and three new pumps. Two pumps for on-test material to Block 4 and one pump to transfer off-test material to the MTBE Slop Tank for re-processing. | A positive use determination of 100% for the Block 4 Vent Load Elimination Project. | 2004-03-04 | 3545000 | 100
7179 | T1 | Huntsman LLC | Huntsman Jefferson County | 2401 Spur 136 | Port Neches | TX | 77651 | Jefferson | CN600130322 | RN104964267 | Flare System Upgrades in MTBE: project provided for improved handling of the vent loading of the MTBE flare system. It provided properly sized PRV's. Property includes two PRV's, isolation block valves, and new nozzle. | A positive use determination of 100% for the two PRV's, isolation block valves, and new nozzle. | 2004-03-04 | 15000 | 100
7180 | T1 | Huntsman LLC | Huntsman Jefferson County | 2401 Spur 136 | Port Neches | TX | 77651 | Jefferson | CN600130322 | RN104964267 | High Pressure Flare Gas Recovery: project provided for a compressor to be added at the high-pressure KO drum and route to the fuel recovery gas. Property includes gas compressor, piping, instrumentation and electrical. | A positive use determination of 100% for the High Pressure Flare Gas Recovery Project. | 2004-03-10 | 951000 | 100
7181 | T1 | Huntsman LLC | Huntsman Jefferson County | 6001 Hwy 366 | Port Neches | TX | 77651 | Jefferson | CN603603093 | RN100219252 | Recycle Lines for Tower Bottoms Analyzers: Project installed a one-inch line with flow orifice in two locations. | A positive use determination of 100% for the recycle lines for tower bottoms analyzers. | 2004-02-17 | 36000 | 100
7182 | T1 | Huntsman LLC | Huntsman Jefferson County | 4241 Savannah Ave | Port Arthur | TX | 77640 | Jefferson | CN603603093 | RN103033189 | Project provided upgrade to flare recovery skid instrumentation and controls at LOU. | A positive use determination of 100% for the project to provide upgrade to flare recovery skid instrumentation and controls at LOU. | 2004-02-18 | 271000 | 100
7183 | T1 | Alcoa Inc | Alcoa San Antonio Works | 14555 Old Corpus Christi | San Antonio | TX | 78283 | Bexar | CN605253749 | RN103785846 | Property: Fumed Silica Baghouse; DAG Collection Unit; Slitter #2 Baghouse; and Blowdown water sprinkler system. | A positive use determination of 100% for the Fumed Silica Baghouse; DAG Collection Unit; Slitter #2 Baghouse; and Blowdown Water Sprinkler System. | 2004-02-17 | 130625 | 100
7184 | T1 | URS Corp | 3 Facilities In Harris County | 1001 B Lynchburg Rd | Baytown | TX | 77520 | Harris | CN600884076 | Various | Installed three ambient air monitoring stations in Harris County. | A negative determination. Section 11.31(a) states: "A person is not entitled to an exemption from taxation under this section solely on the basis that the person manufactures or produces a product or provides a service that prevents, monitors, controls, or reduces air, water, or land pollution." The equipment listed in this application is used to provide the service of monitoring air quality. | 2004-02-24 | 727200 | 100
7185 | T3 | Transcontinental Gas Pipe Line Corp | Transcontinental Station 35 | 12501 Veteran Memorial Dr | Houston | TX | 77014 | Harris | CN603452400 | RN100718691 | New Compressors for Unit 1 and Unit 2: removed from service four internal combustion engines and replaced them with two electric motor driven centrifugal units. | A positive use determination for 43% of the cost of new compressors for Unit 1 and Unit 2. | 2004-04-30 | 21890000 | 100
7186 | T3 | Transcontinental Gas Pipe Line Corp | Transcontinental Station 30 | FM 2546 | El Campo | TX | 77437 | Wharton | CN603452400 | RN100222728 | Installed a high-pressure fuel injection technology on seven IC gas compressor engines. | A positive use determination for 29% of the high-pressure fuel injection technology on seven IC gas compressor engines. | 2004-04-30 | 20157000 | 100
7187 | T2 | Martin Marietta Materials Southwest Ltd | Beckmann Quarry | 18495 NW Military Hwy | San Antonio | TX | 78257 | Bexar | CN603213315 | RN102512126 | Property: Treatment of unpaved roads with chemical dust suppression; rock filter berms, air contaminate gas analyzer; air/fuel ratio controllers for 24 IC engines; baghouse and dust silos(7); biological treatment tanks for sludge; dam/water storage; filter basins; fuel containment areas and covers(4); covered conveyor systems (38); CV-98 (1) - 1 mile conveyor; paving of parking lots and roads; settling ponds (5); spray bars for particulate control; four sweeper trucks; two water trucks, two wheel washes; truck tarp installation stations; recycle asphalt crusher system; and Gencor counterflow asphalt drum. | A positive use determination of 100% for the chemical dust suppression & associated equipment; the rock filter berms, air contaminate gas analyzer; air/fuel ratio controllers for 24 IC engines; baghouse and dust silos(7); biological treatment tanks for sludge; dam/water storage; filter basins; fuel containment areas and covers(4); the covers on the covered conveyor systems (38); CV-98 (1) - the cover and the wet dust suppression; the paving of parking lots and roads; settling ponds (5); spray bars for particulate control; four sweeper trucks; two water trucks, two wheel washes; truck tarp installation stations; recycle asphalt crusher system; and Gencor counterflow asphalt drum. | 2004-03-10 | 14302726 | 100
7188 | T1 | Texas Genco LP | PH Robinson | 5501 Hwy 146 | Bacliff | TX | 77518 | Galveston | CN601459837 | RN101062826 | Asbestos Abatement: asbestos removal, HEPA vacuum equipment, negative air pressure enclosures, glove bags, personal protective equipment, decontamination facilities, testing, disposal, etc. | A positive use determination of 100% for the Asbestos Abatement Project. | 2004-02-17 | 21635 | 100
7189 | T1 | Texas Genco LP | Webster | 19301 Galveston Rd | Webster | TX | 77598 | Galveston | CN602755415 | RN100542992 | Asbestos Abatement: asbestos removal, HEPA vacuum equipment, negative air pressure enclosures, glove bags, personal protective equipment, decontamination facilities, testing, disposal, etc. | A positive use determination of 100% for the Asbestos Abatement Project. | 2004-02-17 | 317 | 100
7190 | T1 | Texas Genco II LP | Cedar Bayou | 7705 Old West Bay Rd | Baytown | TX | 77520 | Chambers | CN603919200 | RN100825371 | Asbestos Abatement: asbestos removal, HEPA vacuum equipment, negative air pressure enclosures, glove bags, personal protective equipment, decontamination facilities, testing, disposal, etc. | A positive use determination of 100% for the Asbestos Abatement Project. | 2004-02-17 | 106551 | 100
7191 | T1 | Texas Genco LP | W A Parish | 2500 Y U Jones Rd | Thompsons | TX | 77481 | Fort Bend | CN602755415 | RN100888312 | Asbestos Abatement: asbestos removal, HEPA vacuum equipment, negative air pressure enclosures, glove bags, personal protective equipment, decontamination facilities, testing, disposal, etc. | A positive use determination of 100% for the Asbestos Abatement Project. | 2004-02-17 | 56634 | 100
7192 | T1 | Texas Genco LP | SR Berton | 2012 Miller Cut-Off Rd | Deer Park | TX | 77536 | Harris | CN602755415 | RN100825389 | Asbestos Abatement: asbestos removal, HEPA vacuum equipment, negative air pressure enclosures, glove bags, personal protective equipment, decontamination facilities, testing, disposal, etc. | A positive use determination of 100% for the Asbestos Abatement Project. | 2004-02-17 | 95385 | 100
7193 | T1 | Texas Genco LP | Deepwater | 901 Light Co Rd | Pasadena | TX | 77506 | Harris | CN601459837 | RN100542877 | Asbestos Abatement: asbestos removal, HEPA vacuum equipment, negative air pressure enclosures, glove bags, personal protective equipment, decontamination facilities, testing, disposal, etc. | A positive use determination of 100% for the Asbestos Abatement Project. | 2004-02-17 | 7730 | 100
7194 | T1 | Texas Genco LP | Greens Bayou | 12070 Beaumont Hwy | Houston | TX | 77049 | Harris | CN602755415 | RN100542851 | Asbestos Abatement: asbestos removal, HEPA vacuum equipment, negative air pressure enclosures, glove bags, personal protective equipment, decontamination facilities, testing, disposal, etc. | A positive use determination of 100% for the Asbestos Abatement Project. | 2004-02-17 | 29928 | 100
7195 | T1 | Texas Genco LP | TH Wharton | 16301 Sh 249 | Houston | TX | 77064 | Harris | CN602755415 | RN100542885 | Asbestos Abatement: asbestos removal, HEPA vacuum equipment, negative air pressure enclosures, glove bags, personal protective equipment, decontamination facilities, testing, disposal, etc. | A positive use determination of 100% for the Asbestos Abatement Project. | 2004-02-17 | 14124 | 100
7196 | T1 | Texas Genco LP | Webster | 19301 Galveston Rd | Webster | TX | 77598 | Harris | CN602755415 | RN100542992 | Asbestos Abatement: asbestos removal, HEPA vacuum equipment, negative air pressure enclosures, glove bags, personal protective equipment, decontamination facilities, testing, disposal, etc. | A positive use determination of 100% for the Asbestos Abatement Project. | 2004-02-17 | 317 | 100
7197 | T1 | Texas Genco II LP | Cedar Bayou | 7705 Old West Bay Rd | Baytown | TX | 77520 | Chambers | CN603919200 | RN100825371 | Installed low NOx burner packages in new auxiliary boilers. Installed flue gas recirculation ductwork. | A positive use determination of 100% for the low NOx burner packages and flue gas recirculation ductwork. | 2004-02-17 | 403647 | 100
7198 | T1 | Texas Genco LP | San Jacinto | 845 Sens Rd | La Porte | TX | 77571 | Harris | CN301459837 | RN100542901 | Secondary Containment: concrete secondary containment was installed around the boiler blowdown tanks. Drains and piping were installed within the containment so that any release could be collected and sent to the main waste water tank. | A positive use determination of 100% for the secondary containment installed around the Boiler Blowdown Tanks. | 2004-02-17 | 23121 | 100
7199 | T1 | Texas Genco LP | San Jacinto | 845 Sens Rd | La Porte | TX | 77571 | Harris | CN301459837 | RN100542901 | Waste Water Tank Replacement: The below grade waste water tank was replaced with a new carbon steel tank. | A positive use determination of 100% for the Waste Water Tank Replacement Project. | 2004-02-17 | 55860 | 100
7200 | T1 | Texas Genco LP | Limestone | Route 1, Box 85 | Jewett | TX | 75846 | Limestone | CN601459837 | RN104644828 | Class II Landfill: construction of groundwater liner system and/or landfill closure cap for coal combustion landfill. | A positive use determination of 100% for the Class II Landfill Cell Liner Cell Closure Project. | 2004-02-17 | 329896 | 100
7201 | T1 | Acme Brick Company Inc | Acme Brick - Bennett Plant | 2350 Bennett Road | Millsap | TX | 76066 | Parker | CN600124549 | RN100225184 | Dust Collection System for grinding rooms | A positive use determination for 100% of the grinding room dust collection system. | 2004-02-13 | 400753 | 100
7202 | T1 | Acme Brick Company Inc | Acme Brick - Bennett Plant | 2350 Bennett Road | Millsap | TX | 76066 | Parker | CN600124549 | RN100225184 | Gas Powered Mobile Sweeper | A positive use determination for 100% of a gas powered mobile sweeper. | 2004-02-18 | 6016 | 100
7203 | T1 | Acme Brick Company Inc | Acme Brick - Bennett Plant | 2350 Bennett Road | Millsap | TX | 76066 | Parker | CN600124549 | RN100225184 | Air Scrubber System for tunnel kiln. | A positive use determination for 100% of the tunnel kiln scrubber system. | 2004-04-26 | 14757668 | 100
7204 | T1 | Acme Brick Company Inc | Acme Brick - Bennett Plant | 2350 Bennett Road | Millsap | TX | 76066 | Parker | CN600124549 | RN100225184 | Asphalt Paving for employees parking lot. | A positive use determination for 100% of the asphalt paving for the employees parking lot. | 2004-04-26 | 10028 | 100
7205 | T1 | Acme Brick Company Inc | Acme Brick - Denton Plant | 220 East Daniels | Denton | TX | 76205 | Denton | CN600124549 | RN100210046 | Asphalt Paving Project: employees parking lot and plant roadway entrance. | A positive use determination for 100% of the asphalt paving project. | 2004-04-26 | 51473 | 100
7206 | T1 | Acme Brick Company Inc | Acme Brick - Denton Plant | 220 East Daniels | Denton | TX | 76205 | Denton | CN600124549 | RN100210046 | Wet Cyclone Scrubber with fan for rotary kiln. | A positive use determination for 100% of the wet cyclone scrubber with fan for the rotary kiln. | 2004-04-26 | 105430 | 100
7207 | T1 | Acme Brick Company Inc | Acme Brick - Denton Plant | 220 East Daniels | Denton | TX | 76205 | Denton | CN600124549 | RN100210046 | Dust Collection System for grinding and manufacturing equipment. Includes fabric filters, duct work, conveyors, and enclosed hoods. | A positive use determination for 100% of the dust collection system for the grinding and crushing equipment. | 2004-04-26 | 657629 | 100
7208 | T1 | Acme Brick Company Inc | Acme Brick - Denton Plant | 220 East Daniels | Denton | TX | 76205 | Denton | CN600124549 | RN100210046 | Gas Powered Mobile Sweeper | A positive use determination for 100% of a gas powered mobile sweeper. | 2004-02-19 | 91321 | 100
7209 | T1 | Acme Brick Company Inc | Acme Brick - Elgin Plant | FM Road 696 | Elgin | TX | 76205 | Bastrop | CN600124549 | RN100225846 | Dust Collection System for grinding and manufacturing equipment. Includes fabric filters, duct work, conveyors, and enclosed hoods. | A positive use determination for 100% of the dust collection system for the grinding and crushing equipment. | 2004-04-26 | 937020 | 100
7210 | T1 | Acme Brick Company Inc | Acme Brick - Elgin Plant | FM Road 696 | Elgin | TX | 76205 | Bastrop | CN600124549 | RN100225846 | Wet Cyclone System. | A positive use determination for a wet cyclone system. | 2004-04-26 | 189750 | 100
7211 | T1 | Acme Brick Company Inc | Acme Brick - Elgin Plant | FM Road 696 | Elgin | TX | 76205 | Bastrop | CN600124549 | RN100225846 | Air Scrubber System for tunnel kiln. Includes silos, reaction chamber, baghouses, fans, and motors. | A positive use determination for 100% of the air scrubber system for the tunnel kiln. | 2004-04-26 | 1203609 | 100
7212 | T1 | Acme Brick Company Inc | Acme Brick - Elgin Plant | FM Road 696 | Elgin | TX | 76205 | Bastrop | CN600124549 | RN100225846 | Gas Powered Mobile Sweeper | A positive use determination for 100% of a gas powered mobile sweeper. | 2004-02-19 | 53438 | 100
7213 | T1 | Acme Brick Company Inc | Acme Brick - Mcqueeny Plant | FM 725 | Mcqueeny | TX | 78123 | Guadalupe | CN600124549 | RN100220755 | Dust Collection Systems for grinders. Includes baghouses, duct work, conveyors, and enclosed hoods. | A positive use determination for 100% of the dust collection system for grinders. | 2004-04-26 | 101892 | 100
7214 | T1 | Acme Brick Company Inc | Acme Brick - San Felipe Plant | 6005 Peter San Felipe Rd. | Sealy | TX | 77474 | Austin | CN600124549 | RN103726832 | Dust Collection System for grinding and manufacturing equipment. Includes fabric filters, duct work, conveyors, and enclosed hoods. | A positive use determination for 100% of the dust collection system for grinding and manufacturing equipment. | 2004-04-26 | 34266 | 100
7215 | T1 | Acme Brick Company Inc | Acme Brick - San Felipe Plant | 6005 Peter San Felipe Rd. | Sealy | TX | 77474 | Austin | CN600124549 | RN103726832 | Asphalt Paving: employee parking lot, office parking lot, truck circle, area in front of mobiles, and main plant roadway. | A positive use determination for 100% of the asphalt paving projects listed above | 2004-04-26 | 104287 | 100
7216 | T1 | Acme Brick Company Inc | Acme Brick - Texas Clay Plant | 700 West Bartlett | Malakoff | TX | 75148 | Henderson | CN600124549 | RN106262769 | Water Truck | A positive use determination for 100% of a water truck. | 2004-02-19 | 8504 | 100
7217 | T1 | Acme Brick Company Inc | Acme Brick - Texas Clay Plant | 700 West Bartlett | Malakoff | TX | 75148 | Henderson | CN600124549 | RN106262769 | New Pump for wet cyclone scrubber on rotary kiln. | A positive use determination for 100% of a new pump for a wet cyclone scrubber. | 2004-04-26 | 5375 | 100
7218 | T1 | Acme Brick Company Inc | Acme Brick - Texas Clay Plant | 700 West Bartlett | Malakoff | TX | 75148 | Henderson | CN600124549 | RN106262769 | Scrubber System for tunnel kiln. Includes fan, compressor, high speed mill, 10 ton silo, and scrubber unit. | A positive use determination for 100% of the scrubber system. | 2004-04-26 | 686537 | 100
7219 | T1 | Acme Brick Company Inc | Acme Brick - Texas Clay Plant | 700 West Bartlett | Malakoff | TX | 75148 | Henderson | CN600124549 | RN106262769 | Dust Collection System for grinding process | A positive use determination for the grinding process dust collection system. | 2004-04-26 | 88228 | 100
7220 | T1 | Acme Brick Company Inc | Acme Brick - Texas Clay Plant | 700 West Bartlett | Malakoff | TX | 75148 | Henderson | CN600124549 | RN106262769 | Asphalt Paving for employee parking lot and main plant roadways. | A positive use determination for 100% of the asphalt paving of employee parking lot and main plant roadways. | 2004-04-26 | 148114 | 100
7221 | T1 | Acme Brick Company Inc | Acme Brick - Converse Block Plant | 418 Gibbs Sprawl Road | Converse | TX | 78109 | Bexar | CN600124549 | RN102163896 | Dust Collection System for cement silos. | A positive use determination for 100% of the dust collection system for the cement silos. | 2004-04-26 | 20092 | 100
7222 | T1 | Acme Brick Company Inc | Acme Brick - Round Rock Block Plant | 508 McNeil Road | Round Rock | TX | 78681 | Williamson | CN600124549 | RN100727270 | Dust Collection System for storage silos in manufacturing process. | A positive use determination for 100% od the dust collection system for storage silos in manufacturing process. | 2004-04-26 | 194607 | 100
7223 | T1 | Acme Brick Company Inc | Acme Brick - El Paso Block Plant | 325 Americas Avenue | El Paso | TX | 79907 | El Paso | CN600124549 | RN102444304 | Asphalt Paving of inventory storage yards and plant roadways. | A positive use determination for 100% of asphalt paving of inventory storage yards and plant roadways. | 2004-04-26 | 191573 | 100
7224 | T1 | Acme Brick Company Inc | Acme Brick - El Paso Block Plant | 325 Americas Avenue | El Paso | TX | 79907 | El Paso | CN600124549 | RN102444304 | Dust Collection System for aggregate handling and manufacturing process. | A positive use determination for 100% of the dust collection system for aggregate handling and manufacturing process. | 2004-04-26 | 109943 | 100
7225 | T1 | Acme Brick Company Inc | Acme Brick - Port Neches Block Plant | 1600 Main | Port Neches | TX | 77651 | Jefferson | CN600124549 | RN102570785 | Dust Collection System for fly ash and cement silos. | A positive use determination for 100% of the fly ash and cement silos. | 2004-04-26 | 11634 | 100
7226 | T1 | Acme Brick Company Inc | Acme Brick - Texas Quarries | 1800 W. Whitestone Blvd. | Cedar Park | TX | 78630 | Williamson | CN600124549 | RN100722446 | Filter Press to treat waste water from several limestone cutting processes. | A positive use determination for 100% of a filter press. | 2004-04-26 | 109951 | 100
7227 | T1 | Acme Brick Company Inc | Acme Brick - Texas Quarries | 1800 W. Whitestone Blvd. | Cedar Park | TX | 78630 | Williamson | CN600124549 | RN100722446 | Asphalt and Concrete Paving for equipment access routes and parking areas. | A positive use determination for 100% of the asphalt and concrete paving for equipment access routes and parking area. | 2004-04-26 | 114932 | 100
7228 | T1 | El Paso Electric Company | El Paso Electric - Newman | 4900 Stan Roberts Sr Ave | El Paso | TX | 79934 | El Paso | CN600352819 | RN100211309 | Project to Upgrade Pollution Monitoring Equipment: property consists of six data loggers, one polling computer, one combination nitrous oxide/carbon monoxide monitor and ancillaries, i.e. software, voltage input cards, cabling, connectors, monitors etc. | A positive use determination of 100% for the project to upgrade the pollution control monitoring equipment. | 2004-02-18 | 152372 | 100
7229 | T1 | Lyondell-Citgo Refining LP | Lyondell-Citgo Refinery | 12000 Lawndale | Houston | TX | 77017 | Harris | CN602600140 | RN100218130 | Tank dike wall valve upgrades are being made. Work will replace damaged valves and raise existing below grade valves to above grade levels to facilitate servicing and repairs. Needed to stay in compliance with standards for stormwater and product spills. | A positive use determination of 100% for the tank farm dike valve improvements. | 2004-02-18 | 2260800 | 100
7230 | T1 | Equistar Chemicals LP | Equistar Channelview | 8280 Sheldon Rd | Channelview | TX | 77530 | Harris | CN600124705 | RN100542281 | This project minimizes flare emissions of VOCs and butadiene vented to the east plant flare by installing gas separation vessels which will allow hydrogen to be rerouted to a fuel drum. | A positive use determination of 100% for the gas separation vessels. | 2003-03-07 | 800000 | 100
7231 | T1 | Wilsonart International Inc | Wilsonart | 10501 Hk Dodgen LP Nw | Temple | TX | 76503 | Bell | CN600128235 | RN105425201 | The following items: moving grate/NOx recirculation fan on Hurst Boiler; spill containment for plate coater; waste water tanks; regenerative thermal oxidizer; spill containment for melamine storage tanks; & spill containment driveway for melamine waste water tanks. | A positive use determination of 100% for the moving grate/NOx recirculation fan on Hurst Boiler; spill containment for plate coater; waste water tanks; regenerative thermal oxidizer; spill containment for melamine storage tanks; & spill containment driveway for melamine waste water tanks. | 2004-02-18 | 720356 | 100
7232 | T1 | Wilsonart International Inc | Wilsonart | 1110 Industrial Blvd | Temple | TX | 76503 | Bell | CN600128235 | RN101632883 | Spill containment for storage tank. | A positive use determination of 100% for the spill containment for storage tank project. | 2004-02-18 | 58319 | 100
7233 | T1 | Millennium Petrochemicals Inc | Millennium La Porte | 11603 Strang Rd | La Porte | TX | 77572 | Harris | CN602625402 | RN102490638 | Closed Loop Loading Project: completely seal vessels' domes during the loading process. | A positive use determination of 100% for the Closed Loop Loading Project. | 2004-04-20 | 750000 | 100
7234 | T1 | Millennium Petrochemicals Inc | Millennium La Porte | 11603 Strang Rd | La Porte | TX | 77572 | Harris | CN602625402 | RN102490638 | Project to replace Off-Specification Pond Liner: Liner was removed, soil was sampled, new liner installed and repairs were made to the associated dike wall. | A positive use determination of 25% for the Off-Specification Pond Liner Project.. | 2004-04-20 | 125000 | 100
7235 | T1 | Dresser Equipment Group | Dresser Roots (Houston) | 2135 Hwy 6 S | Houston | TX | 77044 | Harris | CN600317952 | RN103059549 | Paint spray booth. | A positive use determination of 100% for the paint spray booth. | 2004-02-18 | 18761 | 100
7236 | T1 | Dresser (Measurement) | Dresser Roots (Houston) | 2135 Hwy 6 S | Houston | TX | 77044 | Harris | CN600317952 | RN100608579 | !. Filtration system, ducting & liquid recovery. 2. Paint spray booths. 3. Mist collection system. | A positive use determination of 100% for the Filtration system, ducting & liquid recovery; the paint spray booths; and the mist collection system. | 2004-02-18 | 323450 | 100
7237 | T1 | The Lubrizol Corporation | Lubrizol Bayport | 12801 Bay Area Blvd | Pasadena | TX | 77507 | Harris | CN600269617 | RN101058410 | See attached property description. | A positive use determination of 100% for the items show on the attached list. | 2004-02-19 | 995743 | 100
7238 | T1 | The Lubrizol Corporation | Lubrizol Deer Park | 41 Tidal Rd | Deer Park | TX | 77536 | Harris | CN600269617 | RN100221589 | See attached property description. | A positive use determination of 100% for the items show on the attached list. | 2004-02-19 | 1124702 | 100
7239 | T1 | Rhodia Inc | Rhodia Inc | 3439 Park St | Baytown | TX | 77520 | Harris | CN600125330 | RN100211317 | Vent Piping from barge unloading dock to caustic scrubber. Replace steel with fiberglass material. | A positive use determination for 100% of the vent piping from the barge unloading dock to the caustic scrubber. | 2004-02-20 | 17210 | 100
7240 | T1 | Rhodia Inc | Rhodia Inc | 3439 Park St | Baytown | TX | 77520 | Harris | CN600125330 | RN100211317 | Vacuum Ejector on spent acid storage tanks and tank car loading/unloading rack. | A positive use determination for 100% of a vacuum ejector. | 2004-02-20 | 3507 | 100
7241 | T1 | Rhodia Inc | Rhodia Inc | 8615 Manchester St | Houston | TX | 77012 | Harris | CN600125330 | RN100220581 | Regeneration Acid Unit Gas Purification Scrubber Upgrade: replace weak acid circulating piping and replace liquor coolers with associated piping. | A positive use determination for 100% of the regeneration acid unit gas purification scrubber upgrade. | 2004-02-20 | 367517 | 100
7242 | T1 | Rhodia Inc | Rhodia Inc | 8615 Manchester St | Houston | TX | 77012 | Harris | CN600125330 | RN100220581 | Continuous Stack SO2 Analyzer for regeneration 2 acid unit. | A positive use determination for 100% of a continuous SO2 analyzer. | 2004-02-20 | 2268 | 100
7243 | T1 | Rhodia Inc | Rhodia Inc | 8615 Manchester St | Houston | TX | 77012 | Harris | CN600125330 | RN100220581 | Six Remote Observation Cameras in Treatment Services Area. | A positive use determination for 100% of six remote observation cameras. | 2004-02-20 | 24565 | 100
7244 | T1 | Rhodia Inc | Rhodia Inc | 8615 Manchester St | Houston | TX | 77012 | Harris | CN600125330 | RN100220581 | Modifications to Mist Scrubber for barge loading vent system: Includes replacing FRP pipe with Teflon lined steel pipe and coating of the concrete pad for the two scrubbers. | A positive use determination for 100% of the modifications to mist scrubber for barge loading vent system. | 2004-02-20 | 36390 | 100
7245 | T1 | Rhodia Inc | Rhodia Inc | 8615 Manchester St | Houston | TX | 77012 | Harris | CN600125330 | RN100220581 | Sulfuric Acid Regeneration Unit 2 Electrostatic Precipitators Modifications; install saw tooth electrodes in ESP 1 and purchase saw tooth electrodes for future installation in ESP 2. | A positive use determination for 100% of the electrostatic precipitators modifications for sulfuric acid regeneration unit 2 . | 2004-02-23 | 82972 | 100
7246 | T1 | Rhodia Inc | Rhodia Inc | 8615 Manchester St | Houston | TX | 77012 | Harris | CN600125330 | RN100220581 | Upgrade Seal on circulating pump for Regenerator 2 oleum tower. | A positive use determination for 100% of new seals on circulating pump for Regenerator 2 oleum tower. | 2004-02-23 | 6338 | 100
7247 | T1 | Rhodia Inc | Rhodia Inc | 8615 Manchester St | Houston | TX | 77012 | Harris | CN600125330 | RN100220581 | #8 Sulfuric Acid Unit Exhaust Stack | A positive use determination for 100% of an exhaust stack for #8 Sulfuric Acid Unit. | 2004-02-23 | 62753 | 100
7248 | T1 | Rhodia Inc | Rhodia Inc | 8615 Manchester St | Houston | TX | 77012 | Harris | CN600125330 | RN100220581 | Regenerator 2 Sulfuric Acid Unit Exhaust Stack | A positive use determination for 100% of an exhaust stack for Regenerator 2 Sulfuric Acid Unit. | 2004-02-23 | 129271 | 100
7249 | T1 | Rhodia Inc | Rhodia Inc | 8615 Manchester St | Houston | TX | 77012 | Harris | CN600125330 | RN100220581 | Double Mechanical Seal on F-3 tank mixer. | A positive use determination for 100% of double mechanical seals on F-3 tank mixer. | 2004-02-23 | 43619 | 100
7250 | T1 | Rhodia Inc | Rhodia Inc | 8615 Manchester St | Houston | TX | 77012 | Harris | CN600125330 | RN100220581 | Modifications to the Surface and Process Waste Water Collection and Neutralization System: 1. Upgrade west wall of final pond in neutralization system. 2. Replacement of 215 feet of underground effluent sewer pipe. | A positive use determination for 100% of modifications to the surface and process waste water collection and neutralization system. | 2004-02-23 | 29252 | 100
7251 | T1 | Rhodia Inc | Rhodia Inc | 8615 Manchester St | Houston | TX | 77012 | Harris | CN600125330 | RN100220581 | Improvements to the Advanced Water Treatment Process: epoxy coating on two clarifiers and bypass piping installed around the #1 clarifier. | A positive use determination for 100% of improvements to the advanced water treatment process. | 2004-02-23 | 19646 | 100
7252 | T1 | Huntsman LLC | Huntsman Odessa Petrochemical | 2400 S Grandview Ave | Odessa | TX | 79766 | Ector | CN600132104 | RN101867554 | Emission Controls for Low Density Polyethylene Plant: 1. Flare ME-905. 2. Gas Flow Meter (PEFE 9-001A) for flare. 3. Baghouses (BF-900 A & B). 4. Regenerative Thermal Oxidizers (H-907 A & B). 5. Vent Collection Headers for flare, baghouse, and thermal oxidizer. | A positive use determination for 100% of the emission controls for the low density polyethylene plant. | 2004-02-26 | 7866230 | 100
7253 | T1 | Huntsman LLC | Huntsman Odessa Petrochemical | 2400 S Grandview Ave | Odessa | TX | 79766 | Ector | CN600132104 | RN101867554 | Concrete Containment around Polymers Plant fuel storage and dispensing tank. | A positive use determination for 100% of concrete containment at the Polymers Plant. | 2004-02-26 | 50006 | 100
7254 | T1 | Huntsman LLC | Huntsman Odessa Petrochemical | 2400 S Grandview Ave | Odessa | TX | 79766 | Ector | CN600132104 | RN101867554 | Concrete Containment around the caustic storage area in the water treatment area. | A positive use determination for 100% of concrete containment in the water treatment area. | 2004-02-26 | 128892 | 100
7255 | T1 | Huntsman LLC | Huntsman Odessa Petrochemical | 2400 S Grandview Ave | Odessa | TX | 79766 | Ector | CN600132104 | RN101867554 | Vacuum Tank and Associated Concrete Containment for oily sludge in the Polymers Facility oil/water separator. | A positive use determination for 100% of a vacuum tank and associated concrete containment from the Polymers Facility Oil/Water Separator. | 2004-02-26 | 18469 | 100
7256 | T1 | Huntsman LLC | Huntsman Odessa Petrochemical | 2400 S Grandview Ave | Odessa | TX | 79766 | Ector | CN600132104 | RN101867554 | Gas Flow Meter for flare. | A positive use determination for 100% of a flow meter for the flare. | 2004-02-26 | 86032 | 100
7257 | T1 | Huntsman LLC | Huntsman Odessa Petrochemical | 2400 S Grandview Ave | Odessa | TX | 79766 | Ector | CN600132104 | RN101867554 | Installed new storage tank (D5.U411) equipped with Double Wall Secondary Containment for storage of muriatic acid. | A positive use determination for 50% of new storage tank D5.U411. | 2004-02-26 | 76230 | 100
7258 | T1 | Huntsman LLC | Huntsman Odessa Petrochemical | 2400 S Grandview Ave | Odessa | TX | 79766 | Ector | CN600132104 | RN101867554 | Replacement Seals for polyethylene plant compressors (C101 A & B; C161; C164; C165 A & B; C168; C301 A, B, & C; C361 A & B; C362) and including collection piping to convey the fumes to an existing flare. | Replacement of seals on polyethylene plant compressors as denoted above along with associated piping to an existing flare. | 2004-02-26 | 1826051 | 100
7259 | T1 | Huntsman LLC | Huntsman Odessa Petrochemical | 2400 S Grandview Ave | Odessa | TX | 79766 | Ector | CN600132104 | RN101867554 | Piping Collection Header from relief devices in the Polyethylene Plant to existing flare ME-905. | A positive use determination for 100% of a collection header for existing flare ME-905. | 2004-02-26 | 1932687 | 100
7260 | T1 | Huntsman LLC | Huntsman Odessa Petrochemical | 2400 S Grandview Ave | Odessa | TX | 79766 | Ector | CN600132104 | RN101867554 | Piping Collection Header from compressor seals (C-1161) in the Polypropylene Plant to the existing flare. | A positive use determination for 100% of a piping collection header to route contaminants from compressor seals to an existing flare. | 2004-02-26 | 37130 | 100
7261 | T1 | Huntsman LLC | Huntsman Odessa Petrochemical | 2400 S Grandview Ave | Odessa | TX | 79766 | Ector | CN600132104 | RN101867554 | Piping Collection Header from multiple compressors in the Polypropylene Plant to an existing flare. | A positive use determination for 100% of a piping collection header for multiple compressors to a flare. | 2004-02-26 | 1920154 | 100
7262 | T2 | Ex Tex La Porte LP | Mountain Creek | 2600 Mt Creek Pkwy | Dallas | TX | 75233 | Dallas | CN601232192 | RN101559235 | Property: Selective Catalytic Reduction System Unit 8. The property description lists 23 items which are components of the SCR. | A positive use determination of 100% for Mountain Creek Selective Catalytic Reduction Unit 8 and associated property. | 2004-02-26 | 30669313 | 100
7263 | T2 | Ex Tex La Porte LP | Handley | 6604 E Rosedale | Fort Worth | TX | 76124 | Tarrant | CN601232192 | RN102336906 | See the property description in the attached application. | A positive use determination of 100% for Handley Units 4 & 5 Selective Catalytic Reduction Systems and associated property. | 2004-03-10 | 27559505 | 100
7264 | T1 | Tyson Fresh Meats Inc | Tyson Fresh Meats Inc | Fr 1912 & Hwy 66E | Amarillo | TX | 79187 | Potter | CN600767016 | RN104928312 | The following: Aeration Blower AB501, Electrical Installation, Lagoon cover for Cells 2, 3, 4, 5, & 6, FRP Covers F/Concrete Str, Reg. Valves and Gauge, and Off Gas Piping. | A positive use determination of 100% for Aeration Blower AB501, Electrical Installation, Lagoon cover for Cells 2, 3, 4, 5, & 6, FRP Covers F/Concrete Str, Reg. Valves and Gauge, and Off Gas Piping. | 2004-02-19 | 1150358 | 100
7265 | T1 | Motiva Enterprises LLC | Motiva Port Arthur Refinery | 2100 Houston Ave | Port Arthur | TX | 77640 | Jefferson | Insufficient Information | Insufficient Information | Installed a new flare gas recovery system. | A positive use determination of 100% for the flare gas recovery system. | 2004-04-06 | 28900000 | 100
7266 | T1 | The Dow Chemical Company | The Dow Chemical Company | 2301 Brazosport Blvd | Freeport | TX | 77541 | Brazoria | CN600356976 | RN102692258 | Installed water flow meters and effluent pH probes on the various HCL Vent Scrubbers. | A positive use determination for 100% of the water flow meters and effluent pH probes on various HCL vent scrubbers. | 2006-02-03 | 140000 | 100
7267 | T1 | The Dow Chemical Company | The Dow Chemical Company | 2301 Brazosport Blvd | Freeport | TX | 77541 | Brazoria | CN600356976 | RN102692258 | This project eliminated six single seal pumps in Isopaar E service and replaced them with double mechanical seal pumps. | A positive use determination for 100% of the replacement of 6 single seal pumps with double mechanical seal pumps. | 2006-02-03 | 600000 | 100
7268 | T1 | The Dow Chemical Company | The Dow Chemical Company | 2301 Brazosport Blvd | Freeport | TX | 77541 | Brazoria | CN600356976 | RN102692258 | Vent compressor to forward reactor/plant vents from B-3800 solution pilot plants to existing thermal oxidizer in B-4000. Project includes pipeline and associated pipe supports, bridges, valving, etc. | a positive use determination for 100% of a vent compressor project to transfer reactor/plant vent emissions to a thermal oxidizer. | 2006-02-17 | 720000 | 100
7269 | T1 | The Dow Chemical Company | The Dow Chemical Company | 2301 Brazosport Blvd | Freeport | TX | 77541 | Brazoria | CN600356976 | RN102692258 | Flare pilot ignitor control and monitoring system for Flare FS-1 located in A-2600. | A positive use determination for 100% of the flare pilot ignitor control and monitoring system for flare FS-1. | 2006-02-17 | 49000 | 100
7270 | T1 | The Dow Chemical Company | The Dow Chemical Company | 2301 Brazosport Blvd | Freeport | TX | 77541 | Brazoria | CN600356976 | RN102692258 | Thermal oxidizer to combust all olefins in the STAR Pilot Plant. Includes piping to vent PSV's to the flare. | A positive use determination for 100% of the STAR Pilot Plant thermal oxidizer. | 2006-02-17 | 700000 | 100
7271 | T1 | The Dow Chemical Company | The Dow Chemical Company | 2301 Brazosport Blvd | Freeport | TX | 77541 | Brazoria | CN600356976 | RN102692258 | Two potable water booster pumps and re-circulation header which will allow flow to safety showers in high elevations. Project includes construction of new stainless steel piping. | A positive use determination for 100% of the potable water booster pumps and recirculation header. | 2006-03-01 | 844000 | 100
7272 | T1 | The Dow Chemical Company | The Dow Chemical Company | 2301 Brazosport Blvd | Freeport | TX | 77541 | Brazoria | CN600356976 | RN102692258 | Installed Chlorine #3 A-train Dump Scrubber which removes chlorine from process piping and the active A-train Chlorine Series. | A positive use determination for 100% of the chlorine #3 A-Train Dump Scrubber. | 2006-03-01 | 220156 | 100
7273 | T1 | Firestone Polymers LLC | Firestone Polymers LLC | 5713 FM 1006 | Orange | TX | 77630 | Orange | CN601590789 | RN100224468 | The following: Isolation Valves at Blend Tanks Pressure Relief Valves. Isolation Valves for Pressure Relief Valves in 155 & Recovery Area. Replace Direct Fire Thermal Oxidizer CM105 Fan Motor. Upgrade the Secondary Containment for vessels DF139, 140 & 142. Upgrade Direct Fire Thermal Oxidizer Valve Positioners. Replace DF804 Flare Stack Seal Tank. | A positive use determination of 100% for the Isolation Valves at Blend Tanks PRV and 155 & Recovery Area, replacement of Direct Fire Thermal Oxidizer CM105 Fan Motor, the upgrade of the Secondary Containment for vessels DF139, 140 & 142, the upgrade of the Direct Fire Thermal Oxidizer Valve Positioners, and the replacement of the DF804 Flare Stack Seal Tank. | 2004-02-19 | 417163 | 100
7274 | T1 | Goodyear Tire & Rubber Company | Goodyear Chemical Plant | Ih 10 @ Smith Rd | Beaumont | TX | 77720 | Jefferson | CN600616049 | RN102561925 | The following: 880 Decanter Waste Water Stripping - stripper, pumps, pipes. 3B101 Emissions Monitoring System. Upgraded Pumps 840 & 880. Upgraded 840/880 Tail End Vent Condenser - piping, blowers, vacuum pumps, compressors, etc. | A positive use determination of 100% for the 880 Decanter Wastewater Stripper, the 3B101 Emissions Monitoring System, the upgrade for pumps 840 & 880, and the 840/880 Tail End Vent Condenser Upgrade. | 2004-02-19 | 263335 | 100
7275 | T1 | Goodyear Tire & Rubber Company | Goodyear Chemical Plant | Ih 10 @ Smith Rd | Beaumont | TX | 77720 | Jefferson | CN600616049 | RN102561925 | Constructed new waste water treatment Facility - instrumentation, #6 Sand Filter, Storm Water Return Pump, Equipment & Piping. Made improvements to 826 Drainage. | A positive use determination of 100% for the new waste water treatment facilities and the 829 drainage improvements. | 2004-02-19 | 792612 | 100
7276 | T1 | Merisol USA LLC | Merisol Greens Bayou | 1914 Haden Rd | Houston | TX | 77015 | Harris | CN600127583 | RN100214576 | A new tank vent flare system, with more capacity, was installed. It helps control nuisance odors from the vessels that vent to the system. | A positive use determination of 100% for the new tank vent flare system. | 2004-02-19 | 1095014 | 100
7277 | T1 | Merisol USA LLC | Merisol Greens Bayou | 1914 Haden Rd | Houston | TX | 77015 | Harris | CN600127583 | RN100214576 | Tied 2 tanks, (T-190/T-191), into the Tank Vent Flare System. | A positive use determination of 100% for the project to tie two tanks, T-190 & T-191, into the tank vent flare system. | 2004-02-19 | 101585 | 100
7278 | T1 | Merisol USA LLC | Merisol Greens Bayou | 1914 Haden Rd | Houston | TX | 77015 | Harris | CN600127583 | RN100214576 | Tanks (T-960/T-961) were tied into the Tank Vent Flare System. | A positive use determination of 100% for the project to tie two tanks, T-960 & T-961, into the tank vent flare system. | 2004-02-19 | 79685 | 100
7279 | T1 | Merisol USA LLC | Merisol Winnie Facility | 14322 Rollins Rd | Winnie | TX | 77622 | Jefferson | CN600127583 | RN102556883 | A vent scrubber was installed to control emissions from the vent condenser which controls emissions from the facility's tanks. | A positive use determination of 100% for the vent scrubber. | 2004-02-19 | 101842 | 100
7280 | T1 | Merisol USA LLC | Merisol Greens Bayou | 1914 Haden Rd | Houston | TX | 77015 | Harris | CN600127583 | RN100214576 | A scrubber was added to control vents from tanks: T-222, T-906, T-907, T-908, T-909, & T-910. | A positive use determination of 100% for the scrubber installed to control vent emissions from tanks T-222, -906, -907, -909, & -910. | 2004-02-19 | 645313 | 100
7281 | T1 | Merisol USA LLC | Merisol Greens Bayou | 1914 Haden Rd | Houston | TX | 77015 | Harris | CN600127583 | RN100214576 | Project to install piping, pumps, and lined sumps to trenches in order to eliminate mixing of chemicals and stormwater. | A positive use determination of 100% for the piping, pumps, and lined sumps which were added to trenches to eliminate chemicals that would mix with storm water. | 2004-02-19 | 467229 | 100
7282 | T1 | Merisol USA LLC | Merisol Greens Bayou | 1914 Haden Rd | Houston | TX | 77015 | Harris | CN600127583 | RN100214576 | This project replaced relief valves on a group of cresylic acid storage tanks which had their pressure rating re-rated. | A positive use determination of 100% for the project to replace relief valves on the cresylic acid storage tanks. | 2004-02-19 | 50713 | 100
7283 | T1 | Devon Gas Services LP | Bridgeport Processing Plant | 415 County Rd 3502 | Bridgeport | TX | 76426 | Wise | CN601320484 | RN100223619 | As part of an upgrade to the existing processing facilities, five compressor packages and a flare vent stake were added to the facility. One compressor package was outfitted with a dry low NOx engine and the other four compressor packages were outfitted with low emission/lean burn engines. The engines were installed with the purpose of reducing the VOCs and NOx emissions. The flare was installed to destroy air contaminants in the vent gas stream. | A positive use determination of 20% for the five compressor packages and a positive use determination of 100% for the flare vent stake. | 2004-02-26 | 11713276 | 100
7284 | T1 | Concord Park Commons Ltd | The Commons @ Concord Park | 300 E Sonterra Blvd | San Antonio | TX | 78258 | Bexar | CN602557407 | RN104140785 | Concrete basin and sediment pond used to capture and filter solids from storm water run-off through a sand filter. | A positive use determination of 100% for the concrete basin and the sediment pond. This determination includes the land dedicated for use for the concrete basin and sediment pond. | 2004-02-26 | 616761 | 100
7285 | T1 | Exxon Mobil Corporation | ExxonMobil Refinery - Baytown | 3525 Decker Dr | Baytown | TX | 77522 | Harris | CN600123939 | RN102212925 | BOP NOx Reduction Project 1: Mid-temperature selective catalytic reduction (MTSCR) on 3 gas turbine generators (SGT-1/2/3), MTSCR on XG pyrolysis furnace, and flue gas recirculation /Low NOx burners on 3 boilers (ZU-04A/B/C). Includes ammonia storage/distribution facilities. | A positive use determination for 100% of the BOP NOx Reduction Project 1. | 2004-03-09 | 40000000 | 100
7286 | T1 | Exxon Mobil Corporation | ExxonMobil Refinery - Baytown | 2800 Decker Dr | Baytown | TX | 77522 | Harris | CN600123939 | RN102579307 | Acid Gas Flare Header and SCR Connections: 3-inch natural gas line from the natural gas header to the acid gas flare header at D-337 and demolish existing fuel gas supply line. 2-inch line from the aqueous ammonia supply header to the FXK ammonia header in the selective catalytic reduction system. | A positive use determination for 100% of the acid gas flare header and SCR connections. | 2004-03-09 | 1128000 | 100
7287 | T1 | Exxon Mobil Corporation | ExxonMobil Refinery - Baytown | 2800 Decker Dr | Baytown | TX | 77522 | Harris | CN600123939 | RN102579307 | Ultra Low NOx Burner Project for Splitter Reboiler Furnace F-301: Includes 1000 feet of 24 inch pipe and support modifications, ultra low NOx burners, controls, and environmental permits/modeling. | A positive use determination for 100% of the ultra low NOx burner project for splitter reboiler furnace F-301. | 2004-03-09 | 3020000 | 100
7288 | T1 | Baytown Asphalt Materials Inc | Baytown Asphalt Katy Plant | 27743 Highway Blvd | Katy | TX | 77494 | Waller | CN601410202 | No Regulated Entity at this Location | The following: Ductwork from process drum to internal separator/filter house. Internal Separation Unit. Fabric filter collector. Dust return auger. Controls for filter collector. | A positive use determination of 100% for the following property: ductwork from process drum to internal separator/filter house; the Internal Separation Unit; the Fabric filter collector; the dust return auger; and the controls for filter collector. | 2004-02-26 | 612410 | 100
7289 | T1 | Alcoa Inc | Alcoa Point Comfort | State Highway 35 | Point Comfort | TX | 77978 | Calhoun | CN601452329 | RN102705381 | Installed a mercury emission filter. | A positive use determination of 100% for the mercury emission filter. | 2004-04-06 | 75852 | 100
7290 | T1 | Alcoa Inc | Alcoa Texarkana | 300 Alumax Dr | Texarkana | TX | 75501 | Bowie | CN601543242 | RN100215250 | The following: Waste water recycling equipment. Waste water plant ventilation system. CM coolant recovery oil filtration systems. Scalper baghouse. Dross baghouse. Baghouse Softstart. Baghouse dust cover. Aire baghouse spare fan. Baghouse fan and impeller. Baghouses in casting facility. Exhaust ducts melter 3 & 4 hoods. #1 & 2 hoods. Melter 1 & 2 hoods. Water treatment System 4102. Remelt stack emission monitors 5040. Waste water treatment facilities. Storm sewer erosion control. Paving installed as erosion control west. | A positive use determination of 100% for the waste water recycling equipment, waste water plant ventilation system, CM coolant recovery oil filtration systems, the baghouses, the baghouse dust cover, the Aire baghouse spare fan, the baghouse fan and impeller, exhaust ducts melter 3 & 4 hoods, #1 & 2 hoods, melters 1 & 2 hoods, water treatment system 4102, remelt stack emission monitors 5040, waste water treatment facilities, storm sewer erosion control, and paving installed as erosion control west. | 2004-03-04 | 1844144 | 100
7291 | T1 | ConocoPhillips Company | Conoco Liquidpower Plant | 1331 Independence Ave | Bryan | TX | 77803 | Brazos | CN601674351 | RN103121216 | These items: T-621 piping for olefin storage emissions to Carbtrol units. SP-640 sump pipe addition to reduce waste generation. Concrete slab poured to provide spill containment for storage area south of scale. | A positive use determination of 100% for the T-621 piping for olefin storage emissions to Carbtrol units, the SP-640 sump pipe addition, and the concrete slab poured to provide spill containment for storage area south of scale. | 2004-03-04 | 28000 | 100
7292 | T2 | Kinder Morgan Liquids Terminals LLC | Compressor Station 553 | 3389B Schlipf Road | Katy | TX | 78119 | Waller | CN601542087 | RN100867274 | Solar SoLoNOx emission control technology on COMP-2 and COMP-3. | A positive use determination for 100% of the solar solo NOx emission control technology on COMP-2 and COMP-3. | 2004-03-18 | 1206640 | 100
7293 | T1 | Natural Gas Pipeline Company Of America | Compressor Station 388 | 19935 FM 449 | Longview | TX | 75605 | Harrison | CN603877713 | RN100225614 | Two Thermal Oxidizers (THOX-1 and THOX-2) and Flare (Flare-1) | A positive use determination for 100% of two thermal oxidizers and a flare. | 2004-03-02 | 1710997 | 100
7294 | T3 | Natural Gas Pipeline Company Of America | Compressor Station 302 | 17057 FM 1485 | New Caney | TX | 77357 | Montgomery | CN603877713 | RN100225325 | Two Solar Electric Motor Driven C402 Compressors on Unit 1 | A positive use determination for 41.6% of the two solar electric motor driven C402 compressors. | 2004-03-18 | 19339491 | 100
7295 | T1 | Exxon Mobil Corporation | ExxonMobil Refinery - Baytown | 2800 Decker Dr | Baytown | TX | 77522 | Harris | CN600123939 | RN102579307 | Waste Gas Knockout Facilities on the Waste Gas Incinerator (1-001): two 4-inch block valves, six 2-inch block valves, one 2-inch check valve, 40 feet of piping, knockout drum with internals, and pump with associated internals. | A positive use determination for 100% of waste gas knockout facilities on the waste gas incinerator. | 2004-03-02 | 429000 | 100
7296 | T1 | Exxon Mobil Corporation | ExxonMobil Refinery - Baytown | 2800 Decker Dr | Baytown | TX | 77522 | Harris | CN600123939 | RN102579307 | 1. Low NOx burners on Furnaces F-18 & F-19. 2. Floating roof on Tank 806. 3. Sewer system, pumps, ditches, and catch basin for storm water runoff on LSM unit area. 4. Concrete paving in LSM unit area. 5. Tie-in to flare system with 1600 feet of piping and 2 valves. | A positive use determination for 100% of the low NOx burners, floating tank roof, storm water control equipment, paving, and flare piping/valves. | 2004-06-01 | 5665000 | 100
7297 | T1 | Exxon Mobil Corporation | ExxonMobil Chemical - Bayport | 5000 Bayway Dr | Baytown | TX | 77522 | Harris | CN600123939 | RN102574803 | Replace relief valves and inlet piping on X122 dust collectors for polypropylene lines 5, 6, and 7 | A positive use determination for 100% of replacement relief valves and inlet piping on X122 dust collectors. | 2004-03-02 | 75000 | 100
7298 | T1 | Gulf Reduction Company | Gulf Reduction Corporation | 6020 Navigation | Houston | TX | 77001 | Harris | CN600315832 | RN102547064 | Add gutters and down spouts for storm water collection and install baghouse on furnace. | A positive use determination for 100% of gutters, downspouts and a baghouse. | 2004-03-02 | 33742 | 100
7299 | T1 | Novus International Inc | Beaumont Mmp Plant | 2810 Gulf States Rd | Beaumont | TX | 77701 | Jefferson | Insufficient Information | Insufficient Information | Decontamination waste tank and pumps. Process sewer containment structure, sumps, and pumps. | A positive use determination for 100% of a decontamination tank with pumps and process sewer containment structure, sumps, and pumps. | 2004-03-04 | 2089920 | 100
7300 | T1 | Atofina Chemicals Inc | Atofina Beaumont | 2810 Gulf States Rd | Beaumont | TX | 77701 | Jefferson | CN600124044 | RN100216373 | Acroline Unit Pollution Control: 1. thermal oxidizer and related equipment. 2. liquid/vapor recovery for acrolein process. 3. waste water equalization and neutralization equipment includes 8 pumps, 4 tanks, 3 tank eductors, and an agitator. | A positive use determination for 100% of items 1 and 3 above. Item 2, the vapor recovery equipment was withdrawn by the applicant and is not part of this determination. | 2004-03-25 | 10339470 | 100
7301 | T1 | Precoat Metals | Precoat Metals | 16402 Jacintoport Blvd | Houston | TX | 77015 | Harris | CN602858490 | RN100217926 | M03-122 Oil Separator | A positive use determination for 100% of M03-122 oil separator. | 2004-03-04 | 22342 | 100
7302 | T1 | American Electric Power | Sweeny Cogen | Hwy 35 & FM 524 | Old Ocean | TX | 77463 | Brazoria | CN600128946 | RN100217033 | Four Selective Catalytic Reduction Systems to be installed on 4 cogeneration turbine units. Includes ammonia supply system, CEM modifications, and permitting costs. | A positive use determination for 100% of four selective catalytic reduction systems. | 2004-03-04 | 8000000 | 100
7303 | T1 | Gregory Power Partners LP | Gregory Power Facility | Hwy 361 | Gregory | TX | 78359 | San Patricio | CN600254031 | RN104734025 | Chemical Tote Containment Area: Installation of diking & curbing to control potential contamination of ground due to spills, etc of stored chemicals. Site & Roadway Paving; paving of roadway, parking & other site areas to contain, control & divert stormwater and wastewater runoff. | A positive use determination of 100% for the Chemical Tote Containment Area and the Site & Roadway Paving. | 2004-03-10 | 48159 | 100
7304 | T1 | Howmet Corporation | Wichita Falls Castings | 6200 Central Freeway N | Wichita Falls | TX | 76305 | Wichita | CN601423452 | RN100638071 | The following items: Media waste treatment center. Cutoff dust collector. Ferric chloride/hydrochloric exhaust fumes scrubber. Silver removal unit for X-ray process. Media filter press systems. Weir tank. Dust collectors. Metal control dust collector. | A positive use determination of 100% for the media waste treatment center, cutoff dust collector, Ferric chloride/hydrochloric exhaust fumes scrubber, silver removal unit for X-ray process, media filter press systems, weir tank, dust collectors, and metal control dust collector. | 2004-03-04 | 275822 | 100
7305 | T1 | ConocoPhillips Company | Penreco | 4401 Park Ave | Dickinson | TX | 77539 | Galveston | CN600130819 | RN100221282 | The new system includes a vent system that directs the contaminated air stream from settling drums to a vent system that utilizes a scrubber process. The project includes installation of a new demister pad and new 6" stainless steel vent line to coalesce mist into droplets. Associated monitoring & control equipment and piping and valves are included along with a new 8" stainless steel vent header. | A positive use determination of 100% for the demister, cyclone, monitoring equipment, and recovery equipment - piping, valves and vent header. | 2004-03-04 | 55000 | 100
7306 | T1 | Hearne Steel Company | Hearne Steel Company | Vaughn Lane | Hearne | TX | 77859 | Robertson | CN600897524 | RN101663615 | The following items: Zinc Kettle Hoods. Kettle Bag House - filter system. Fume Suppressant for acid pickle tanks. | A positive use determination of 100% for the Zinc Kettle Hoods, the Kettle Bag House filter system, and the fume suppressant for acid pickle tanks. | 2004-03-04 | 144180 | 100
7307 | T1 | Eastman Chemical Company | Eastman Chemical Texas Operations | Hwy 149 @ Kodak Blvd | Longview | TX | 75603 | Harrison | CN601214406 | RN100219815 | Hazardous Waste Landfill Cell No. 1: Closure Project -- The capping will consist of 3' thick layer of compacted engineered fill material, a layer of geosynthetic clay liner, a 30-mil PVC membrane, a geocomposite and 18" of topsoil and grass coverage. | A positive use determination of 100% for the Hazardous Waste Landfill Cell No. 1: Closure Project. | 2004-03-10 | 434211 | 100
7308 | T1 | Eastman Chemical Company | Eastman Chemical Texas Operations | Hwy 149 @ Kodak Blvd | Longview | TX | 75603 | Harrison | CN601214406 | RN100219815 | Project to Route Process Waste Water Tank 52TK-35 Vent to Rotary Kiln Incinerator: equipment includes piping, two vacuum pumps, S/S liquid knockout vessel and instrumentation. | A positive use determination of 100% for the Project to Route Process Waste Water Tank 52TK-35 Vent to the Rotary Kiln Incinerator. | 2004-03-10 | 1563970 | 100
7309 | T1 | Nucor Steel | Nucor Steel | Hwy 79 South | Jewett | TX | 75846 | Leon | CN604597971 | RN107359937 | The following items: Baghouse & associated appurtenances used to control emissions from an Electric Arc Furnace (EAF). Continuous Emission Monitoring system associated with EAF. Water treatment system designed and constructed to recycle water and maintain a zero discharge. Construction of storm water collection pond & drainage system. Paving improvements designed to minimize airborne dust & solid run-off into streams, creeks & rivers. | A positive use determination of 100% for the baghouse & associated appurtenances, the continuous emission monitoring system, the water treatment system, the storm water collection pond & drainage system and the paving improvements. | 2004-04-06 | 29528781 | 100
7310 | T1 | Pauluhn Electric Manufacturing Llp | Pauluhn Electric Manufacturing Llp | 1616 N Main St | Pearland | TX | 77581 | Brazoria | CN602401424 | RN100617075 | Powder Coating System including parts washer, powder booth, and conveyor. | A positive use determination for 100% of the powder coating system excluding the drying oven. | 2004-03-18 | 264626 | 100
7311 | T1 | Ecolab Inc | Ecolab Inc | 2305 Sherwin St | Garland | TX | 75041 | Dallas | CN600304745 | RN100594852 | Modification to Seil Cote Scrubber. | A positive use determination for 100% of modifications to the Seil Cote scrubber. | 2004-03-18 | 27805 | 100
7312 | T1 | Equistar Chemicals LP | Equistar Channelview | 8280 Sheldon Rd | Channelview | TX | 77530 | Harris | CN600124705 | RN100542281 | Replaced existing burners in furnace F-38001 A & B with low NOx burners. | A positive use determination for 100% of low NOx burners on furnace F-38001 A & B. | 2004-03-24 | 4750000 | 100
7313 | T1 | South Texas Electric Cooperative Inc | Sam Rayburn Power Plant Expansion | FM 447 | Nursery | TX | 77976 | Victoria | CN600131254 | RN100222652 | The following items: Combustion turbine water injection system designed to control NOx. Selective catalytic reduction system. Continuous emission monitoring system. | A positive use determination of 100% for the combustion turbine water injection system, the selective catalytic reduction system and the continuous emission monitoring system. | 2004-04-06 | 3107859 | 100
7314 | T1 | San Miguel Electric Cooperative Inc | San Miguel Plant | FM 3387 | Jourdanton | TX | 78026 | Atascosa | CN600132278 | RN100226539 | Overfire Air System, Dual NOx Analyzers, and Flue Gas Desulfurization Sprinklers. | A positive use determination of 100% for the Overfire Air System, the Dual NOx Analyzers, and the Flue Gas Desulfurization Sprinklers. | 2004-04-06 | 4430832 | 100
7315 | T1 | Crompton Corporation | Crompton Marshall Facility | 710 B Bussey Rd | Marshall | TX | 75670 | Harrison | CN600130223 | RN102498714 | Miscellaneous Projects: 1. Fume hood over sink. 2. Solid waste incinerator. 3. Monitoring system for ice house. 4. Electric upgrade to tank farm. 5. F-209 flow meter. 6. Waste treatment facility platform. 7. Waste tank upgrades. 8. Pressure water tank potable water. 9. Insulate waste lines for freezer. 10. Vacuum vent relief valve. 11. Pumps, piping in waste treatment. 12. Piping in waste area. 13. Valve on injection well #3. 14. Tank high level controller. 15. Electric upgrade to waste tank farm. 16. Scrubber system. | A positive use determination for 100% of the miscellaneous pollution control projects listed above. | 2004-03-18 | 578255 | 100
7316 | T1 | Novus International Inc | Solutia Chocolate Bayou | FM 2917 | Alvin | TX | 77512 | Brazoria | Insufficient Information | Insufficient Information | Two process vent catch tanks with associated piping and instrumentation routed to existing incinerator. | A positive use determination for 100% of two vent catch tanks with associated piping and instrumentation. | 2004-03-18 | 526315 | 100
7317 | T1 | KMCO LP | KMCO LP | 16503 Ramsey Rd | Crosby | TX | 77532 | Harris | CN604105221 | RN101613511 | Two flue gas recirculation systems on two boilers. | A positive use determination for 100% of two flue gas recirculation systems. | 2004-03-18 | 61000 | 100
7318 | T1 | KMCO LP | KMCO LP | 16503 Ramsey Rd | Crosby | TX | 77532 | Harris | CN604105221 | RN101613511 | Scrubbers installed on ethyl aluminum sesqui chloride, sulfur dioxide, and ammonia projects. | A positive use determination for 100% of the scrubbers described above. | 2004-03-18 | 45307 | 100
7319 | T1 | KMCO LP | KMCO LP | 16503 Ramsey Rd | Crosby | TX | 77532 | Harris | CN604105221 | RN101613511 | Five Liquid level indicators on volatile liquid storage tanks. | A positive use determination for 100% of five liquid level indicators. | 2004-03-18 | 12509 | 100
7320 | T1 | KMTEX Inc | KMTEX Inc | 2450 S Gulfway Dr | Port Arthur | TX | 77641 | Jefferson | CN604105007 | RN100640283 | Concrete containment for the following areas: north of stainless steel tank farm, the 10,000 barrel tank farm, and the 500 tank farm pump station. | A positive use determination for 100% of the concrete containment areas listed above. | 2004-03-18 | 385572 | 100
7321 | T1 | KMTEX Inc | KMTEX Inc | 2450 S Gulfway Dr | Port Arthur | TX | 77641 | Jefferson | CN604105007 | RN100640283 | 300 feet of hard floating boom for spill containment. | A positive use determination for 100% of 300 feet of hard floating boom. | 2004-03-18 | 16925 | 100
7322 | T1 | Reynolds Asphalt & Construction Company | Reynolds Asphalt Euless Plant 1 | 12650 Calloway Cemetery R | Fort Worth | TX | 76040 | Tarrant | CN601214299 | RN102796034 | Baghouse Collector to replace a wet-scrubber. | A positive use determination for 100% of a baghouse collector. | 2004-03-24 | 100000 | 100
7323 | T1 | Reynolds Asphalt & Construction Company | Reynolds Asphalt Saginaw Plant 3 | 10015 Hicks Field Rd | Saginaw | TX | 76179 | Tarrant | CN601214299 | RN108881780 | Replaced a wet-scrubber with a bag house. | A positive use determination for 100% of a baghouse collector. | 2004-03-24 | 100000 | 100
7324 | T1 | Alcoa Inc | Alcoa Rockdale | 5 M S On FM 1786 | Rockdale | TX | 76567 | Milam | CN605253749 | RN103785846 | Scrubber tower for potline 4, baghouse for potline 3, and scrubber tower mist eliminator for potline 6. | A positive use determination for 100% of a scrubber tower, baghouse, and mist eliminator. | 2004-03-24 | 4092214 | 100
7325 | T1 | Equistar Chemicals LP | Equistar Channelview | 8280 Sheldon Rd | Channelview | TX | 77530 | Harris | CN600124705 | RN100542281 | Installed a selective catalytic reduction system, including piping and ammonia tankage, on olefins furnace F-3415. | A positive use determination for 100% of a selective catalytic reduction system. | 2004-03-24 | 7500000 | 100
7326 | T1 | Equistar Chemicals LP | Equistar Channelview | 8280 Sheldon Rd | Channelview | TX | 77530 | Harris | CN600124705 | RN100542281 | Replaced existing burners in Olefins Plant 2 steam superheaters F-48001 A & B with low NOx burners. | A positive use determination for 100% of low NOx burners on steam superheaters F-48001 A & B. | 2004-03-24 | 5000000 | 100
7327 | T1 | Equistar Chemicals LP | Equistar Channelview | 8280 Sheldon Rd | Channelview | TX | 77530 | Harris | CN600124705 | RN100542281 | Equistar replaced existing burners in the ten olefins furnaces at Channelview with ultra-low NOx burners. | A positive use determination of 100% for the ultra-low NOx burners installed as replacement burners on olefins furnaces F-3401, 3403, 3408, 3410, 4401, 4404, 4406, 4407, 4410, and 4412. | 2005-03-28 | 15000000 | 100
7328 | T1 | Reynolds Asphalt & Construction Company | Reynolds Asphalt Lewisville Plant 2 | 617 E College | Lewisville | TX | 75057 | Denton | CN601214299 | RN102796216 | Replaced a wet scrubber with a bag house. | A positive use determination for 100% of a baghouse dust collector. | 2004-03-26 | 100000 | 100
7329 | T1 | The Dow Chemical Company | The Dow Chemical Company | 2301 Brazosport Blvd | Freeport | TX | 77541 | Brazoria | CN600356976 | RN102692258 | Improvements were made to the B-8 Thermal Oxidizer. Included were equipment, instrumentations and process control improvements. | A positive use determination for 100% of the B-8 thermal oxidizer modifications. | 2006-03-10 | 1140000 | 100
7330 | T1 | The Dow Chemical Company | The Dow Chemical Company | 2301 Brazosport Blvd | Freeport | TX | 77541 | Brazoria | CN600356976 | RN102692258 | Installed two flowmeters for monitoring vent streams to a flare in the Chloro-Pyridines Unit. | A positive use determination for 100% of the two flow meters for the flare.. | 2006-03-10 | 72000 | 100
7331 | T1 | Noltex LLC | Noltex LLC | 12220 Strang Rd | La Porte | TX | 77571 | Harris | CN604039271 | RN101049518 | Rupture disks were installed under relief valves. Installed flare flame front generators designed to keep the flare pilot lit. Installed acid coating in Acid Coat Demin Water Area and Bulk Sulfuric Acid Pad. | A positive use determination for 100% of the rupture disks, flare flame front generators, acid coat in demin water area and bulk sulfuric acid pad. | 2004-04-08 | 364864 | 100
7332 | T1 | Lone Star Industries Inc | Maryneal Cement | Star Route Box 25 | Sweetwater | TX | 79556 | Nolan | CN600363683 | RN100220847 | Installed 2 dust collectors on top of the west group of finish silos. | A positive use determination for 100% of 2 dust collectors. | 2004-03-26 | 104840 | 100
7333 | T1 | Alvin Autoland, Inc. | Alvin Autoland Body Shop | 111 East Hwy 6 | Alvin | TX | 77511 | Brazoria | CN601274251 | RN100660018 | Automotive paint booth with vent to control device | A positive use determination for 100% of an automotive paint booth with control device. | 2004-03-29 | 90918 | 100
7334 | T1 | Odfjell Terminals (Baytank) Inc | Odfjell Terminals Baytank | 12211 Port Rd | Seabrook | TX | 77586 | Galveston | CN600129654 | RN100218411 | Bay 11 Pollution Control Equipment: retaining walls, liners, tank pressurization systems, emission control & monitoring systems, vapor lines, hoses, and instrumentation. | A positive use determination for 100% of the Bay 11 pollution control equipment listed above. | 2004-04-22 | 2025843 | 100
7335 | T1 | Albemarle Corp | Albemarle Pasadena Plant | 1000 N South St | Pasadena | TX | 77503 | Harris | CN600129589 | RN102983962 | Process Sewer Water Treatment Capacity Project. Includes installation of pumps, piping, and valves to increase transfer capacity of the process water basin to prevent overflow. | A positive use determination for 100% of the process sewer water treatment capacity project. | 2004-03-29 | 157200 | 100
7336 | T1 | Sempra Energy | Coleto Creek Power LP | FM 2987 | Fannin | TX | 77960 | Goliad | CN602809006 | RN100226919 | CEMS Upgrade: Upgraded software/hardware to improve accuracy of monitoring. | A positive use determination for 100% of the CEMS upgrade. | 2004-03-30 | 36885 | 100
7337 | T1 | Sempra Energy | Coleto Creek Power LP | FM 2987 | Fannin | TX | 77960 | Goliad | CN602809006 | RN100226919 | ESP Equipment: Replaced high voltage rappers, ESP wires, and power supply to the ash silo to ensure operation of the ESP system. | A positive use determination for 100% of the ESP equipment. | 2004-03-30 | 692375 | 100
7338 | T1 | Sempra Energy | Coleto Creek Power LP | FM 2987 | Fannin | TX | 77960 | Goliad | CN602809006 | RN100226919 | RO Filters: Replaced Reverse Osmosis filters in RO system to ensure adequate filtering of feedwater makeup water. | A positive use determination for 100% of reverse osmosis filters. | 2004-03-30 | 9009 | 100
7339 | T1 | American Electric Power | Knox Lee Power Station | Rte 2 Box 306A | Longview | TX | 75603 | Gregg | CN600126767 | RN102156916 | CEMS Upgrade: upgraded software/hardware to improve accuracy of monitoring. | A positive use determination for 100% of CEMS upgrade. | 2004-03-30 | 38575 | 100
7340 | T1 | American Electric Power | Knox Lee Power Station | Rte 2 Box 306A | Longview | TX | 75603 | Gregg | CN600126767 | RN102156916 | GSU Secondary Containment: Construction of secondary containment for Generator Step Up Transformer (GSU). | A positive use determination for 100% of the GSU secondary containment. | 2004-04-01 | 59820 | 100
7341 | T1 | Sempra Energy | Laredo Wle LP | 7300 Cpl Rd | Laredo | TX | 78041 | Webb | CN601571722 | RN100213909 | Cathodic Protection: installed magnesium/zinc anodes packaged in low resistivity backfill to provide galvanic protection. | A positive use determination for 100% of the cathodic protection anodes. | 2004-04-01 | 57105 | 100
7342 | T1 | American Electric Power | Oklaunion Power Plant | 12567 FM 3430 | Vernon | TX | 76385 | Wilbarger | CN601243389 | RN101062255 | CEMS Upgrade: upgraded software/hardware to improve accuracy of monitoring. | A positive use determination for 100% of the CEMS upgrade. | 2004-04-01 | 61000 | 100
7343 | T1 | American Electric Power | Oklaunion Power Plant | 12567 FM 3430 | Vernon | TX | 76385 | Wilbarger | CN601243389 | RN101062255 | FGD Tower Reline: relined a rubber section of lining on scrubber tower 101. | A positive use determination for 100% of the FGD tower reline. | 2004-04-01 | 386000 | 100
7344 | T1 | American Electric Power | Oklaunion Power Plant | 12567 FM 3430 | Vernon | TX | 76385 | Wilbarger | CN601243389 | RN101062255 | Evaporation Pond Construction: drained and relined existing ponds and constructed a new pond and installed a supernatant discharge line. | A positive use determination for 100% of the evaporation pond construction project. | 2004-04-01 | 3242000 | 100
7345 | T1 | American Electric Power | Pirkey Power Plant | 2400 FM 3251 | Hallsville | TX | 75650 | Harrison | CN600126767 | RN100214287 | CEMS Upgrade: upgraded software/hardware to improve accuracy of monitoring. | A positive use determination for 100% of the CEMS upgrade. | 2004-04-01 | 39625 | 100
7346 | T1 | American Electric Power | Pirkey Power Plant | 2400 FM 3251 | Hallsville | TX | 75650 | Harrison | CN600126767 | RN100214287 | Enhancements to Low NOx Burner/Over Fire Air System: 1. Coal line balance orifices. 2. Boiler O2/CO grids. 3. Precipitator flow modifications. 4. OFA purge instrumentation. 5. Boiler windbox modifications. 6. Precipitator perforate plate replacement. 7. LNB/OFA install. | A positive use determination for 100% of the enhancements to the low NOx burner & over fire air system. | 2004-04-01 | 1230434 | 100
7347 | T1 | American Electric Power | Pirkey Power Plant | 2400 FM 3251 | Hallsville | TX | 75650 | Harrison | CN600126767 | RN100214287 | Flue Gas Desulfurization System Upgrade: replacement of recycle valves in A-upper level, expansion joint in A-absorber inlet, and sludge filter conveyor-A. | A positive use determination for 100% of the Flue gas desulfurization system upgrade. | 2004-04-01 | 24196 | 100
7348 | T1 | American Electric Power | Welsh Power Plant | FM 1735 | Pittsburg | TX | 75686 | Titus | CN603919325 | RN100213370 | CEMS Upgrade: upgraded software/hardware to improve accuracy of monitoring. | A positive use determination for 100% of the CEMS upgrade. | 2004-04-01 | 51253 | 100
7349 | T1 | American Electric Power | Wilkes Power Plant | Hwy 49 South | Avinger | TX | 75630 | Marion | CN601243389 | RN100542596 | CEMS Upgrade: upgraded software/hardware to improve accuracy of monitoring. | A positive use determination for 100% of the CEMS upgrade. | 2004-04-01 | 50384 | 100
7350 | T1 | Sabine Mining Company The | Sabine Mining Company | 6501 FM 968 W | Hallsville | TX | 75650 | Harrison | CN600835797 | RN103968707 | Purchased and installed a new water tank for a water truck. | A positive use determination of 100% for the new water tank for the water truck. | 2004-04-06 | 122257 | 100
7351 | T1 | PPG Industries Inc | PPG La Porte Fine Chemicals | 1901 West H St | La Porte | TX | 77571 | Harris | CN600124614 | RN102540754 | The following items: DCPI waste system; tank truck unloading spill containment; new products tank containment area; spill containment for 100k HCL storage tank device; solvent recovery for ventalfaxine production @ LPE - Scales, Acid Recovery & Hydrocarbon Recovery; and upgrade wet weather retention. | A positive use determination of 100% for the DCPI waste system; tank truck unloading spill containment; new products tank containment area; spill containment for 100k HCL storage tank device; solvent recovery for ventalfaxine production @ LPE - Scales, Acid Recovery & Hydrocarbon Recovery; and upgrade wet weather retention. | 2004-04-06 | 2309533 | 100
7352 | T1 | PPG Industries Inc | PPG La Porte Fine Chemicals | 1901 West H St | La Porte | TX | 77571 | Harris | CN600124614 | RN102540754 | The following items: DCPI decontamination; and continuous emission monitor for the thermal oxidizer. | A positive use determination of 100% for the DCPI decontamination; and the continuous emission monitor for the thermal oxidizer | 2004-04-06 | 127355 | 100
7353 | T1 | Sartomer Inc C/O Ata | Sartomer Wallisville Rd | 17335 Wallisville Rd | Houston | TX | 77049 | Harris | CN600590046 | RN102342813 | Hayward gas/liquid scrubber modification and Roots low waste water blower replacement | A positive use determination for the Hayward scrubber modification and the Roots low waste water blower replacement. | 2004-04-07 | 35168 | 100
7354 | T1 | Degussa Engineered Carbons | JM Huber Borger | Hwy 136 & FM 1559 | Borger | TX | 79008 | Hutchinson | Insufficient Information | Insufficient Information | Three 110 foot flare stacks and a reverse osmosis unit | A positive use determination for 100% of the three 110 foot flare stacks. A negative use determination for the reverse osmosis unit. | 2004-04-08 | 1636816 | 100
7355 | T1 | Kirby Inland Marine LP | Kirby Inland Marine, LP | 18350 Market Street | Channelview | TX | 77530 | Harris | CN600611206 | RN103786240 | Vapor Control and Overfill Protection Systems for Barge Fleet: includes spill rails, drip pans, liquid level gauges, stick gauges, sight glasses, pressure gauges, tank venting systems, overfill sensors and alarms, alarm control panels, spill valves, spill abatement equipment, and zinc tank coatings. | A positive use determination for 100% of the vapor control and overfill protection systems for barge fleet. | 2004-04-22 | 17554637 | 100
7356 | T1 | Samsung Austin Semiconductor LLC | Samsung Austin | 12100 Samsung Blvd | Austin | TX | 78754 | Travis | CN602914442 | RN100518026 | See attached list | A positive use determination of 100% for the for the items listed on the attached document. | 2004-04-28 | 4813016 | 100
7357 | T1 | Canal Barge Company Inc | Canal Barge Company Inc | 1801 Engineers Rd. | Belle Chasse | LA | 70037 | Harris | CN605190974 | RN109628578 | Vapor Control and Overfill Protection on Barge Fleet: Includes spill rails, drip pans, liquid level gauges, stick gauges, sight glasses, pressure gauges, tank venting systems, overfill sensors and alarms, alarm control panels, spill valves, spill abatement equipment, and zinc tank coatings. | A positive use determination for 100% of the vapor control and overfill protection systems for barge fleet. | 2004-04-22 | 10215335 | 100
7358 | T2 | Canal Barge Company Inc | Canal Barge Company Inc | 1801 Engineers Rd. | Belle Chasse | LA | 70037 | Harris | CN605190974 | RN109628578 | Double hull tank barges: The incremental cost difference between single hulled and double hulled barges is the pollution control property. | A positive use determination for 100% of the incremental cost difference between single hulled and double hulled barges. | 2004-04-28 | 23870864 | 100
7359 | T2 | Kirby Inland Marine LP | Kirby Inland Marine, LP | 18350 Market Street | Channelview | TX | 77530 | Harris | CN600611206 | RN103786240 | Double hull tank barges | A positive use determination for 100% of the incremental cost difference between single hulled and double hulled barges. | 2004-04-28 | 41474452 | 100
7360 | T1 | Maryland Marine, Inc. | Maryland Marine, Inc. | 16322 Dezavala | Channelview | TX | 77530 | Harris | Insufficient Information | Insufficient Information | Vapor control and overfill protection on barge fleet: Includes spill rails, drip pans, liquid level gauges, stick gauges, sight glasses, pressure gauges, tank venting systems, overfill sensors and alarms, alarm control panels, spill valves, spill abatement equipment, and zinc tank coatings. | This application includes numerous vapor control equipment and overfill protection for the barge fleet which operate on the Houston Ship Channel and bayous. All of this property is contained on the PEL under A-32, A-73, T-1, T-2 and others. | 2004-04-22 | 4964710 | 100
7361 | T2 | Maryland Marine, Inc. | Maryland Marine, Inc. | 16322 Dezavala | Channelview | TX | 77530 | Harris | Insufficient Information | Insufficient Information | Double hull barges | A positive use determination for 100% of the incremental cost difference between single hulled and double hulled barges. | 2004-04-28 | 12825501 | 100
7362 | T1 | O & D Manufacturing | O & D Manufacturing | 1103 Cherokee Trace | Longview | TX | 75606 | Gregg | Insufficient Information | insufficient Information | Fume and Dust Collection System: includes baghouse, ducting, and collection points at abrasive saw, induction furnaces, and casting molds. | A positive use determination for 100% of the fume and dust collection system. | 2004-04-08 | 75000 | 100
7363 | T1 | West Reeves Ltd. | Cabinet Specialists | 402 Cantrell Street | Waxahachie | TX | 75165 | Ellis | CN602413197 | None Assigned | Baghouse Dust Collection System | A positive use determination for 100% of the baghouse dust collection system. | 2004-04-08 | 226081 | 100
7364 | T1 | Huntsman LLC | Huntsman Sour Lake Olefins Facility | 6347 Old Batson Saratoga | Sour Lake | TX | 77659 | Hardin | CN600632848 | RN101985653 | Brine pond liners and leak detection equipment. Flare ignitor. | A positive use determination for 100% of the brine pond liners, leak detection equipment, and flare ignitor. | 2004-04-08 | 1950185 | 100
7365 | T1 | Air Liquide America Corporation | Air Liquide - Bayport | 11400 Bay Area Blvd | Pasadena | TX | 77507 | Harris | CN601662190 | RN100233998 | Storm Water Control Project: 1. Pumps. 2. Oil/Water Separators. 3. Above ground piping. 4. Instrumentation. 5. Control valves. 6. Pond. 7. Pipeline to HCFCD. 8. Concrete. 9. Electrical. 10. Plant drainage. | A positive use determination for 100% of the storm water control project. | 2004-04-08 | 2989670 | 100
7366 | T1 | Air Liquide America Corporation | Air Liquide - Freeport | 1711 FM 523 | Freeport | TX | 77541 | Brazoria | CN601662190 | RN102286234 | Waste Water Treatment Unit for plant cooling system. Includes a mixing tank, clarifier, sludge hopper, multi-media filter system, several tanks, pumps, piping, valves, instrumentation, electronics, concrete, spare parts, and construction costs. | A positive use determination for 100% of the waste water treatment unit for the plant cooling system. | 2004-04-08 | 789359 | 100
7367 | T1 | Technical Tubes LLC | Technical Tubes Llp | 2122 East Loop 281 | Longview | TX | 75604 | Gregg | Insufficient Information | Insufficient Information | Dust Collection System for laser cutting process. | A positive use determination for 100% of the dust collection system for the laser cutting process. | 2004-04-14 | 37773 | 100
7368 | T1 | Technical Tubes LLC | Technical Tubes Llp | 2122 East Loop 281 | Longview | TX | 75604 | Gregg | Insufficient Information | Insufficient Information | Powder Coating System with conveyors, and air compressor. Excludes drying oven. | A positive use determination for 100% of the powder coating system. The drying oven is not included in this determination. | 2004-04-14 | 162602 | 100
7369 | T1 | Modern Welding Company Of Texas | Rhome Facility | 200 North Main | Rhome | TX | 76078 | Wise | CN600123954 | RN105156939 | Dust Collection System including dust collector, piping, electrical, and air compressor. | A positive use determination for 100% of the dust collection system. | 2004-04-14 | 115264 | 100
7370 | T1 | Modern Welding Company Of Texas | Rhome Facility | 200 North Main | Rhome | TX | 76078 | Wise | CN600123954 | RN105156939 | Paint booth enclosure with air filters. | A positive use determination for 100% of a paint booth vented to air filters. | 2004-04-14 | 121981 | 100
7371 | T1 | Modern Welding Company Of Texas | Rhome Facility | 200 North Main | Rhome | TX | 76078 | Wise | CN600123954 | RN105156939 | Blast cleaning booth. Painting enclosure with fume filtration and exhaust stack. | A positive use determination for 100% of the painting enclosure with filtration and stack. A positive use determination for 50% of the blast cleaning booth. | 2004-04-14 | 65357 | 100
7372 | T1 | Driltech Mission LLC | Driltech Mission LLC | 1250 Heritage Pkwy | Mansfield | TX | 76063 | Tarrant | CN600315410 | RN100958206 | Mist collection and filtration device on solvent and coolant recycle system. | A positive use determination for 100% of the mist collection and filtration device. | 2004-04-14 | 30184 | 100
7373 | T1 | Iris Enterprises LP | Iris Enterprises LP | 1201 Royal Parkway | Euless | TX | 76040 | Tarrant | CN602498859 | RN104011879 | Concrete, curbing, canopy, piping, and detention pond to control storm water run off. | A positive use determination for 100% of the concrete, curbing, canopy, piping, and detention pond to control storm water run off. | 2004-04-14 | 258157 | 100
7374 | T1 | Ricochet Fuel Distributors, Inc. | Ricochet Fuel Distributors, Inc. | 1201 Royal Parkway | Euless | TX | 76040 | Tarrant | CN603606427 | RN104011879 | Spill Monitoring System. | A positive use determination for 100% of the spill monitoring system. | 2004-04-15 | 4958 | 100
7375 | T1 | Ricochet Fuel Distributors, Inc. | Ricochet Fuel Distributors, Inc. | 1201 Royal Parkway | Euless | TX | 76040 | Tarrant | CN603606427 | RN104011879 | Portable Containment Pans for fuel tanks. | A positive use determination for 100% of the portable containment pans. | 2004-04-15 | 51600 | 100
7376 | T1 | Ricochet Fuel Distributors, Inc. | Ricochet Fuel Distributors, Inc. | 1201 Royal Parkway | Euless | TX | 76040 | Tarrant | CN603606427 | RN104011879 | Double wall storage tanks | A positive use determination for 50% of the double wall storage tanks. | 2004-04-15 | 42500 | 100
7377 | T1 | Ricochet Fuel Distributors, Inc. | Ricochet Fuel Distributors, Inc. | 1201 Royal Parkway | Euless | TX | 76040 | Tarrant | CN603606427 | RN104011879 | Pump containment device, dispenser containment device, and Orion system. | A positive use determination for 100% of the pump containment device, dispenser containment device, and Orion system. | 2004-04-15 | 52337 | 100
7378 | T1 | Ricochet Fuel Distributors, Inc. | Ricochet Fuel Distributors, Inc. | 1201 Royal Parkway | Euless | TX | 76040 | Tarrant | CN603606427 | RN104011879 | Auto shut-off nozzles, overfill protection valves, and Veeder root system on fuel tanks. | A positive use determination for 100% of auto shut-off nozzles, overfill protection valves, and Veeder root system. | 2004-04-15 | 20550 | 100
7379 | T1 | Ricochet Fuel Distributors, Inc. | Ricochet Fuel Distributors, Inc. | 1201 Royal Parkway | Euless | TX | 76040 | Tarrant | CN603606427 | RN104011879 | Oil skimmer | A positive use determination for 100% of an oil skimmer. | 2004-04-15 | 8511 | 100
7380 | T1 | Ricochet Fuel Distributors, Inc. | Ricochet Fuel Distributors, Inc. | 1201 Royal Parkway | Euless | TX | 76040 | Tarrant | CN603606427 | RN104011879 | Vapor Recovery System with Piping for vehicle refueling. | A positive use determination for 100% of the vapor recovery system with piping for vehicle refueling. | 2004-04-29 | 80267 | 100
7381 | T1 | Oceanic Systems, Inc. | Oceanic Systems, Inc. | 11990 Shiloh Road | Garland | TX | 75040 | Dallas | CN600393649 | RN103081691 | Dust Collection System with piping to control process dust. | A positive use determination for 100% of the dust collection system. | 2004-04-15 | 55549 | 100
7382 | T1 | Huntsman LLC | Huntsman Longview | Hwy 149 & Kodak Ave | Longview | TX | 75603 | Harrison | CN600710875 | RN105125959 | Flare, compressor and pumps for railcar unloading system. | A positive use determination for 100% of the flare. The compressor and pumps have been withdrawn from this application. | 2004-06-01 | 105230 | 100
7383 | T1 | Huntsman LLC | Huntsman Longview | Hwy 149 & Kodak Ave | Longview | TX | 75603 | Harrison | CN600710875 | RN105125959 | Central vacuum system for finishing operations. Refrigeration interchanges/E-94 vent recovery. Low VOC casings on piping and equipment to reduce VOC emissions. L-1 vent piping routed to flare. | A positive use determination for 100% of the central vacuum system, low VOC casings, and L-1 vent piping. The refrigeration interchanges and E-94 vent recovery has been withdrawn from this application. | 2004-06-01 | 849179 | 100
7384 | T1 | Glidden Company | ICI Paints | 1900 N Josey Ln | Carrollton | TX | 75006 | Dallas | CN600128698 | RN101645307 | ICI installed waste water treatment tanks that allow the company to reuse wash water in the manufacturing process. | A positive use determination of 100% for the waste water treatment tanks. | 2004-04-06 | 4327 | 100
7385 | T1 | Glidden Company | ICI Paints | 1900 N Josey Ln | Carrollton | TX | 75006 | Dallas | CN600128698 | RN101645307 | ICI constructed concrete dikes, sumps, and drains around raw material tanks. | A positive use determination of 100% for the concrete dikes, sumps, and drains constructed around raw material tanks. | 2004-04-07 | 29700 | 100
7386 | T1 | Glidden Company | ICI Paints | 1900 N Josey Ln | Carrollton | TX | 75006 | Dallas | CN600128698 | RN101645307 | ICI installed a hazardous waste storage building to store RCRA waste prior to disposal. | A positive use determination of 100% for the hazardous waste storage building. | 2004-04-07 | 23585 | 100
7387 | T2 | Odfjell Terminals (Baytank) Inc | Odfjell Terminals Baytank | 12211 Port Rd | Seabrook | TX | 77586 | Galveston | CN600129654 | RN100218411 | Stainless steel chemical storage tanks (4): cost differential between stainless steel and carbon steel. | A positive use determination for 100% of the cost differential between stainless steel and carbon steel for four chemical storage tanks. | 2004-04-28 | 2985600 | 100
7388 | T1 | Reheis Chemicals Company Inc | Reheis Chemical Company Inc | 500 Ninth St | Midlothian | TX | 76065 | Ellis | CN600421812 | RN100735034 | Additions to Water Conservation System including Sewer Trunk Replacement, Truck Unloading Containment, Waste Water Storage Tanks & Heat Exchangers utilized in closed loop water conservation system. | A positive use determination of 100% for the Water Conservation System including Sewer Trunk Replacement, Truck Unloading Containment, and the Waste Water Storage Tanks & Heat Exchangers utilized in closed loop water conservation system. | 2004-04-07 | 194589 | 100
7389 | T1 | Reheis Chemicals Company Inc | Reheis Chemical Company Inc | 500 Ninth St | Midlothian | TX | 76065 | Ellis | CN600421812 | RN100735034 | Additions to Dust Collection System for solid particulate containment from process. Components consist of vacuum based particulate containment system, compressor and magnets. | A positive use determination of 100% for the Dust Collection System. | 2004-04-07 | 109732 | 100
7390 | T1 | Reheis Chemicals Company Inc | Reheis Chemical Company Inc | 500 Ninth St | Midlothian | TX | 76065 | Ellis | CN600421812 | RN100735034 | Item consists of a temperature monitor system utilized in the Waste Water treatment process to monitor and control temperature of process. Monitor system prevents overheating and blow out reducing risk of spills. | A positive use determination of 100% for the temperature monitor system utilized in the Waste Water treatment process. | 2004-04-07 | 53966 | 100
7391 | T1 | Reheis Chemicals Company Inc | Reheis Chemical Company Inc | 500 Ninth St | Midlothian | TX | 76065 | Ellis | CN600421812 | RN100735034 | Scrubber replacement with filtration utilized to remove VOCs or solid particulate from process. | A positive use determination of 100% for the project to replace a scrubber with filtration. | 2004-04-07 | 120033 | 100
7392 | T2 | XTO Energy | XTO Energy - Bald Prairie Gas Plant | Route 1 Box 298 | Franklin | TX | 77856 | Robertson | CN600601348 | RN104541552 | Acid Gas Treatment Plant | A positive use determination of 100% for the Acid Gas Treatment Plant. | 2004-04-28 | 1585000 | 100
7393 | T2 | XTO Energy | XTO Energy - Boa Gas Plant | 15496 Hill Top Lane | Franklin | TX | 77856 | Robertson | CN600601348 | RN100929645 | Acid Gas Treatment Plant | A positive use determination of 100% for the Acid Gas Treatment Plant. | 2004-04-28 | 6000000 | 100
7394 | T1 | Jeryco Industries Inc. | Jeryco Industries Inc. | 8401 Ambassador Row | Dallas | TX | 75356 | Dallas | CN600428999 | RN102326220 | Paint Booth with fume filter. | A positive use determination for 100% of a paint booth with fume filter. | 2004-04-16 | 7010 | 100
7395 | T1 | Jeryco Industries Inc. | Jeryco Industries Inc. | 8401 Ambassador Row | Dallas | TX | 75356 | Dallas | CN600428999 | RN102326220 | Paint and Mix Room | A negative use determination for the paint and mix room. | 2004-04-29 | 18850 | 100
7396 | T1 | Jeryco Industries Inc. | Jeryco Industries Inc. | 8401 Ambassador Row | Dallas | TX | 75356 | Dallas | CN600428999 | RN102326220 | Powder Coating System excluding the oven. | A positive use determination for 100% of a powder coating system excluding the drying oven. | 2004-04-16 | 541212 | 100
7397 | T1 | Jeryco Industries Inc. | Jeryco Industries Inc. | 8401 Ambassador Row | Dallas | TX | 75356 | Dallas | CN600428999 | RN102326220 | Enclosure for deburring operation. | A positive use determination for the deburring operation enclosure. | 2004-04-16 | 3350 | 100
7398 | T1 | Cardinal IG Company | Cardinal IG Company | 201 Cardinal Road | Waxahachie | TX | 75165 | Ellis | Insufficient Information | Insufficient Information | Auto Breakout System and Conveyors to transfer waste to solid waste recycle system. | A positive use determination for 100% of the auto breakout system and conveyors used for solid waste transfer. | 2004-04-16 | 132900 | 100
7399 | T1 | Cardinal IG Company | Cardinal IG Company | 201 Cardinal Road | Waxahachie | TX | 75165 | Ellis | Insufficient Information | Insufficient Information | Argon Gas Scope | A positive use determination for 100% of the argon gas scope. | 2004-04-29 | 37700 | 100
7400 | T1 | Cardinal IG Company | Cardinal IG Company | 201 Cardinal Road | Waxahachie | TX | 75165 | Ellis | Insufficient Information | Insufficient Information | Piping, Pumps, & Electrical for existing wastewater conservation system. | A positive use determination for 100% of the Piping, Pumps, & Electrical for existing wastewater conservation system. | 2004-04-16 | 16100 | 100
7401 | T1 | Cardinal IG Company | Cardinal IG Company | 201 Cardinal Road | Waxahachie | TX | 75165 | Ellis | Insufficient Information | Insufficient Information | Glass Washer System connected with the water conservation system. | A positive use determination for 100% of the glass washer system. | 2004-04-16 | 133080 | 100
7402 | T1 | Elray Corporation | The Links At Green Tee | 2625 Country Club Dr | Pearland | TX | 77581 | Harris | Insufficient Information | Insufficient Information | Constructed a detention pond for use in controlling storm water run-off. | A positive use determination for 100% of the storm water detention pond. | 2004-04-19 | 77480 | 100
7403 | T1 | Green Bay Packaging Inc | Green Bay Packaging - Ft. Worth Div. | 7901 S Freeway | Fort Worth | TX | 76134 | Tarrant | CN600467971 | RN102397528 | 1. Sump Pump for ink kitchens pits and drains: includes sump with pump & dryer, pits & drains, storage cabinet, and exhaust duct. 2. 100-inch Shredder and South Addition Scrap System for waste paper recycling. 3. Starch Handling & Storage System. 4. Sumps, Filters, and Sump Pump for waste water from roll stand trolleys | A positive use determination for 100% of the four projects listed above. | 2004-04-19 | 15500 | 100
7404 | T1 | Dixie Electro Plating Company Inc | Dixie Electro Plating Co | 3001 Engelke | Houston | TX | 77003 | Harris | CN600303846 | RN100593920 | Repaired ductwork eastside air cleaning system as required by federal regulations. Lots of PVC ductwork was installed. Installed a groundwater remediation system consisting of recovery wells. | A positive use determination of 100% for the repairs made to the ductwork of the eastside air cleaning system and the groundwater remediation system. | 2004-04-20 | 17615 | 100
7405 | T1 | Schumacher Company Inc | Schumacher Company Inc | 5610 Polk | Houston | TX | 77023 | Harris | CN603166851 | RN100917970 | Upgrade & Maintenance of Waste Water Treatment Facilities: 1. Installed a 4,000 gallon equalization tank. 2. Installed new flocculation station with pump, mixer, and control unit. 3. Installed new ORP and pH controllers with probes. 4. Installed LMI injection pump. | A positive use determination of 100% for the Upgrades & Maintenance of Waste Water Treatment Facilities. | 2004-04-20 | 6793 | 100
7406 | T1 | Macco Division Of ICI Paints | Macco Division Of ICI Paints | 3410 Lucius Mckelvey Dr | Temple | TX | 76504 | Bell | Insufficient Information | Insufficient Information | Tank Level Indicators and Alarms for solvent tanks. | A positive use determination for 100% of the tank level indicators and alarms. | 2004-04-19 | 54502 | 100
7407 | T1 | Lcy Elastomers LP | Lcy Elastomers | 4803 Decker | Baytown | TX | 77027 | Harris | CN602579542 | RN102325974 | Dissolved Air Flotation System for elastomer waste water treatment. Includes filter press, carbon bed and filter bag, cone bottom tank, electrical & piping, air flotation unit, and tank. | A positive use determination for 100% of the dissolved air flotation system. | 2004-04-29 | 1830499 | 100
7408 | T1 | National Semiconductor | National Semiconductor Arlington | 1111 W Bardin Rd | Arlington | TX | 76017 | Tarrant | CN600759666 | RN101466324 | See attached multi-page listing. | A positive use determination according to the listing and percentages on the attached table. | 2004-04-22 | 2510050 | 100
7409 | T1 | Exxon Mobil Corporation | ExxonMobil Service Station | 8375 N Belt Line Rd | Irving | TX | 75063 | Dallas | CN600240329 | RN103002341 | Factory installed vapor recovery on a multi-product dispenser. Double walled storage tank. | A positive use determination of 100% for the factory installed vapor recovery system on the multi-product dispenser. A positive use determination of 50% for the double walled storage tank. | 2004-04-20 | 87216 | 100
7410 | T1 | Exxon Mobil Corporation | ExxonMobil Service Station | 5420 Macarthur | Irving | TX | 75038 | Dallas | CN600123939 | RN101992501 | Factory installed vapor recovery on a multi-product dispenser. Tank monitoring system. Stage 2 vapor recovery system. | A positive use determination of 100% for the factory installed vapor recovery system on the multi-product dispenser, the Stage II vapor recovery system, and the tank monitoring system. | 2004-04-20 | 68976 | 100
7411 | T1 | Exxon Mobil Corporation | ExxonMobil Service Station | 14106 Dallas Pkwy | Dallas | TX | 75254 | Dallas | CN600123939 | RN101472793 | Factory installed vapor recovery on a multi-product dispenser. | A positive use determination of 100% for the factory installed vapor recovery system on the multi-product dispenser. | 2004-04-20 | 2107 | 100
7412 | T1 | Exxon Mobil Corporation | ExxonMobil Service Station | 16110 Dallas | Dallas | TX | 75248 | Dallas | CN600123939 | RN102660420 | Factory installed vapor recovery on a multi-product dispenser. | A positive use determination of 100% for the factory installed vapor recovery system on the multi-product dispenser. | 2004-04-20 | 12642 | 100
7413 | T1 | Exxon Mobil Corporation | ExxonMobil Service Station | 3710 Belt Line Rd | Addison | TX | 75001 | Dallas | CN600123939 | RN102220274 | Factory installed vapor recovery on a multi-product dispenser. | A positive use determination of 100% for the factory installed vapor recovery system on the multi-product dispenser. | 2004-04-20 | 12642 | 100
7414 | T1 | Exxon Mobil Corporation | ExxonMobil Service Station | 5910 Singleton Blvd | Dallas | TX | 75212 | Dallas | CN600123939 | RN102650173 | Factory installed vapor recovery on a multi-product dispenser. Double walled storage tank. | A positive use determination of 100% for the factory installed vapor recovery system on the multi-product dispenser. A positive use determination of 50% for the double walled storage tank. | 2004-04-20 | 60322 | 100
7415 | T1 | Exxon Mobil Corporation | ExxonMobil Service Station | 2503 Leemon | Dallas | TX | 75204 | Dallas | CN600123939 | RN102653110 | Factory installed vapor recovery on a multi-product dispenser. Double walled storage tank. Installed an observation well. | A positive use determination of 100% for the factory installed vapor recovery system on the multi-product dispenser and the observation well. A positive use determination of 50% for the double walled storage tank. | 2004-04-20 | 83291 | 100
7416 | T1 | Exxon Mobil Corporation | ExxonMobil Service Station | 2052 Fort Worth Ave | Dallas | TX | 75208 | Dallas | CN600123939 | RN102651296 | Factory installed vapor recovery on a multi-product dispenser. | A positive use determination of 100% for the factory installed vapor recovery system on the multi-product dispenser. | 2004-04-20 | 4214 | 100
7417 | T1 | Exxon Mobil Corporation | ExxonMobil Service Station | 2002 Hwy 66 | Garland | TX | 75040 | Dallas | Unknown | No Regulated Entity at this Address | Factory installed vapor recovery on a multi-product dispenser. Installed a double walled storage tank. | A positive use determination of 100% for the factory installed vapor recovery system on the multi-product dispenser. A positive use determination of 50% for the double walled storage tank. | 2004-04-20 | 66210 | 100
7418 | T1 | Exxon Mobil Corporation | ExxonMobil Service Station | 6400 Skillman St | Dallas | TX | 75231 | Dallas | CN600123939 | RN102652377 | Factory installed vapor recovery on a multi-product dispenser. Installed a double walled storage tank. Installed an observation well. | A positive use determination of 100% for the factory installed vapor recovery system on the multi-product dispenser and the observation well. A positive use determination of 50% for the double walled storage tank. | 2004-04-20 | 86391 | 100
7419 | T1 | Exxon Mobil Corporation | ExxonMobil Service Station | 105 Us Hwy 80 | Mesquite | TX | 75150 | Dallas | CN600123939 | RN102660388 | Factory installed vapor recovery on a multi-product dispenser. Installed a double walled storage tank. Installed an observation well. | A positive use determination of 100% for the factory installed vapor recovery system on the multi-product dispenser and the observation well. A positive use determination of 50% for the double walled storage tank. | 2004-04-20 | 51392 | 100
7420 | T1 | Exxon Mobil Corporation | ExxonMobil Service Station | 5401 George Bush Hwy | Garland | TX | 75044 | Dallas | CN600123939 | RN102660305 | Factory installed vapor recovery on a multi-product dispenser. Installed a double walled storage tank. Installed an observation well. | A positive use determination of 100% for the factory installed vapor recovery system on the multi-product dispenser and the observation well. A positive use determination of 50% for the double walled storage tank. | 2004-04-20 | 67244 | 100
7421 | T1 | Exxon Mobil Corporation | ExxonMobil Service Station | 2510 Belt Line Rd | Garland | TX | 75044 | Dallas | CN600240329 | RN102651437 | Factory installed vapor recovery on a multi-product dispenser. | A positive use determination of 100% for the factory installed vapor recovery system on the multi-product dispenser. | 2004-04-20 | 21070 | 100
7422 | T1 | Exxon Mobil Corporation | ExxonMobil Service Station | 9501 Forest Lane | Dallas | TX | 75243 | Dallas | CN600240329 | RN102651338 | Factory installed vapor recovery on a multi-product dispenser. | A positive use determination of 100% for the factory installed vapor recovery system on the multi-product dispenser. | 2004-04-20 | 12642 | 100
7423 | T1 | Exxon Mobil Corporation | ExxonMobil Service Station | 3300 E Illinois Ave | Dallas | TX | 75216 | Dallas | Unknown | No Regulated Entity at this Address | Factory installed vapor recovery on a multi-product dispenser. Installed a double walled storage tank. | A positive use determination of 100% for the factory installed vapor recovery system on the multi-product dispenser. A positive use determination of 50% for the double walled storage tank. | 2004-04-20 | 108371 | 100
7424 | T1 | Exxon Mobil Corporation | ExxonMobil Service Station | 2509 Northeast Pkwy | Garland | TX | 75040 | Dallas | CN600123939 | RN102659661 | Factory installed vapor recovery on a multi-product dispenser. Installed a double walled storage tank. | A positive use determination of 100% for the factory installed vapor recovery system on the multi-product dispenser. A positive use determination of 50% for the double walled storage tank. | 2004-04-20 | 75264 | 100
7425 | T1 | Exxon Mobil Corporation | ExxonMobil Service Station | 1325 Peachtree Rd | Mesquite | TX | 75140 | Dallas | Unknown | No Regulated Entity at this Address | Factory installed vapor recovery on a multi-product dispenser. Installed a double walled storage tank. | A positive use determination of 100% for the factory installed vapor recovery system on the multi-product dispenser. A positive use determination of 50% for the double walled storage tank. | 2004-04-20 | 69595 | 100
7426 | T1 | Exxon Mobil Corporation | ExxonMobil Service Station | 1208 Lake June Rd | Dallas | TX | 75217 | Dallas | CN600123939 | RN102647583 | Factory installed vapor recovery on a multi-product dispenser. Installed a double walled storage tank. | A positive use determination of 100% for the factory installed vapor recovery system on the multi-product dispenser. A positive use determination of 50% for the double walled storage tank. | 2004-04-20 | 89708 | 100
7427 | T1 | Exxon Mobil Corporation | ExxonMobil Service Station | 2821 Walton Walker Blvd | Dallas | TX | 75211 | Dallas | CN600123939 | RN102659398 | Factory installed vapor recovery on a multi-product dispenser. Installed a double walled storage tank. | A positive use determination of 100% for the factory installed vapor recovery system on the multi-product dispenser. A positive use determination of 50% for the double walled storage tank. | 2004-04-20 | 102796 | 100
7428 | T1 | Exxon Mobil Corporation | ExxonMobil Service Station | 5671 Mockingbird Ln | Dallas | TX | 75206 | Dallas | CN600123939 | RN102660172 | Factory installed vapor recovery on a multi-product dispenser. Installed a double walled storage tank. | A positive use determination of 100% for the factory installed vapor recovery system on the multi-product dispenser. A positive use determination of 50% for the double walled storage tank. | 2004-04-20 | 86696 | 100
7429 | T1 | Exxon Mobil Corporation | ExxonMobil Service Station | 477 N Us Hwy 67 | Dunc City | TX | 75116 | Dallas | CN600123939 | RN100683937 | Factory installed vapor recovery on a multi-product dispenser. Installed a double walled storage tank. | A positive use determination of 100% for the factory installed vapor recovery system on the multi-product dispenser. A positive use determination of 50% for the double walled storage tank. | 2004-04-20 | 44876 | 100
7430 | T1 | Exxon Mobil Corporation | ExxonMobil Service Station | 3716 Maple Ave | Dallas | TX | 75219 | Dallas | CN600123939 | RN102658796 | Factory installed vapor recovery on a multi-product dispenser. Installed a double walled storage tank. | A positive use determination of 100% for the factory installed vapor recovery system on the multi-product dispenser. A positive use determination of 50% for the double walled storage tank. | 2004-04-20 | 95517 | 100
7431 | T1 | Exxon Mobil Corporation | ExxonMobil Service Station | 7303 John W Carpenter | Dallas | TX | 75247 | Dallas | CN600123939 | RN100529734 | Factory installed vapor recovery on a multi-product dispenser. Installed an observation well. | A positive use determination of 100% for the factory installed vapor recovery system on the multi-product dispenser and the observation well. | 2004-04-20 | 3895 | 100
7432 | T1 | Exxon Mobil Corporation | ExxonMobil Service Station | 8405 Stemmons Fwy | Dallas | TX | 75234 | Dallas | CN600123939 | RN102659968 | Factory installed vapor recovery on a multi-product dispenser. | A positive use determination of 100% for the factory installed vapor recovery system on the multi-product dispenser. | 2004-04-20 | 42251 | 100
7433 | T1 | Exxon Mobil Corporation | ExxonMobil Service Station | 7100 S R L Thornon | Dallas | TX | 75232 | Dallas | CN600123939 | RN102158714 | Factory installed vapor recovery on a multi-product dispenser. Installed a double wall storage tank. | A positive use determination of 100% for the factory installed vapor recovery system on the multi-product dispenser. A positive use determination of 50% for the double walled storage tank. | 2004-04-20 | 42251 | 100
7434 | T1 | Exxon Mobil Corporation | ExxonMobil Service Station | 7650 Campbell Rd | Dallas | TX | 75248 | Dallas | CN601463607 | RN102655453 | Installed a double walled storage tank. | A positive use determination of 50% for the double walled storage tank. | 2004-04-20 | 73814 | 100
7435 | T1 | Exxon Mobil Corporation | ExxonMobil Service Station | 2212 Oates Dr | Mesquite | TX | 75150 | Dallas | CN600123939 | RN101472942 | Factory installed vapor recovery on a multi-product dispenser. | A positive use determination of 100% for the factory installed vapor recovery system on the multi-product dispenser. | 2004-04-20 | 4214 | 100
7436 | T1 | Exxon Mobil Corporation | ExxonMobil Service Station | 3635 N Belt Line Rd | Irving | TX | 75062 | Dallas | CN600123939 | RN100536549 | Factory installed vapor recovery on a multi-product dispenser. | A positive use determination of 100% for the factory installed vapor recovery system on the multi-product dispenser. | 2004-04-20 | 6320 | 100
7437 | T1 | Exxon Mobil Corporation | ExxonMobil Service Station | 2242 S Zang Blvd | Dallas | TX | 75224 | Dallas | CN600123939 | RN102147717 | Factory installed vapor recovery on a multi-product dispenser. Installed double walled storage tank. | A positive use determination of 100% for the factory installed vapor recovery system on the multi-product dispenser. A positive use determination of 50% for the double walled storage tank. | 2004-04-20 | 65456 | 100
7438 | T1 | Exxon Mobil Corporation | ExxonMobil Service Station | 9049 Forest Ln | Dallas | TX | 75243 | Dallas | CN600123939 | RN100528314 | Factory installed vapor recovery on a multi-product dispenser. Installed double walled storage tank. | A positive use determination of 100% for the factory installed vapor recovery system on the multi-product dispenser. A positive use determination of 50% for the double walled storage tank. | 2004-04-20 | 49629 | 100
7439 | T1 | Exxon Mobil Corporation | ExxonMobil Service Station | 2075 S Buckner Blvd | Dallas | TX | 75217 | Dallas | CN600123939 | RN100530377 | Factory installed vapor recovery on a multi-product dispenser. Installed double walled storage tank. Installed Stage II Vapor Recovery equipment. | A positive use determination of 100% for the factory installed vapor recovery system on the multi-product dispenser and the Stage 2 Vapor Recovery system. A positive use determination of 50% for the double walled storage tank. | 2004-04-20 | 93462 | 100
7440 | T1 | Exxon Mobil Corporation | ExxonMobil Service Station | 3828 Us Hwy 80 | Mesquite | TX | 75149 | Dallas | CN600123939 | RN102147816 | Factory installed vapor recovery on a multi-product dispenser. | A positive use determination of 100% for the factory installed vapor recovery system on the multi-product dispenser. | 2004-04-20 | 6320 | 100
7441 | T1 | Exxon Mobil Corporation | ExxonMobil Service Station | 15707 Hillcrest Rd | Dallas | TX | 75248 | Dallas | CN600123939 | RN100527829 | Factory installed vapor recovery on a multi-product dispenser. | A positive use determination of 100% for the factory installed vapor recovery system on the multi-product dispenser. | 2004-04-20 | 12642 | 100
7442 | T1 | Exxon Mobil Corporation | ExxonMobil Service Station | 15050 Preston Rd | Dallas | TX | 75254 | Dallas | CN600123939 | RN102179314 | Factory installed vapor recovery on a multi-product dispenser. Installed a double walled storage tank. | A positive use determination of 100% for the factory installed vapor recovery system on the multi-product dispenser. A positive use determination of 50% for the double walled storage tank. | 2004-04-20 | 71748 | 100
7443 | T1 | Exxon Mobil Corporation | ExxonMobil Service Station | 11748 N Central Expy | Dallas | TX | 75243 | Dallas | CN600123939 | RN102000775 | Factory installed vapor recovery on a multi-product dispenser. Installed a Stage II Vapor Recovery system.. | A positive use determination of 100% for the factory installed vapor recovery system on the multi-product dispenser and the Stage 2 Vapor Recovery system. | 2004-04-20 | 41752 | 100
7444 | T1 | Exxon Mobil Corporation | ExxonMobil Service Station | 515 Beckley Ave | Dallas | TX | 75203 | Dallas | CN600123939 | RN100527217 | Factory installed vapor recovery on a multi-product dispenser. Installed a double walled storage tank. | A positive use determination of 100% for the factory installed vapor recovery system on the multi-product dispenser. A positive use determination of 50% for the double walled storage tank. | 2004-04-20 | 78907 | 100
7445 | T1 | Exxon Mobil Corporation | ExxonMobil Service Station | 1921 Plano Rd | Garland | TX | 75042 | Dallas | CN600123939 | RN101646446 | Factory installed vapor recovery on a multi-product dispenser. Installed a Stage II Vapor Recovery system.. | A positive use determination of 100% for the factory installed vapor recovery system on the multi-product dispenser and the Stage 2 Vapor Recovery system. | 2004-04-20 | 38314 | 100
7446 | T1 | Exxon Mobil Corporation | ExxonMobil Service Station | 750 S Industrial | Dallas | TX | 75201 | Dallas | Unknown | No Regulated Entity at this Location. | Factory installed vapor recovery on a multi-product dispenser. Installed a double walled storage tank. | A positive use determination of 100% for the factory installed vapor recovery system on the multi-product dispenser. A positive use determination of 50% for the double walled storage tank. | 2004-04-20 | 124752 | 100
7447 | T1 | Exxon Mobil Corporation | ExxonMobil Service Station | 9701 N Central | Dallas | TX | 75231 | Dallas | CN600123939 | RN101997831 | Factory installed vapor recovery on a multi-product dispenser. Installed a double walled storage tank. Installed a Stage II Vapor Recovery system. | A positive use determination of 100% for the factory installed vapor recovery system on the multi-product dispenser and the Stage 2 Vapor Recovery system. A positive use determination of 50% for the double walled storage tank. | 2004-04-20 | 66329 | 100
7448 | T1 | Exxon Mobil Corporation | ExxonMobil Service Station | 12330 Greenville Ave | Dallas | TX | 75243 | Dallas | CN600123939 | RN102225604 | Factory installed vapor recovery on a multi-product dispenser. | A positive use determination of 100% for the factory installed vapor recovery system on the multi-product dispenser. | 2004-04-20 | 4214 | 100
7449 | T1 | Exxon Mobil Corporation | ExxonMobil Service Station | 2170 Northwest Hwy | Dallas | TX | 75220 | Dallas | CN600123939 | RN102156874 | Factory installed vapor recovery on a multi-product dispenser. | A positive use determination of 100% for the factory installed vapor recovery system on the multi-product dispenser. | 2004-04-20 | 4214 | 100
7450 | T1 | Exxon Mobil Corporation | ExxonMobil Service Station | 4239 Lemmon Ave | Dallas | TX | 75219 | Dallas | CN600123939 | RN100713338 | Factory installed vapor recovery on a multi-product dispenser. | A positive use determination of 100% for the factory installed vapor recovery system on the multi-product dispenser. | 2004-04-20 | 16856 | 100
7451 | T1 | Exxon Mobil Corporation | ExxonMobil Service Station | 4205 LBJ | Farmers Branch | TX | 75244 | Dallas | CN600123939 | RN100523299 | Factory installed vapor recovery on a multi-product dispenser. Installed a Stage II Vapor Recovery system. | A positive use determination of 100% for the factory installed vapor recovery system on the multi-product dispenser and the Stage 2 Vapor Recovery system. | 2004-04-20 | 54609 | 100
7452 | T1 | Exxon Mobil Corporation | ExxonMobil Service Station | 3040 Mockingbird Ln | Dallas | TX | 75205 | Dallas | CN600123939 | RN100641190 | Factory installed vapor recovery on a multi-product dispenser. | A positive use determination of 100% for the factory installed vapor recovery system on the multi-product dispenser. | 2004-04-20 | 4214 | 100
7453 | T1 | Exxon Mobil Corporation | ExxonMobil Service Station | 3636 Forest Ln | Dallas | TX | 75234 | Dallas | CN600123939 | RN100525260 | Factory installed vapor recovery on a multi-product dispenser. Installed a double walled storage tank. | A positive use determination of 100% for the factory installed vapor recovery system on the multi-product dispenser. A positive use determination of 50% for the double walled storage tank. | 2004-04-20 | 63765 | 100
7454 | T1 | Exxon Mobil Corporation | ExxonMobil Service Station | 10804 Preston Rd | Dallas | TX | 75230 | Dallas | CN600123939 | RN102206273 | Factory installed vapor recovery on a multi-product dispenser. Installed a double walled storage tank. | A positive use determination of 100% for the factory installed vapor recovery system on the multi-product dispenser. A positive use determination of 50% for the double walled storage tank. | 2004-04-20 | 66182 | 100
7455 | T1 | Exxon Mobil Corporation | ExxonMobil Service Station | 10120 E Northwest Hwy | Dallas | TX | 75238 | Dallas | CN600123939 | RN102649811 | Factory installed vapor recovery on a multi-product dispenser. | A positive use determination of 100% for the factory installed vapor recovery system on the multi-product dispenser. | 2004-04-20 | 21070 | 100
7456 | T1 | Exxon Mobil Corporation | ExxonMobil Service Station | 8201 S R L Thornton | Dallas | TX | 75232 | Dallas | CN600123939 | RN100594977 | Factory installed vapor recovery on a multi-product dispenser. Installed a double walled storage tank. | A positive use determination of 100% for the factory installed vapor recovery system on the multi-product dispenser. A positive use determination of 50% for the double walled storage tank. | 2004-04-20 | 43210 | 100
7457 | T1 | Exxon Mobil Corporation | ExxonMobil Service Station | 1100 Airport Rd Fwy | Irving | TX | 75062 | Dallas | CN600123939 | RN100536390 | Factory installed vapor recovery on a multi-product dispenser. | A positive use determination of 100% for the factory installed vapor recovery system on the multi-product dispenser. | 2004-04-20 | 12642 | 100
7458 | T1 | Exxon Mobil Corporation | ExxonMobil Service Station | 8302 Abrams Rd Fwy | Dallas | TX | 75243 | Dallas | CN600123939 | RN102654928 | Factory installed vapor recovery on a multi-product dispenser. Installed a double walled storage tank. | A positive use determination of 100% for the factory installed vapor recovery system on the multi-product dispenser. A positive use determination of 50% for the double walled storage tank. | 2004-04-20 | 93436 | 100
7459 | T1 | Exxon Mobil Corporation | ExxonMobil Service Station | 105 N Denton Tap Rd | Coppell | TX | 75019 | Dallas | CN600123939 | RN102659273 | Factory installed vapor recovery on a multi-product dispenser. | A positive use determination of 100% for the factory installed vapor recovery system on the multi-product dispenser. | 2004-04-20 | 2107 | 100
7460 | T1 | Huntsman LLC | Huntsman Ethyleneamines | 307 CR 624 | Freeport | TX | 77541 | Brazoria | CN603617580 | RN101286805 | The following items: 1. Double block valves for Train II system. 2. Shimadzu TOC analyzer. 3. Seal-less pump P-92 and Surge Drum D-92. 4. Scrubbers S-31 & S-61control system. 5. Inflatable hatch seal used in loading trucks and Iso containers. 6. Scrubber T-3 control system. 7. Flowmeters for S-540 and S-545. 8. Conversion of pumps PE-20 & 30 to double mechanical seal pumps. | A positive use determination for 100% of the eight items listed above. | 2004-04-20 | 526407 | 100
7461 | T1 | Huntsman LLC | Huntsman Ethyleneamines | 307 CR 624 | Freeport | TX | 77541 | Brazoria | CN603617580 | RN101286805 | West Side Paving Project: approximately 125,000 sq ft of concrete environmental paving (8" thick) and concrete paving of an existing storm water ditch (440' long x 30' wide x 7' deep). Two large sumps with associated pumps, piping, & instrumentation. Large underground piping (42' & 48" diameter) with surface drains to convey rainwater into sumps. Asphalt paving in areas where future underground access to piping was anticipated. New drain pans at the 3 railcar loading racks. | A positive use determination for 100% of the west side paving project. | 2004-04-20 | 5100000 | 100
7462 | T1 | Atofina Chemicals Inc | Atofina Haden Road | 2231 Haden Rd | Houston | TX | 77015 | Harris | CN600582399 | RN100209444 | Replaced corroded nozzles in the existing thermal oxidizer. | A positive use determination for 100% of the thermal oxidizer nozzles. | 2004-04-20 | 49200 | 100
7463 | T1 | Atofina Chemicals Inc | Atofina Haden Road | 2231 Haden Rd | Houston | TX | 77015 | Harris | CN600582399 | RN100209444 | Replaced two sand filters used to filter plant effluent prior to discharge in Greens Bayou. | A positive use determination for 100% of two sand filters. | 2004-04-20 | 74500 | 100
7464 | T1 | Atofina Chemicals Inc | Atofina Chemicals Inc | 2231 Haden Rd | Houston | TX | 77015 | Harris | CN600582399 | RN100209444 | Installed a gas chromatograph to monitor emissions from the plant flare. | A positive use determination for 100% of a gas chromatograph for the plant flare. | 2004-04-20 | 73500 | 100
7465 | T1 | Atofina Chemicals Inc | Atofina Haden Road | 2231 Haden Rd | Houston | TX | 77015 | Harris | CN600582399 | RN100209444 | Environmental Paving around piping, truck loading pad, & flare. Paving consisted of installation of raised concrete curbing & dikes. The curbing & dikes are lined with epoxy. | A positive use determination for 100% of environmental paving around piping, truck loading pad, and flare.. | 2004-04-20 | 59600 | 100
7466 | T1 | Sterling Collision Centers Inc | #69 Sterling Collision Center Inc | 5003 Wildflower Dr | San Antonio | TX | 78228 | Bexar | CN601313604 | RN106316847 | Items consist of self enclosed paint booth with control device, barrier curtains, compressor, breathing system, evaporative fans, minimal spray guns and solvent/thinner recycling system. | A positive use determination for 100% of the paint booth with control device, and the solvent/thinner recycling system. A negative use determination is made for the barrier curtains, compressor, the minimal spray guns, breathing system, and evaporative fans. | 2004-04-29 | 230562 | 100
7467 | T1 | Sterling Collision Centers Inc | #74 Sterling Collision Center Inc | 3711 Thousand Oaks Blvd | San Antonio | TX | 78247 | Bexar | CN601313604 | RN106316730 | Items consist of self enclosed paint booth with control device, barrier curtains, side curtains, compressor, and solvent/thinner recycling system. | A positive use determination for 100% of the paint booth with control device and the solvent/thinner recycling system. A negative use determination is made for the barrier curtains, side curtains, and compressor. | 2004-04-29 | 198667 | 100
7468 | T1 | Sterling Collision Centers Inc | #52 Sterling Collision Center Inc | 6813 K Ave | Plano | TX | 75074 | Collin | CN601313604 | RN106316805 | Items consist of self enclosed paint booth with control device, bay curtains, compressor, breathing system, evaporative fans, minimal spray guns and solvent/thinner recycling system. | A positive use determination for 100% of the paint booth with control device, and the solvent/thinner recycling system. A negative use determination is made for the bay curtains, compressor, the minimal spray guns, breathing system, and evaporative fan. | 2004-04-29 | 200127 | 100
7469 | T1 | Sterling Collision Centers Inc | #54 Sterling Collision Center Inc | 12111 Garland | Dallas | TX | 75218 | Dallas | CN601313604 | RN103140703 | Items consist of self enclosed paint booth with control device, bay curtains, compressor, breathing system, evaporative fans, and solvent/thinner recycling system. | A positive use determination for 100% of the paint booth with control device and the solvent/thinner recycling system. A negative use determination is made for the bay curtains, compressor, breathing system, and evaporative fan. | 2004-04-29 | 184422 | 100
7470 | T1 | Sterling Collision Centers Inc | #46 Sterling Collision Center Inc | 2002 Britain | Irving | TX | 75061 | Dallas | CN601313604 | RN104712575 | Items consist of self enclosed paint booth with control device, compressor, breathing system, and minimal spray guns. | A positive use determination for 100% of the paint booth with control device. A negative use determination is made for the compressor, breathing system, and minimal spray guns. | 2004-04-29 | 150930 | 100
7471 | T1 | Sterling Collision Centers Inc | #47 Sterling Collision Center Inc | 3021 Eagle | Grand Prairie | TX | 75052 | Dallas | CN601313604 | RN102853470 | Items consist of self enclosed paint booth with control device, compressor, and minimal spray guns. | A positive use determination for 100% of the paint booth with control device. A negative use determination is made for the compressor and minimal spray guns. | 2004-04-29 | 137872 | 100
7472 | T1 | Sterling Collision Centers Inc | #60 Sterling Collision Center Inc | 750 W Jones St | Lewisville | TX | 75057 | Denton | CN601313604 | RN106316516 | Items consist of self enclosed paint booth with control device, barrier curtains, compressor, evaporative fans, minimal spray guns and solvent/thinner recycling system. | A positive use determination for 100% of the paint booth with control device and solvent/thinner recycling system. A negative use determination is made for the compressor, barrier curtains, evaporative fans, and minimal spray guns. | 2004-04-29 | 209178 | 100
7473 | T1 | Sterling Collision Centers Inc | #75 Sterling Collision Center Inc | 3900 Williamsburg Ln | Missouri City | TX | 77459 | Fort Bend | CN601313604 | RN106316813 | Items consist of self enclosed paint booth, compressor, and solvent/thinner recycling system. | A positive use determination for 100% of the paint booth with control device and solvent/thinner recycling system. A negative use determination is made for the compressor. | 2004-04-29 | 213251 | 100
7474 | T1 | Sterling Collision Centers Inc | #71 Sterling Collision Center Inc | 1300 W Ben White Blvd | Austin | TX | 78704 | Travis | CN601313604 | RN106313034 | Items consist of self enclosed paint booth with control device, barrier curtains, compressor, evaporative fans, and solvent/thinner recycling system. | A positive use determination for 100% of the paint booth with control device and solvent/thinner recycling system. A negative use determination is made for the compressor, barrier curtains, and evaporative fans. | 2004-04-29 | 218175 | 100
7475 | T1 | Sterling Collision Centers Inc | #53 Sterling Collision Center Inc | 7320 Kingswood Dr | Fort Worth | TX | 76133 | Tarrant | CN601313604 | RN106231574 | Items consist of self enclosed paint booth, barrier curtains, compressor, breathing system, evaporative fans, and solvent/thinner recycling system. | A positive use determination for 100% of the paint booth with control device and solvent/thinner recycling system. A negative use determination is made for the compressor, breathing system, barrier curtains, and evaporative fans. | 2004-04-29 | 195128 | 100
7476 | T1 | Sterling Collision Centers Inc | #78 Sterling Collision Center Inc | 8225 Northeast Prky | North Richmond Hills | TX | 76180 | Tarrant | CN601313604 | RN106316862 | Items consist of self enclosed paint booth, compressor, and solvent/thinner recycling system. | A positive use determination for 100% of the paint booth with control device and solvent/thinner recycling system. A negative use determination is made for the compressor. | 2004-04-29 | 194040 | 100
7477 | T1 | Exxon Mobil Corporation | ExxonMobil Service Station | 1300 W Davis St | Conroe | TX | 77034 | Montgomery | CN600123939 | RN102652328 | Factory installed vapor recovery on multi-product dispenser. | A positive use determination of 100% for the factory installed vapor recovery on the multi-product dispenser. | 2004-04-21 | 4214 | 100
7478 | T1 | Exxon Mobil Corporation | ExxonMobil Service Station | 1470 Woodlands Dr |  | TX | 77305 | Montgomery | CN600123939 | RN102221512 | Factory installed vapor recovery on multi-product dispenser. Installed a double walled storage tank. | A positive use determination of 100% for the factory installed vapor recovery on the multi-product dispenser. A positive use determination of 50% for the double walled storage tank. | 2004-04-21 | 38045 | 100
7479 | T1 | Exxon Mobil Corporation | ExxonMobil Service Station | 201 Northpark Dr | Houston | TX | 77339 | Montgomery | CN600123939 | RN102424314 | Factory installed vapor recovery on multi-product dispenser. Installed a double walled storage tank. | A positive use determination of 100% for the factory installed vapor recovery on the multi-product dispenser. A positive use determination of 50% for the double walled storage tank. | 2004-04-21 | 84987 | 100
7480 | T1 | Exxon Mobil Corporation | ExxonMobil Service Station | 4600 Panther Creek | Houston | TX | 77380 | Montgomery | CN600123939 | RN102660479 | Factory installed vapor recovery on multi-product dispenser. Installed a double walled storage tank. | A positive use determination of 100% for the factory installed vapor recovery on the multi-product dispenser. A positive use determination of 50% for the double walled storage tank. | 2004-04-21 | 70315 | 100
7481 | T1 | Exxon Mobil Corporation | ExxonMobil Service Station | 8150 Research Forest |  | TX | 77380 | Montgomery | CN604010280 | RN102654597 | Factory installed vapor recovery on multi-product dispenser. Installed a double walled storage tank. | A positive use determination of 100% for the factory installed vapor recovery on the multi-product dispenser. A positive use determination of 50% for the double walled storage tank. | 2004-04-21 | 69381 | 100
7482 | T1 | Exxon Mobil Corporation | ExxonMobil Service Station | 6606 Woodlands Pkwy |  | TX | 77382 | Montgomery | CN604010280 | RN102474913 | Factory installed vapor recovery on multi-product dispenser. Installed a double walled storage tank. | A positive use determination of 100% for the factory installed vapor recovery on the multi-product dispenser. A positive use determination of 50% for the double walled storage tank. | 2004-04-21 | 81714 | 100
7483 | T1 | Exxon Mobil Corporation | ExxonMobil Service Station | 6501 College Park Dr |  | TX | 77305 | Montgomery | CN600123939 | No Regulated Entity at this Location. | Factory installed vapor recovery on multi-product dispenser. Installed a double walled storage tank. | A positive use determination of 100% for the factory installed vapor recovery on the multi-product dispenser. A positive use determination of 50% for the double walled storage tank. | 2004-04-21 | 100496 | 100
7484 | T1 | Exxon Mobil Corporation | ExxonMobil Service Station | 24645 FM 1314 Rd |  | TX | 77305 | Montgomery | CN600123939 | RN100529080 | Factory installed vapor recovery on multi-product dispenser. | A positive use determination of 100% for the factory installed vapor recovery on the multi-product dispenser. | 2004-04-21 | 21070 | 100
7485 | T1 | Exxon Mobil Corporation | ExxonMobil Service Station | 3070 Josey Ln | Carrollton | TX | 75007 | Denton | CN600123939 | RN100532274 | Factory installed vapor recovery on multi-product dispenser. | A positive use determination of 100% for the factory installed vapor recovery on the multi-product dispenser. | 2004-04-21 | 8428 | 100
7486 | T1 | Exxon Mobil Corporation | ExxonMobil Service Station | 460 FM 3040 | Lewisville | TX | 75067 | Denton | Unknown | No Regulated Entity at this Address | Factory installed vapor recovery on multi-product dispenser. Installed a double walled storage tank. | A positive use determination of 100% for the factory installed vapor recovery on the multi-product dispenser. A positive use determination of 50% for the double walled storage tank. | 2004-04-21 | 77321 | 100
7487 | T1 | Exxon Mobil Corporation | ExxonMobil Service Station | 1501 FM 407 | Lewisville | TX | 75007 | Denton | CN600123939 | RN102651429 | Factory installed vapor recovery on multi-product dispenser. | A positive use determination of 100% for the factory installed vapor recovery on the multi-product dispenser. | 2004-04-21 | 12642 | 100
7488 | T1 | Exxon Mobil Corporation | ExxonMobil Service Station | 2101 Long Prairie Rd | Flower Mound | TX | 75028 | Denton | CN600123939 | RN102659307 | Factory installed vapor recovery on multi-product dispenser. Installed a double walled storage tank. Installed an observation well. | A positive use determination of 100% for the observation well. A positive use determination of 50% for the double walled storage tank. | 2004-04-21 | 68540 | 100
7489 | T1 | Exxon Mobil Corporation | ExxonMobil Service Station | 8100 I-35 Corinth | Corinth | TX | 76205 | Denton | CN600240329 | RN102652823 | Factory installed vapor recovery on multi-product dispenser. Installed a double walled storage tank. I | A positive use determination of 100% for the factory installed vapor recovery on the multi-product dispenser. A positive use determination of 50% for the double walled storage tank. | 2004-04-21 | 73207 | 100
7490 | T1 | Exxon Mobil Corporation | ExxonMobil Service Station | 300 Corporate Dr | Lewisville | TX | 75067 | Denton | CN600123939 | RN102647484 | Factory installed vapor recovery on multi-product dispenser. Installed a double walled storage tank. | A positive use determination of 100% for the factory installed vapor recovery on the multi-product dispenser. A positive use determination of 50% for the double walled storage tank. | 2004-04-21 | 69577 | 100
7491 | T1 | Exxon Mobil Corporation | ExxonMobil Service Station | 4101 State Hwy 121 | Carrollton | TX | 75010 | Denton | CN600123939 | RN102073269 | Factory installed vapor recovery on multi-product dispenser. | A positive use determination of 100% for the factory installed vapor recovery on the multi-product dispenser. | 2004-04-21 | 21070 | 100
7492 | T1 | Exxon Mobil Corporation | ExxonMobil Service Station | 101 Stemmons Frwy | Lewisville | TX | 75067 | Denton | CN600123939 | RN101648152 | Factory installed vapor recovery on multi-product dispenser. Installed an observation well. | A positive use determination of 100% for the factory installed vapor recovery on the multi-product dispenser and the observation well. | 2004-04-21 | 14858 | 100
7493 | T1 | Exxon Mobil Corporation | ExxonMobil Service Station | 13920 Fondren | Missouri City | TX | 77489 | Fort Bend | CN600123939 | RN102654498 | Factory installed vapor recovery on multi-product dispenser. Installed a double walled storage tank. | A positive use determination of 100% for the factory installed vapor recovery on the multi-product dispenser. A positive use determination of 50% for the double walled storage tank. | 2004-04-21 | 67417 | 100
7494 | T1 | Exxon Mobil Corporation | ExxonMobil Service Station | 13233 SW Fwy | Sugar Land | TX | 77478 | Fort Bend | CN600123939 | RN102660040 | Factory installed vapor recovery on multi-product dispenser. Installed a double walled storage tank. | A positive use determination of 100% for the factory installed vapor recovery on the multi-product dispenser. A positive use determination of 50% for the double walled storage tank. | 2004-04-21 | 72364 | 100
7495 | T1 | Exxon Mobil Corporation | ExxonMobil Service Station | 16760 SW Fwy | Sugar Land | TX | 77479 | Fort Bend | CN600123939 | RN102659463 | Factory installed vapor recovery on multi-product dispenser. | A positive use determination of 100% for the factory installed vapor recovery on the multi-product dispenser. A positive use determination of 50% for the double walled storage tank. | 2004-04-21 | 12642 | 100
7496 | T1 | Exxon Mobil Corporation | ExxonMobil Service Station | 6060 Hwy 6 & Murphy Rd | Missouri City | TX | 77549 | Fort Bend | CN604010280 | RN102532702 | Factory installed vapor recovery on multi-product dispenser. Installed a double walled storage tank. | A positive use determination of 100% for the factory installed vapor recovery on the multi-product dispenser. | 2004-04-21 | 69273 | 100
7497 | T1 | Exxon Mobil Corporation | ExxonMobil Service Station | 4674 Hwy 6 S | Sugar Land | TX | 77478 | Fort Bend | CN600123939 | RN101691129 | Installed a double walled storage tank. | A positive use determination of 50% for the double walled storage tank. | 2004-04-21 | 30019 | 100
7498 | T1 | Exxon Mobil Corporation | ExxonMobil Service Station | 2102 Main St | League City | TX | 77573 | Galveston | CN600123939 | RN102655842 | Factory installed vapor recovery on multi-product dispenser. Installed a double walled storage tank. | A positive use determination of 100% for the factory installed vapor recovery on the multi-product dispenser. A positive use determination of 50% for the double walled storage tank. | 2004-04-21 | 23859 | 100
7499 | T1 | Exxon Mobil Corporation | ExxonMobil Service Station | 4000 Legacy Dr | Plano | TX | 75024 | Collin | CN600123939 | RN101630846 | Factory installed vapor recovery on multi-product dispenser. Installed a tank monitoring system. Installed stage II vapor recovery equipment. | A positive use determination of 100% for the factory installed vapor recovery on the multi-product dispenser, the tank monitoring system and the Stage 2 Vapor Recovery system. | 2004-04-21 | 63848 | 100
7500 | T1 | Exxon Mobil Corporation | ExxonMobil Service Station | 18081 Park W Blvd | Plano | TX | 75093 | Collin | Unknown | No Regulated Entity at this Address | Factory installed vapor recovery on multi-product dispenser. Installed a double walled storage tank. Installed an observation well. | A positive use determination of 100% for the factory installed vapor recovery on the multi-product dispenser and the observation well. A positive use determination of 50% for the double walled storage tank. | 2004-04-21 | 68254 | 100
7501 | T1 | Exxon Mobil Corporation | ExxonMobil Service Station | 18081 Preston Rd | Dallas | TX | 75074 | Collin | CN600123939 | RN102651064 | Factory installed vapor recovery on multi-product dispenser. Installed Stage II Vapor Recovery equipment. | A positive use determination of 100% for the factory installed vapor recovery on the multi-product dispenser and the Stage II Vapor Recovery system.. A positive use determination of 50% for the double walled storage tank. | 2004-04-21 | 56955 | 100
7502 | T1 | Exxon Mobil Corporation | ExxonMobil Service Station | 1304 Main St | Allen City | TX | 75002 | Collin | CN600123939 | RN102651577 | Factory installed vapor recovery on multi-product dispenser. Installed a double walled storage tank. | A positive use determination of 100% for the factory installed vapor recovery on the multi-product dispenser. A positive use determination of 50% for the double walled storage tank. | 2004-04-21 | 93964 | 100
7503 | T1 | Exxon Mobil Corporation | ExxonMobil Service Station | 202 Central Expwy | Mckinney | TX | 75070 | Collin | CN600123939 | RN102647849 | Factory installed vapor recovery on multi-product dispenser. | A positive use determination of 100% for the factory installed vapor recovery on the multi-product dispenser. | 2004-04-21 | 12642 | 100
7504 | T1 | Exxon Mobil Corporation | ExxonMobil Service Station | 201 Central Expwy | Allen | TX | 75002 | Collin | CN600123939 | RN101860666 | Factory installed vapor recovery on multi-product dispenser. | A positive use determination of 100% for the factory installed vapor recovery on the multi-product dispenser. | 2004-04-21 | 12642 | 100
7505 | T1 | Nalco Energy Services LP | Nalco Energy Services | 7701 Hwy 90-A | Sugar Land | TX | 77487 | Fort Bend | CN602898751 | RN102895745 | Replaced computer monitoring and control system for waste water treatment plant system. | A positive use determination for 100% of the computer monitoring and control system for waste water treatment plant. | 2004-04-22 | 33874 | 100
7506 | T1 | Nalco Energy Services LP | Nalco Energy Services | 7701 Hwy 90-A | Sugar Land | TX | 77487 | Fort Bend | CN602898751 | RN102895745 | Installed access platform on thermal oxidizer for servicing of O2 and CO monitors. | A positive use determination for 100% of an access platform on thermal oxidizer. | 2004-04-22 | 24735 | 100
7507 | T1 | Nalco Energy Services LP | Nalco Energy Services | 7701 Hwy 90-A | Sugar Land | TX | 77487 | Fort Bend | CN602898751 | RN102895745 | Retrofitted boilers with low NOx burners. | A positive use determination for 100% of low NOx burners on boilers. | 2004-04-22 | 10619 | 100
7508 | T1 | Pkm Leasing Ltd | Lone Star Corrosion Services Ltd | 9220 Taub Rd | Houston | TX | 77064 | Harris | CN602383705 | RN108151937 | Installed a self enclosed 15,000 sq ft secondary containment structure designed to limit or eliminate solid particulate from Grit Blasting and Coating Process. | A positive use determination of 50% for the containment structure for the blasting process. | 2004-04-20 | 320000 | 100
7509 | T1 | Cardinal CG Companies Inc | Cardinal CG Companies Inc | 201 Cardinal Road | Waxahachie | TX | 75165 | Ellis | Insufficient Information | Insufficient Information | Heat reclamation duct work and fans utilized to re-direct heat and VOC's back into furnace for re-combustion. | A positive use determination of 100% for the heat reclamation duct work. | 2004-04-20 | 99920 | 100
7510 | T1 | Cardinal CG Companies Inc | Cardinal CG Companies Inc | 201 Cardinal Road | Waxahachie | TX | 75165 | Ellis | Insufficient Information | Insufficient Information | Installed a cyclone based dust collection system including containment vessels, electrical, air compressor, vacuum pumps, piping, blower foundation & pit. | A positive use determination of 100% for the dust collection system. | 2004-04-20 | 229022 | 100
7511 | T1 | Cardinal CG Companies Inc | Cardinal CG Companies Inc | 201 Cardinal Road | Waxahachie | TX | 75165 | Ellis | Insufficient Information | Insufficient Information | Installed a hood and piping for use in collecting VOCs. | A positive use determination of 100% for the vent hood and piping. | 2004-04-20 | 114808 | 100
7512 | T1 | Cardinal CG Companies Inc | Cardinal CG Companies Inc | 201 Cardinal Road | Waxahachie | TX | 75165 | Ellis | Insufficient Information | Insufficient Information | Installed a compactor which will be used in conjunction with the recycle program. | A positive use determination of 100% for the compactor. | 2004-04-20 | 22602 | 100
7513 | T1 | Cardinal CG Companies Inc | Cardinal CG Companies Inc | 201 Cardinal Road | Waxahachie | TX | 75165 | Ellis | Insufficient Information | Insufficient Information | Installed an automatic recycle system including trenches, conveyors, crusher, scale and collection pits. | A positive use determination of 100% for the automated recycle system. | 2004-04-20 | 671283 | 100
7514 | T1 | Cardinal CG Companies Inc | Cardinal CG Companies Inc | 201 Cardinal Road | Waxahachie | TX | 75165 | Ellis | Insufficient Information | Insufficient Information | Constructed self enclosed secondary containment structures. | A negative determination. This is a process material storage structure, and as such does not qualify for a positive use determination. | 2004-04-20 | 63200 | 100
7515 | T1 | Cardinal CG Companies Inc | Cardinal CG Companies Inc | 201 Cardinal Road | Waxahachie | TX | 75165 | Ellis | Insufficient Information | Insufficient Information | Installed a glass washer and piping used to remove particulate matter and chemicals from process wastewater, | A positive use determination of 100% for the filtration system. A negative determination for the Glass Washer. The Glass Washer is process equipment. | 2004-04-20 | 367240 | 100
7516 | T1 | Cardinal CG Companies Inc | Cardinal CG Companies Inc | 201 Cardinal Road | Waxahachie | TX | 75165 | Ellis | Insufficient Information | Insufficient Information | Storm water diversion, containment and storage items used to control storm water. Items include: concrete, drains, piping, retention pond, channel and lift station. | A positive use determination of 100% for the storm water containment system. | 2004-04-20 | 803876 | 100
7517 | T1 | Cardinal CG Companies Inc | Cardinal CG Companies Inc | 201 Cardinal Road | Waxahachie | TX | 75165 | Ellis | Insufficient Information | Insufficient Information | Installed a closed loop water conservation system used to filter, treat & re-use process water. Items include: piping, pumps, filters, water treatment towers, and holding tanks. | A positive use determination of 100% for the Closed Loop Water Conservation System excluding the chillers. | 2004-04-20 | 420135 | 100
7518 | T1 | Cardinal CG Companies Inc | Cardinal CG Companies Inc | 201 Cardinal Road | Waxahachie | TX | 75165 | Ellis | Insufficient Information | Insufficient Information | Waste water treatment system. | A positive use determination of 100% for the Waste Water Treatment System. | 2004-04-20 | 248893 | 100
7519 | T1 | Dyna Drill Technologies Inc | Dyna Drill Technologies Inc | 4660 World Houston Pkwy | Houston | TX | 77032 | Harris | CN600366553 | RN103196507 | Self-enclosed Blast Cabinet used to contain solid particulate from blasting process. | A positive use determination of 50% for the blast cabinet. | 2004-04-20 | 7971 | 100
7520 | T1 | Dyna Drill Technologies Inc | Dyna Drill Technologies Inc | 4660 World Houston Pkwy | Houston | TX | 77032 | Harris | CN600366553 | RN103196507 | Dust Collection System including piping, blowers and containment vessel used to control solid particulate emissions. | A positive use determination of 100% for the Dust Collection System. | 2004-04-20 | 49652 | 100
7521 | T1 | Dyna Drill Technologies Inc | Dyna Drill Technologies Inc | 4660 World Houston Pkwy | Houston | TX | 77032 | Harris | CN600366553 | RN103196507 | Item consist of low NOx burner replacement for Boiler. | A positive use determination of 100% for the Low NOx Burner installed as a replacement burner in the boiler. | 2004-04-20 | 6170 | 100
7522 | T1 | Dyna Drill Technologies Inc | Dyna Drill Technologies Inc | 4660 World Houston Pkwy | Houston | TX | 77032 | Harris | CN600366553 | RN103196507 | Secondary containment structures and applications including cc containment pit, trench, liner and floor sealant. | A positive use determination of 100% for the secondary containment structures and applications including cc containment pit, trench, liner and floor sealant. | 2004-04-20 | 75457 | 100
7523 | T1 | Dyna Drill Technologies Inc | Dyna Drill Technologies Inc | 4660 World Houston Pkwy | Houston | TX | 77032 | Harris | CN600366553 | RN103196507 | Jacketing of boiler and piping to reduce VOC emissions and spill prevention. | A negative determination. Jacketing of boilers and piping is not considered to be pollution control. | 2004-04-20 | 9024 | 100
7524 | T1 | Dyna Drill Technologies Inc | Dyna Drill Technologies Inc | 4660 World Houston Pkwy | Houston | TX | 77032 | Harris | CN600366553 | RN103196507 | Holding tank for waste water treatment. | A positive use determination of 100% for the waste water treatment tank. | 2004-04-20 | 53140 | 100
7525 | T1 | Intesys Technologies Inc | Intesys Technologies Inc | 5300 Alliance Gateway 500 | Fort Worth | TX | 76177 | Tarrant | CN600492656 | RN100809243 | Cyclone based dust collection system including containment vessels, electrical, vacuum pumps, and piping. | A positive use determination of 100% for the dust collection system. | 2004-04-20 | 31539 | 100
7526 | T1 | Intesys Technologies Inc | Intesys Technologies Inc | 5300 Alliance Gateway 500 | Fort Worth | TX | 76177 | Tarrant | CN600492656 | RN100809243 | Oxidizer and pad used to remove VOCs from painting process. | A positive use determination of 100% for the thermal oxidizer and pad. | 2004-04-20 | 535804 | 100
7527 | T1 | Intesys Technologies Inc | Intesys Technologies Inc | 5300 Alliance Gateway 500 | Fort Worth | TX | 76177 | Tarrant | CN600492656 | RN100809243 | Items consist of 2 self-enclosed paint booths with filtration devices. | A positive use determination of 100% for the two paint booths. | 2004-04-20 | 8497 | 100
7528 | T1 | Intesys Technologies Inc | Intesys Technologies Inc | 5300 Alliance Gateway 500 | Fort Worth | TX | 76177 | Tarrant | CN600492656 | RN100809243 | Self-enclosed UV E-Coat paint system. | A positive use determination of 70% for the UV E-Coat Paint System. | 2004-04-20 | 1530415 | 100
7529 | T1 | Intesys Technologies Inc | Intesys Technologies Inc | 5300 Alliance Gateway 500 | Fort Worth | TX | 76177 | Tarrant | CN600492656 | RN100809243 | Hazardous waste storage containment vessel. | A positive use determination of 100% for the Hazardous Waste Storage Facility. | 2004-04-20 | 35935 | 100
7530 | T1 | Intesys Technologies Inc | Intesys Technologies Inc | 5300 Alliance Gateway 500 | Fort Worth | TX | 76177 | Tarrant | CN600492656 | RN100809243 | Closed loop water conservation system. | A positive use determination of 100% for the closed loop water conservation system excluding the chillers. | 2004-04-20 | 353019 | 100
7531 | T1 | Excalibar Minerals Inc | Excalibar Minerals Inc | 2400 Appett Dr | Houston | TX | 77015 | Harris | CN600588412 | RN102920741 | Environmental paving of drive, entry, truck load out and plant roads. | A positive use determination of 100% for the environmental paving of drive, entry, truck load out and plant roads. | 2004-04-20 | 864202 | 100
7532 | T1 | Excalibar Minerals Inc | Excalibar Minerals Inc | 2400 Appett Dr | Houston | TX | 77015 | Harris | CN600588412 | RN102920741 | Storm water containment and diversion. Items consist of excavation, concrete and earthen berms and dikes. | A positive use determination of 100% for the storm water containment and diversion | 2004-04-20 | 54000 | 100
7533 | T1 | Excalibar Minerals Inc | Excalibar Minerals Inc | 2400 Appett Dr | Houston | TX | 77015 | Harris | CN600588412 | RN102920741 | Self enclosed secondary containment structures and covered conveyors. | A positive use determination of 100% for the covers for the conveyors and the structure which houses the bagging operation. | 2004-04-26 | 1633384 | 100
7534 | T1 | Excalibar Minerals Inc | Excalibar Minerals Inc | 2400 Appett Dr | Houston | TX | 77015 | Harris | CN600588412 | RN102920741 | Dust collection system including dust collection devices, pumps and ductwork. | A positive use determination of 100% for the dust collection system. | 2004-04-20 | 822767 | 100
7535 | T1 | Excalibar Minerals Inc | Excalibar Minerals Inc | 2400 Appett Dr | Houston | TX | 77015 | Harris | CN600588412 | RN102920741 | Items consist of low NOx burners installed on Mill 1 and Mill 2. | A positive use determination of 100% for the Low NOx burners installed in Mill 1 and Mill 2. | 2004-04-20 | 62640 | 100
7536 | T1 | Premcor Refining Group Inc | Port Arthur Refinery | 1801 S Gulfway Dr | Port Arthur | TX | 77641 | Jefferson | CN600127468 | RN102584026 | Waste Water Treatment System: Exemption is claimed for the installation of improved controls reliability by replacing copper wiring with fiber optics. Also replaced obsolete flame detection system. | A positive use determination of 100% for the project to replace the copper wiring for the waste water treatment unit with fiber optics and for the project to replace the obsolete flame detection systems on the RTO. | 2004-04-20 | 66200 | 100
7537 | T1 | Premcor Refining Group Inc | Port Arthur Refinery | 1801 S Gulfway Dr | Port Arthur | TX | 77641 | Jefferson | CN600127468 | RN102584026 | All waste water effluent from the refinery receives final treatment in a 640 acre oxidation ponds. Exemption is claimed fro the installation of a series of flow diversion baffles in the 640 acre pond | A positive use determination of 100% for the project to install a series of flow diversion baffles in the waste water oxidation pond. | 2004-04-20 | 1321000 | 100
7538 | T1 | Premcor Refining Group Inc | Port Arthur Refinery | 1801 S Gulfway Dr | Port Arthur | TX | 77641 | Jefferson | CN600127468 | RN102584026 | Installed a continuous H2S emissions monitoring system on SRU 544 tail gas incinerator. | A positive use determination of 100% for the project to install a continuous H2S emissions monitoring system on SRU 544 tail gas incinerator. | 2004-04-20 | 105160 | 100
7539 | T1 | Premcor Refining Group Inc | Port Arthur Refinery | 1801 S Gulfway Dr | Port Arthur | TX | 77641 | Jefferson | CN600127468 | RN102584026 | Exemption is claimed for the installation of casketed hatches and covers, and closed vent systems designed to collect hydrocarbon vapors and convey them to the new activated carbon canisters. | A positive use determination of 100% for the casketed hatches and covers, and closed vent systems designed to collect hydrocarbon vapors and convey them to the new activated carbon canisters. | 2004-04-20 | 76494 | 100
7540 | T1 | Premcor Refining Group Inc | Port Arthur Refinery | 1801 S Gulfway Dr | Port Arthur | TX | 77641 | Jefferson | CN600127468 | RN102584026 | Installed continuous, totalizing fuel gas flow metering systems monitoring systems at the three fired process heaters. | A positive use determination of 100% for the continuous, totalizing fuel gas flow metering systems which were installed. | 2004-04-20 | 23960 | 100
7541 | T1 | Premcor Refining Group Inc | Port Arthur Refinery | 1801 S Gulfway Dr | Port Arthur | TX | 77641 | Jefferson | CN600127468 | RN102584026 | Installed low NOx burners at H-1, -2, -3, -32 and -33. | A positive use determination of 100% for the low NOx burners installed at H-1, -2, -3, -32 and -33 at Catalytic Reforming Unit 1344.. | 2004-04-20 | 1947420 | 100
7542 | T1 | Premcor Refining Group Inc | Port Arthur Refinery | 1801 S Gulfway Dr | Port Arthur | TX | 77641 | Jefferson | CN600127468 | RN102584026 | Exemption is claimed for the installation of NOX, CO, and O2 continuous emission monitoring systems on H-2, -3, -32 & -33 process heaters. | A positive use determination of 100% for the installation of NOX, CO, and O2 continuous emission monitoring systems on H-2, -3, -32 & -33 process heaters. | 2004-04-20 | 100 | 100
7543 | T1 | Vesuvius USA | Vesuvius | 5771 Padre Island Hwy | Brownsville | TX | 78521 | Cameron | CN601222045 | RN103795019 | Installed a dust collector. | A positive use determination of 100% for the dust collector. | 2004-04-21 | 32940 | 100
7544 | T1 | Distant Lands/Country Coffee Co | Distant Lands/Country Coffee Company Inc | 11754 Hwy 64 N | Tyler | TX | 75704 | Smith | CN601569171 | RN103039020 | Property includes two after burners, thermal oxidizer, filtration system and duct work. | A positive use determination of 100% for the two afterburners and the thermal oxidizer. | 2004-04-21 | 121066 | 100
7545 | T1 | Distant Lands/Country Coffee Co | Distant Lands/Country Coffee Company Inc | 11754 Hwy 64 N | Tyler | TX | 75704 | Smith | CN601569171 | RN103039020 | Property consists of storm water containment items including concrete, drains, channels, curbing, piping, and collection device. | A positive use determination of 100% for the Storm Water Containment System. | 2004-04-21 | 58500 | 100
7546 | T1 | Distant Lands/Country Coffee Co | Distant Lands/Country Coffee Company Inc | 11754 Hwy 64 N | Tyler | TX | 75704 | Smith | CN601569171 | RN103039020 | Property consists of waste water treatment system. | A positive use determination of 100% for the Waste Water Treatment System. | 2004-04-21 | 10000 | 100
7547 | T1 | Distant Lands/Country Coffee Co | Distant Lands/Country Coffee Company Inc | 11754 Hwy 64 N | Tyler | TX | 75704 | Smith | CN601569171 | RN103039020 | Property consists of solid particulate containment systems and ductwork. | A positive use determination of 100% for the Dust & Stone Collection Systems. | 2004-04-26 | 12188 | 100
7548 | T1 | Nan Ya Plastics Corp USA | Nan Ya Plastics Corp USA | 700 Hwy 59 Loop Rr | Wharton | TX | 77488 | Wharton | Insufficient Information | Insufficient Information | Constructed a new waste water treatment plant. | A positive use determination of 100% for the Waste Water Treatment Plant. | 2004-04-21 | 710264 | 100
7549 | T2 | Eval Company Of America | Evalca | 11500 Bay Area Blvd | Pasadena | TX | 77507 | Harris | CN600126015 | RN100212216 | Property consists of blowers, filters, demister pads, cyclone separators, dual cyclone separators, flares, relief valves, dust collection system, heat exchangers, reactor double seal, mist separators, MeOH Ldg Vent System, AA truck loading vent system, VA truck loading system, methanol vapor exhaust system, env. spill containment area, sumps, pumps, 5300 & 8300 storage containment, decanter, and 1300 line Boric Acid improvement. | A positive use determination of 100% for the blowers, filters, demister pads, cyclone separators, dual cyclone separators, flares, relief valves, dust collection system, heat exchangers, reactor double seal, mist separators, MeOH Ldg Vent System, AA truck loading vent system, VA truck loading system, methanol vapor exhaust system, env. spill containment area, sumps, pumps, 5300 & 8300 storage containment, decanter, and 1300 line Boric Acid improvement. | 2004-04-26 | 4738383 | 100
7550 | T1 | Arrow Fabricated Tubing Ltd | Arrow Fabricated Tubing Ltd | 1110 E Walnut St | Garland | TX | 75040 | Dallas | CN600273890 | RN100563147 | Installed a fume and particulate collection system consisting of fume arrestors and dust collection system including collection devices, filtration and ductwork. | A positive use determination of 100% for the fume arrestors and the dust collection system. | 2004-04-21 | 46157 | 100
7551 | T1 | Arrow Fabricated Tubing Ltd | Arrow Fabricated Tubing Ltd | 1110 E Walnut St | Garland | TX | 75040 | Dallas | CN600273890 | RN100563147 | Storm Water diversion and containment system consisting of concrete, channels, drains, earthwork, and holding device. | A positive use determination of 100% for the storm water collection/containment system. | 2004-04-21 | 263829 | 100
7552 | T1 | Huish Detergents Inc | Huish Detergents | 12400 Bay Area Blvd | Pasadena | TX | 77507 | Harris | CN603789371 | RN102318441 | AES -1: Tank foundations, sumps, and pumps - located around process and storage tanks. AES-2: installation of tank vent system. LABS-1: Containment Foundation & Loading Area Canopy - installed for control of storm water. CCC-1: Concrete Coating System - used to prevent chemical from leaching. through concrete. | A positive use determination of 100% for the tank foundations, sumps, and pumps; the installation of the tank vent system; the Containment Foundation & Loading Area Canopy; and the Concrete Coating System. | 2004-04-21 | 1246609 | 100
7553 | T1 | Stolthaven (Houston) Inc | Stolthaven | 15630 Jacintoport Blvd | Houston | TX | 77015 | Harris | CN600124820 | RN100210475 | Installed internal floating roofs in tanks P15-36, -37, -38 & P50-6. Installed a carbon absorption system. Installed a tank vent system. Paving, concrete work and site preparation for storm water collection and containment. Installed dikes for containment and collection of potential releases. Constructed storm water drainage system for tanks P15-36 thru P15-19 & P50-6 & chemical sewer system for control of storm water. Installed storm water drainage system. | A positive use determination of 100% for the internal floating roofs; the carbon absorption system; the tank vent system; the paving, concrete work and site preparation for storm water collection and containment; the dikes for containment and collection of potential releases; the storm water drainage system for tanks P15-36 thru P15-19 & P50-6 & the chemical sewer system for control of storm water; and the storm water drainage system. | 2004-04-21 | 2538093 | 100
7554 | T1 | Supreme Corporation | Supreme Corporation | 500 W Commerce | Cleburne | TX | 76031 | Johnson | CN601600794 | RN101950186 | Installed two paint booths and paint prep room. | A positive use determination for the two make-up systems added to the two paint booths in 2004. | 2004-04-22 | 79494 | 100
7555 | T1 | Huntsman LLC | Huntsman Jefferson County | 6001 Hwy 366 | Port Neches | TX | 77651 | Jefferson | CN603603093 | RN100219252 | Install a skid mounted process filter system for use as a catalyst recycle filter. | A positive use determination of 100% for the skid mounted process filter. | 2004-04-28 | 830000 | 100
7556 | T1 | Huntsman LLC | Huntsman Jefferson County | 6001 Hwy 366 | Port Neches | TX | 77651 | Jefferson | CN603603093 | RN100219252 | Catalyst Residue Tank Wall | A positive use determination of 100% for the containment area for the PO/MTBE catalyst residue tank. | 2004-04-28 | 103000 | 100
7557 | T1 | Huntsman LLC | Huntsman Jefferson County | 6001 Hwy 366 | Port Neches | TX | 77651 | Jefferson | CN603603093 | RN100219252 | C4 Plant - Flare Line Water Draws. | A positive use determination of 100% for the C4 Plant nitrogen powered pump and associated piping. | 2004-04-28 | 103000 | 100
7558 | T1 | Huntsman LLC | Huntsman Jefferson County | 4241 Savannah Ave | Port Arthur | TX | 77640 | Jefferson | CN603603093 | RN103033189 | Install bladder tanks for 33757 and 33799 and tie to existing vapor compressor. | A positive use determination of 100% for the project to install bladder tanks for 33757 and 33799 and tie to existing vapor compressor. | 2004-04-28 | 840000 | 100
7559 | T1 | Huntsman LLC | Huntsman Jefferson County | 4241 Savannah Ave | Port Arthur | TX | 77640 | Jefferson | CN603603093 | RN103033189 | Install 5400 sq. ft. of concrete blasting area with 6 ft. side walls. | A positive use determination of 100% for the blasting area. | 2004-04-28 | 124000 | 100
7560 | T1 | Huntsman LLC | Huntsman Jefferson County | 4241 Savannah Ave | Port Arthur | TX | 77640 | Jefferson | CN603603093 | RN103033189 | Convert northeast third of No. 12 reservoir into a separate baffled pond. | A positive use determination of 100% for the project to convert the northeast third of No. 12 reservoir into a separate baffled pond. | 2004-04-28 | 352000 | 100
7561 | T1 | Huntsman LLC | Huntsman Jefferson County | 6001 Hwy 366 | Port Neches | TX | 77651 | Jefferson | CN603603093 | RN100219252 | Install piping system from vent compression discharge to overhead condensers. | A positive use determination of 100% for the project to install a piping system from the vent compression discharge to the overhead condensers. | 2004-04-28 | 158000 | 100
7562 | T1 | Huntsman LLC | Huntsman Jefferson County | 6001 Hwy 366 | Port Neches | TX | 77651 | Jefferson | CN603603093 | RN100219252 | Install N3F5 behind 6F144 and in front of 6F203 and include instrument/electrical. | A positive use determination of 100% for the C4 - Surge Suppression System Modification project. | 2004-04-28 | 206000 | 100
7563 | T1 | Huntsman LLC | Huntsman Jefferson County | 6001 Hwy 366 | Port Neches | TX | 77651 | Jefferson | CN603603093 | RN100219252 | Install new flare tips, water seal additions, new pilot/generator upgrades, and flow meters. | A positive use determination of 100% for the project to install new flare tips, water seal additions, new pilot/generator upgrades, and flow meters. | 2004-04-28 | 1458000 | 100
7564 | T1 | Huntsman LLC | Huntsman Jefferson County | 6001 Hwy 366 | Port Neches | TX | 77651 | Jefferson | CN603603093 | RN100219252 | Install level control system on N5F13 coalescer and water draw pot on Tank 19 bottoms. | A positive use determination of 100% for the project to install a level control system on N5F13 coalescer and a water draw pot on Tank 19 bottoms. | 2004-04-28 | 182000 | 100
7565 | T1 | Huntsman LLC | Huntsman Jefferson County | 6001 Hwy 366 | Port Neches | TX | 77651 | Jefferson | CN603603093 | RN100219252 | Install CO, O2, and NOx analyzer to monitor emissions from waste heat boiler H-A3-5. | A positive use determination of 100% for the project to install a CO, O2, and NOx analyzer to monitor emissions from waste heat boiler H-A3-5. | 2004-04-28 | 132000 | 100
7566 | T1 | Huntsman LLC | Huntsman Jefferson County | 6001 Hwy 366 | Port Neches | TX | 77651 | Jefferson | CN603603093 | RN100219252 | Install new flare knock out drum with containment and upgrade smokeless controls to 3 flares. | A positive use determination of 100% for the project to install a new flare knock out drum with containment and upgrade smokeless controls to 3 flares. | 2004-04-28 | 2766000 | 100
7567 | T1 | Delta Centrifugal | Delta Centrifugal | 3402 Center St | Temple | TX | 76502 | Bell | CN600511141 | RN100832112 | Installed a dust collector. | A positive use determination of 100% for the dust collector. | 2004-04-28 | 32921 | 100
7568 | T1 | Cryovac Inc | Cryovac Inc | 3800 Central Parkway | Wichita Falls | TX | 76367 | Wichita | CN600126023 | RN102318656 | Installed a thermal oxidizer and a solvent recovery system. | A positive use determination of 100% for the thermal oxidizer and the solvent recovery system. | 2004-04-28 | 683446 | 100
7569 | T1 | Huntsman LLC | Huntsman Conroe Plant | Jefferson Chemical Rd | Conroe | TX | 77301 | Montgomery | CN600632848 | RN100219740 | new hazardous waste incinerator was constructed to replace an outdated unit. The project included engineering studies, detailed process design work, purchase and installation of equipment, and extensive testing. | A positive use determination of 100% for the replacement incinerator. | 2004-04-28 | 10900000 | 100
7570 | T1 | Baker Petrolite | Baker Petrolite Baypark | 13200 Bay Park Rd | Pasadena | TX | 77507 | Harris | CN600127195 | RN100223536 | The following 19 projects: BPK 1 - secondary containment waste/storm water; BPK 2 - concrete containment for diesel and chemical storage; BPK 3 - upgrade floor @ plant 5 & curbing; BPK 4 -asphalt paving upgrades plant 2 & curbing; BPK 6 - Plants 2 & 3 floor upgrade; BPK 7 - tank farm upgrades; BPK 8 - tank farm drainage system improvements; BPK 9 - solvent monitoring micro motion meter; BPK 10 - BP 124 level equipment, BPK 11 - Z-711 scrubber; BPK 12 - upgrade flare system, BPK 13 - modify bulk storage tanks BII54 & BT420; BPK 14 - Coil, valves & packing for R-104 scrubber; BPK 15 - tank, scrubber & vent modification; BPK 16 - oxide scrubber; BPK 17 - plant 5 solvent wash tanks; BPK 18 - transfer point vapor recovery project; & BPK 19 - boiler NOx control system. | A positive use determination of 100% for the 19 projects listed in the application. | 2004-04-28 | 1218864 | 100
7571 | T1 | Miller Brewing Company | Miller Brewing Company | 7001 S Frwy | Forth Worth | TX | 76118 | Tarrant | CN600124481 | RN102649399 | The following several items: 100 - environmental paving; 101 - storm water drainage system; 102 - waste water treatment equipment, 103 - storm water retaining wall, and 104 - dust collection systems | A positive use determination of 100% for the environmental paving; storm water drainage system; waste water treatment equipment, storm water retaining wall, and dust collection systems. | 2004-04-28 | 374588 | 100
7572 | T1 | NCI Building Systems LP | Building Systems LP | 7301 Fairview St | Houston | TX | 77041 | Harris | CN603418831 | RN100213545 | Downdraft Paint Filters: property requested is the two pits used to house the filters. Waste Water Treatment Unit: used to treat facility generated waste water. | A positive use determination of 100% for the two paint filter pits and the waste water treatment equipment | 2004-04-28 | 375370 | 100
7573 | T1 | Dixie Chemical Company Inc | Dixie Chemical Pasadena | 10701 Bay Area Blvd | Pasadena | TX | 77507 | Harris | CN600129670 | RN100218486 | The following projects: Hot Oil Treatment/Heated Containments - separate sump to collect floating oils from the hot oil system slab. Project also included revisions to the curbing and trenching for the slab, including covering as much of the slab as possible. Storm Water Management: added two sumps with pumps and extended curb zones for truck unloading/loading. Waste Water Phase in T-333B: Material used to remove water from recovered organic material, including tanks, basins, thermal oxidizers, and flare/vapor combustors. | A positive use determination of 100% for the Hot Oil Treatment/Heated Containment, the Stormwater Management, and the Wastewater Phase in T-333B. | 2004-06-02 | 993582 | 100
7574 | T1 | Modern Welding Company Of Texas | Modern Welding Houston Facility | 715 Sakowitz | Houston | TX | 77020 | Harris | CN600123954 | RN100209691 | Vacuum based dust collection systems, consisting of duct collector, piping and electrical. | A positive use determination of 100% for the dust collection systems. | 2004-04-28 | 76789 | 100
7575 | T1 | Modern Welding Company Of Texas | Modern Welding Houston Facility | 715 Sakowitz | Houston | TX | 77020 | Harris | CN600123954 | RN100209691 | Paint booth stacks with filtration and stack extension. Self-Enclosed Sand Blast structure used to limit and contain particulate emissions. | A positive use determination of 100% for the paint stacks, stack extensions, and self-enclosed sand blast structure. | 2004-04-28 | 30481 | 100
7576 | T1 | Zeon Chemicals LP | Texas Plant | 11235 Choate Rd | Pasadena | TX | 77507 | Harris | CN600311260 | RN100601566 | See enclosed listing of 44 pieces of property. | A positive use determination of 100% for all of the items listed in the property description included in this application. | 2004-04-28 | 1012602 | 100
7577 | T1 | ISP Technologies Inc | ISP Elastomers Port Neches | 1215 Main St | Port Neches | TX | 77651 | Jefferson | CN600505580 | RN105722987 | Replaced the flare vent line. | A positive use determination of 100% for the flare vent line replacement project. | 2004-04-30 | 150500 | 100
7578 | T1 | Arrow Hose & Tubing USA Inc | Arrow Hose & Tubing USA Inc | 5076 Brush Creek Rd | Fort Worth | TX | 76119 | Tarrant | CN600309561 | No Regulated Entity at this Location | The following items: Water Troughs, Chillers & Vacuum Tank, Granulator, M-Pyrol Tank, and Sampling Well. | A positive use determination of 100% for the Water Troughs, Chillers & Vacuum Tank, Granulator, M-Pyrol Tank, and Sampling Well. | 2004-04-30 | 34041 | 100
7579 | T1 | Franklin Industries Inc | Franklin Industrial Minerals | Hwy 185 FM | Crawford | TX | 76638 | McLennan | CN601230857 | Insufficient Information | The following items: Kice Fan Drive Modifications & Bearings; Baghouse Ductwork; Duct Collector ASCO Kits; Dust Collector; 400 Dal. Air Receiver Tank; #83 IMP Mill System; IMP Mill PK Pneumatic System; IMP Mill Screw Conveyors & Airlocks; IMP Mill 6000 CFM Dust Collector System; IMP Mill Baghouse Electrical Wiring; Baghouse Air Compressor; Scavenger Baghouse; M522-8N Baghouse; Processing Plant Dust Collection System; Baghouse Installation Mechanical Labor; and Loadout Silos Baghouse. | A positive use determination of 100% for the Kice Fan Drive Modifications & Bearings; Baghouse Ductwork; Duct Collector ASCO Kits; Dust Collector; 400 Dal. Air Receiver Tank; #83 IMP Mill System; IMP Mill PK Pneumatic System; IMP Mill Screw Conveyors & Airlocks; IMP Mill 6000 CFM Dust Collector System; IMP Mill Baghouse Electrical Wiring; Baghouse Air Compressor; Scavenger Baghouse; M522-8N Baghouse; Processing Plant Dust Collection System; Baghouse Installation Mechanical Labor; and Loadout Silos Baghouse. | 2004-04-30 | 1037535 | 100
7580 | T2 | Powell Industries Inc | Powell Industries Inc | 16535 Jacino Port Blvd | Houston | TX | 77015 | Harris | CN601707722 | RN100582352 | Applicant provided the proposal for the Paint & Blast Building. | A positive use determination of 100% for the blast/paint room structure excluding the foundation, the personnel lift and associated installation kit, the blasting equipment and the blasting medium reclaim augers, the elevator, and the painting equipment. | 2004-07-01 | 2000000 | 100
7581 | T1 | Lattimore Materials Company LP | Lattimore Plano Ready Mix | 1200 Ave H | Plano | TX | 75074 | Collin | CN600316129 | RN102459864 | The following items: 1. Paving of vehicular traffic areas. 2. Clear Water Pit to treat process and storm water. 3. Concrete Recycling System to reuse residual concrete product. 4. Road Sweeper. 5. Double Walled Diesel Fuel Tank. 6. Reclaimer System to recycle water from the concrete recycling plant. 7. Dust Collectors (2) for bulk material silos. | A positive use determination for 100% of the paving, clear water pit, concrete recycling system, sweeper, reclaimer system, and dust collectors. A 50% use determination for the double walled diesel fuel tank. | 2004-05-27 | 550865 | 100
7582 | T1 | Lattimore Materials Company LP | Lattimore Wylie Ready Mix | 10709 Hwy 205 | Wylie | TX | 75173 | Collin | CN600316129 | RN102217155 | The following items: 1. Clear Water Pit to treat process and storm water. 2. Fuel Tank Security System. 3. Double-walled Diesel Storage Tank. 4. Concrete Reclaimer System. 5. Fuel Probe for gauging of diesel tank. 6. Paving of vehicular traffic areas. | A positive use determination for 100% of the clear water pit, concrete reclaimer system, fuel probe, and paving. A 50% determination for the double-walled diesel tank. A negative use determination for the fuel tank security system. | 2004-05-27 | 431990 | 100
7583 | T1 | Lattimore Materials Company LP | Lattimore Prosper Ready Mix | 307 CR 27 | Prosper | TX | 75078 | Collin | CN600316129 | RN101741163 | The following items: 1. Fuel Tank Security System. 2. Central Dust Collector for batch loading point. 3. Concrete Recycling System to reuse residual concrete. 4. Double-walled Diesel Storage Tank. 5. Reclaimer System to recycle water from the concrete recycling plant. 6. Fuel Probe for diesel storage tank. 7. Paving of vehicular traffic and parking areas. | A positive use determination for 100% of the central dust collector, concrete recycling system, reclaimer system, fuel probe, and paving. A 50% determination for the double-walled diesel tank. A negative use determination for the fuel tank security system. | 2004-05-27 | 715462 | 100
7584 | T1 | Lattimore Materials Company LP | Lattimore Mckinney Ready Mix | 1000 E University | Mckinney | TX | 75069 | Collin | CN600316129 | RN100249770 | The following items: 1. Fuel Tank Security System. 2. Central Dust Collector for batch drop point. 3. Sweepers (2) for plant roads. 4. Double-walled Diesel Storage Tank. 5. Fuel Probe for diesel tank. 6. Paving around maintenance shop and clear water pit | A positive use determination for 100% of the central dust collector, 2 sweepers, fuel probe, and paving. A 50% determination for the double-walled diesel tank. A negative use determination for the fuel tank security system. | 2004-05-27 | 309700 | 100
7585 | T1 | Lattimore Materials Company LP | Lattimore Plano Ready Mix | 1200 Ave H | Plano | TX | 75074 | Collin | CN600316129 | RN102459864 | Paving around railyard and stockpiles. | A positive use determination for 100% of the plant paving. | 2004-05-27 | 67772 | 100
7586 | T1 | Lattimore Materials Company LP | Lattimore Denton Ready Mix | 1512 S I-35 W | Denton | TX | 76201 | Denton | CN600316129 | RN102070026 | The following items: 1.Central Collection System for batch drop point. 2. Clear Water Pit to treat process and storm water. 3. Concrete Recycling System to reuse residual concrete product. 4. Double-walled Diesel Storage Tank. 5. Fuel Probe for diesel storage tank. 6. Paving areas around stockpiles and plant area. | A positive use determination for 100% of the central collection system, clear water pit, concrete recycling system, fuel probe, and paving. A positive use determination for 50% of the double-walled storage tank. | 2004-05-27 | 1261612 | 100
7587 | T1 | Lattimore Materials Company LP | Lattimore Lewisville Ready Mix | 987 E Main | Lewisville | TX | 75067 | Denton | CN600316129 | RN100241454 | The following items: 1. Dust Collector for cement silo. 2. Slurry Water Reclaimer to recycle water from the concrete recycling unit. 3. Concrete Recycling System to reuse residual concrete product. 4. Fuel Tank Security System. 5. Fuel Probe for diesel tank. 6. Paving around clear water pit. | A positive use determination for 100% of the silo dust collector, slurry water reclaimer, concrete recycling system, fuel probe, and paving. A negative use determination for the fuel tank security system. | 2004-05-27 | 229397 | 100
7588 | T1 | Lattimore Materials Company LP | Lattimore Roanoke Ready Mix | 1689 N Hwy 377 | Roanoke | TX | 76262 | Denton | CN600316129 | RN100249812 | The following items: 1. Dust Collectors (2) for silos. 2. Pit Wall Reclaimer System for process water and storm water treatment. 3. Concrete Recycling System to reuse residual concrete. 4. Diesel Tank Fuel Probe. 5. Paving and Berm to control run-off. | A positive use determination for 100% of the dust collectors, pit wall reclaimer system, concrete recycling system, fuel probe, and paving and berm. | 2004-05-27 | 480930 | 100
7589 | T1 | Lattimore Materials Company LP | Lattimore Denton Ready Mix | 1512 S I-35 W | Denton | TX | 76201 | Denton | CN600316129 | RN102070026 | Paving around the stockpiles. | A positive use determination for 100% of the stockpile paving. | 2004-05-27 | 100586 | 100
7590 | T1 | Lattimore Materials Company LP | Lattimore Blue Mound Ready Mix | 800 E Loop 820 | Fort Worth | TX | 76108 | Tarrant | CN600316129 | RN101730943 | Paving around stockpiles and other plant areas. Central Dust Collector for batch drop point. Double-walled Diesel Fuel Tank. Fuel Probe for diesel fuel tank. | A positive use determination for 100% of the plant paving, central dust collector, and fuel probe. A positive use determination for 50% of the double-walled fuel tank. | 2004-05-27 | 385252 | 100
7591 | T1 | Lattimore Materials Company LP | Lattimore Dallas Ready Mix | 10361 Bickham | Dallas | TX | 75220 | Dallas | CN600316129 | RN102941473 | The following items: 1. Concrete Recycling Plant to reuse residual concrete product. 2. Central Dust Collector for batch drop point. 3. Dust Collector for cement silo. 4. Double-walled Diesel Fuel Tank. 5. Diesel Fuel Tank Probe. | A positive use determination for 100% of the concrete recycling plant, central dust collector, silo dust collector, and tank probe. A positive use determination for 50% of the double-walled fuel tank. | 2004-05-27 | 161151 | 100
7592 | T1 | Lattimore Materials Company LP | Lattimore Coppell Ready Mix | 1800 Beltline Rd E | Dallas | TX | 75019 | Dallas | CN600316129 | RN102535440 | Dust Collector for silo and Fuel Tank Probe. | A positive use determination for 100% of the silo dust collector and fuel tank probe. | 2004-05-27 | 12557 | 100
7593 | T1 | Lattimore Materials Company LP | Lattimore Rockwall Ready Mix | 2640 D Hwy 276 | Rockwall | TX | 75087 | Rockwall | CN603943606 | RN101844439 | The following items: 1. Central Dust Collector for batch loading point. 2. Paving of parking area and around maintenance shop. 3. Dust Collector with blower on cement silo. 4. Concrete Reclaimer System to reuse residual concrete. 5. Diesel Tank Security System. | A positive use determination for 100% of the central dust collector, silo dust collector, paving, and concrete reclaimer system. A negative use determination for the fuel tank security system. | 2004-05-27 | 575065 | 100
7594 | T1 | Lattimore Materials Company LP | Lattimore Royce City Ready Mix | 2200 E County Line Rd | Royce City | TX | 75189 | Rockwall | CN600316129 | RN104025689 | The following items: 1. Paving of roads. 2. Road Sweeper. 3. Central Dust Collector at batch drop point. 4. Clear Water Pit to treat process and storm water. 5. Concrete Reclaimer System to reuse residual concrete product. | A positive use determination for 100% of the paving, road sweeper, central dust collector, clear water pit, and concrete reclaimer system. | 2004-05-27 | 388295 | 100
7595 | T1 | Lattimore Materials Company LP | Lattimore Royce City Ready Mix | 2200 E County Line Rd | Royce City | TX | 75189 | Rockwall | CN600316129 | RN104025689 | Paving around railyard and stockpiles. | A positive use determination for 100% of the paving around railyard and stockpiles. | 2004-05-27 | 599075 | 100
7596 | T1 | Lattimore Materials Company LP | Lattimore Mansfield Ready Mix | 2538 Chamber St | Venus | TX | 76084 | Johnson | CN600316129 | RN100250190 | The following items: 1. Paving of roads. 2. Fuel Tank Security System. 3. Concrete Recycling System to reuse residual concrete. 4. Road Sweeper. 5. Fuel Probe for diesel tank. | A positive use determination for 100% of the paving, concrete recycling system, sweeper, and fuel probe. A negative use determination for the tank security system. | 2004-05-27 | 694476 | 100
7597 | T1 | Lattimore Materials Company LP | Lattimore Forney Ready Mix | 14755 W Hwy 80 | Forney | TX | 75126 | Kaufman | CN600316129 | RN101917078 | Paving of roads. Fuel Tank Security System. Central Dust Collector for batch drop point. Cement Silo Dust Collectors. | A positive use determination for 100% of the paving, central dust collector, and silo dust collectors. A negative determination for the tank security system. | 2004-05-27 | 286268 | 100
7598 | T1 | Lattimore Materials Company LP | Lattimore Ambrose Sand Plant | Hwy 69 & FM 1897 | Bells | TX | 75414 | Grayson | CN600316129 | RN104064886 | Fuel Tank Security System. Fuel Probe for diesel tank. Irrigation Pump to water stockpiles. | A positive use determination for 100% of the fuel probe and irrigation pump. A negative use determination for the fuel tank security system. | 2004-05-27 | 30083 | 100
7599 | T1 | Lattimore Materials Company LP | Lattimore Denison Trucking Terminal | 273 Middle Rd | Denison | TX | 75021 | Grayson | Insufficient Information | Insufficient Information | Fuel Tank Security System. Fuel Probes (2) for diesel storage tanks. Double-walled Fuel Tank. | A positive use determination for 100% of the fuel probes and 50% of the double-walled fuel tank. A negative use determination for the fuel tank security system. | 2004-05-27 | 31738 | 100
7600 | T1 | Lattimore Materials Company LP | Lattimore Choctaw Farm/Ambrose Mine | Rt 1 Box 115 | Ambrose | TX | 75414 | Grayson | CN600316129 | RN104064886 | Irrigation Pump to reuse process water and rain water. | A positive use determination for 100% of the irrigation pump. | 2004-05-27 | 14214 | 100
7601 | T1 | Lattimore Materials Company LP | Lattimore Bridgeport Crusher | Hwy 380 & Hwy 101 | Bridgeport | TX | 76426 | Wise | CN600316129 | RN103886206 | 1. Fuel Tank Security System. 2. Fuel Probe for diesel tank. 3. Water Pumps for recycling: settling pond, pit recycle, centrifugal, offset re-circulation, self-priming portable, fresh water lake, and pit dewatering. | A positive use determination for the fuel probe and 7 water pumps for recycling. A negative use determination for the fuel tank security system. | 2004-05-27 | 33754 | 100
7602 | T1 | Lattimore Materials Company LP | Lattimore Cleburne Sand Plant | 5116 FM 2174 | Glenrose | TX | 76043 | Hood | CN600316129 | RN103917761 | Containment Walls for bulk diesel and oil lubricant tanks. | A positive use determination for 100% of the containment walls. | 2004-05-27 | 8849 | 100
7603 | T1 | TXU Electric Company | Big Brown Steam Electric Station | #2 FM Road 2570 | Fairfield | TX | 75840 | Freestone | CN600135511 | RN105100275 | BB1 and BB2 opacity monitors | A Positive use determination for 100% of opacity monitors for BB1 and BB2. | 2004-05-10 | 34787 | 100
7604 | T1 | TXU Electric Company | Big Brown Steam Electric Station | #2 FM Road 2570 | Fairfield | TX | 75840 | Freestone | CN600135511 | RN105100275 | BB1 and BB2 lube oil vapor extractor. | A positive use determination for 100% of the lube oil vapor extractors for BB1 and BB2. | 2004-05-10 | 138924 | 100
7605 | T1 | TXU Electric Company | Decordova | 4950 Power Plant Ct | Granbury | TX | 76048 | Hood | CN600135511 | RN100664812 | Install AGA natural gas flow metering equipment and sampling port on auxiliary boiler A. | A positive use determination for 100% of the gas flow metering equipment and sampling port. | 2004-05-10 | 56054 | 100
7606 | T1 | TXU Electric Company | Morgan Creek | 3177 Hwy 163 | Colorado City | TX | 79512 | Mitchell | CN600135511 | RN102285848 | Install NOx reduction Burners Out Of Service (BOOS) and Induced Flue Gas Recirculation (IFGR) on Unit 6 | A positive use determination for 100% of the BOOS and IFGR on Unit 6. | 2004-05-10 | 1700639 | 100
7607 | T1 | TXU Electric Company | Martin Lake Ses | 8850 FM 2658 N | Henderson | TX | 75653 | Rusk | CN600135511 | RN105127682 | Install Low NOx Concentric Firing System Level II and Advanced NOx Controls on Unit 1. Equipment includes replacing all burners and tips; auxiliary air nozzle tips; installing anti-roping devices; installing new windbox dampers and actuators; new ducting, dampers, and registers for one level of separated over-fire air ports; combustion optimization analysis; and advanced NOx controls. | A positive use determination for 100% of a low NOx concentric firing system and advanced NOx controls on Unit 1. | 2004-05-10 | 17416517 | 100
7608 | T1 | TXU Electric Company | Martin Lake Ses | 8850 FM 2658 N | Henderson | TX | 75653 | Rusk | CN600135511 | RN105127682 | Replacement of 1A and 3A module tower bowls for upgrade of the flue gas desulfurization system. | A positive use determination for 100% of the replacement of 1A and 3A module tower bowls in the flue gas desulfurization system. | 2004-05-10 | 626661 | 100
7609 | T1 | TXU Electric Company | Monticello Ses | 9 M SW of Mt Pleasant | Mount Pleasant | TX | 75455 | Titus | CN601537566 | RN102285921 | Install Low NOx Concentric Firing System Level II and Advanced NOx Controls on Unit 2. Equipment includes replacing all burners and tips; auxiliary air nozzle tips; installing anti-roping devices; installing new windbox dampers and actuators; new ducting, dampers, and registers for one level of separated over-fire air ports; combustion optimization analysis; and advanced NOx controls. | A positive use determination for 100% of a low NOx concentric firing system and advanced NOx controls on Unit 2. | 2004-05-10 | 14047532 | 100
7610 | T1 | TXU Electric Company | Monticello Ses | 9 M SW of Mt Pleasant | Mount Pleasant | TX | 75455 | Titus | CN601537566 | RN102285921 | Installation of smokeless ignitors on number 2 fuel oil burning system on Unit 2. | A positive use determination for 100% of smokeless ignitors on Unit 2. | 2004-05-10 | 2614661 | 100
7611 | T1 | TXU Electric Company | Monticello Ses | 9 M SW of Mt Pleasant | Mount Pleasant | TX | 75455 | Titus | CN601537566 | RN102285921 | Convert to pulse-jet bag cleaning for the 4 filters on two silos in the fly ash filtration system. | A positive use determination for 100% of the pulse-jet bag cleaning system on two fly ash silos. | 2004-05-10 | 4233252 | 100
7612 | T1 | TXU Electric Company | Monticello Ses | 9 M SW of Mt Pleasant | Mount Pleasant | TX | 75455 | Titus | CN601537566 | RN102285921 | Installed Advanced NOx Controls on Unit 1. Includes multiple monitors and a computer system integrated with the low NOx concentric firing system and NOx compliance management system. | A positive use determination for 100% of the advanced NOx controls on Unit 1. | 2004-05-10 | 331252 | 100
7613 | T1 | TXU Electric Company | Stryker Creek | Rt 5 Box 219-1 | Jacksonville | TX | 75766 | Cherokee | CN602482861 | RN101621449 | Low NOx Burner Retrofit. Includes computational fluid dynamics modeling, burner fabrication, flame scanners, air register drives, blower, biasing valves, burner shrouds, and accessories. | A positive use determination for 100% of the low NOx burner retrofit. | 2004-05-10 | 907804 | 100
7614 | T1 | TXU Tradinghouse Company LP | Tradinghouse Ses | Rt 7 Box 457 | Waco | TX | 76705 | McLennan | CN601707268 | RN102566494 | Natural Gas Flow Metering Equipment and Sampling Port installed on auxiliary boilers 1, 2, and 3. | A positive use determination for 100% of the gas flow metering equipment and sampling ports on auxiliary boilers 1, 2, and 3. | 2004-05-10 | 151535 | 100
7615 | T1 | TXU Tradinghouse Company LP | Valley | PO Box 178 | Savoy | TX | 75479 | Fannin | CN601707268 | Insufficient Information | Natural Gas Flow Metering Equipment and Stack Sampling Port installed on auxiliary boiler A. | A positive use determination for 100% of the gas flow metering equipment and sampling port on auxiliary boiler A. | 2004-05-10 | 32633 | 100
7616 | T1 | United States Gypsum Company | United States Gypsum Company | 1201 Mayo Shell Road | Galena Park | TX | 77547 | Harris | CN600124218 | RN100212281 | Miscellaneous Pollution Control Projects: 1. Water clarification system. 2. Kiln burner. 3. Dust collectors in gypsum process. 4. Kettle mill dust collectors. 5. Welding exhaust ventilation system. 6. Dust collector on raw material hand dump station for joint treatment process. 7. Dust collector for gypsum prep. equipment. | A positive use determination for 100% of the 7 miscellaneous pollution control projects listed above. | 2004-05-11 | 4267582 | 100
7617 | T1 | ISP Technologies Inc | ISP Technologies Texas City Plant | 4501 Atwater Ave | Texas City | TX | 77590 | Galveston | CN600505580 | RN100825272 | Install 2 chemical sewer lift stations, larger pumps on 3 sumps, replace culverts, install basin in north area, and refurbish residue line. | A positive use determination for 100% of 2 chemical sewer lift stations, larger pumps on 3 sumps, culverts, basin in north area, and refurbished residue line. | 2004-05-11 | 321500 | 100
7618 | T1 | ISP Technologies Inc | ISP Technologies Texas City Plant | 4501 Atwater Ave | Texas City | TX | 77590 | Galveston | CN600505580 | RN100825272 | Containment and diking in tankage, wastewater treatment, and 7-day pond unloading area with acid brick in curbed warehouse filter area. | A positive use determination for 100% of the secondary containment described above. | 2004-05-12 | 322630 | 100
7619 | T1 | ISP Technologies Inc | ISP Technologies Texas City Plant | 4501 Atwater Ave | Texas City | TX | 77590 | Galveston | CN600505580 | RN100825272 | Injection System Improvements. Replace parts, overhaul deep well pump, install strainers on injection well, and modify injection pump piping. | A positive use determination for 100% of the injection system improvements. | 2004-05-12 | 138640 | 100
7620 | T1 | Rodco Brandt Mfg. | Rodco Brandt Mfg. | 600 2Nd Avenue | Mansfield | TX | 76063 | Tarrant | CN601095755 | RN101992782 | 2 Paint Booths with Filtration Systems. | A positive use determination for 100% of 2 paint booths with filtration systems. | 2004-05-12 | 43333 | 100
7621 | T1 | Rodco Brandt Mfg. | Rodco Brandt Mfg. | 600 2Nd Avenue | Mansfield | TX | 76063 | Tarrant | CN601095755 | RN101992782 | Dust Collection System for process equipment. | A positive use determination for 100% of a dust collection system. | 2004-05-12 | 40146 | 100
7622 | T1 | Spraylat Corporation | Spraylat Corporation | 3733 Ih 35 | Gainesville | TX | 76240 | Cooke | CN600397079 | RN102302585 | Self Enclosed Blast Cabinet with filtration and collection device. | A positive use determination for 50% of the blast cabinet with filtration. | 2004-05-12 | 7946 | 100
7623 | T1 | Spraylat Corporation | Spraylat Corporation | 3733 Ih 35 | Gainesville | TX | 76240 | Cooke | CN600397079 | RN102302585 | Nordson Powder Coating System excluding oven. | A positive use determination for 100% of a powder coating system exclusive of the drying oven. | 2004-05-12 | 13869 | 100
7624 | T1 | SGL Acotec Inc. | SGL Acotec Inc. | 8320 Hempstead Hwy | Houston | TX | 77008 | Harris | CN600126643 | RN100213149 | Regenerative Thermal Oxidizer for polymer mfg. operation. | A positive use determination for 100% of a regenerative thermal oxidizer. | 2004-05-12 | 348920 | 100
7625 | T1 | Oncor Electric Delivery Company | Plano Jupiter Substation | 601 Stewart Ave. | Plano | TX | 75074 | Collin | Insufficient Information | Insufficient Information | Secondary Containment: earthen berm around oil filled equipment including drains filled with expandable polymer. | A positive use determination for 100% of an earthen berm with polymer filled drains. | 2004-05-12 | 8733 | 100
7626 | T1 | Oncor Electric Delivery Company | McDermott Rd Substation | 8600 Rasor Rd | Plano | TX | 75024 | Collin | Insufficient Information | Insufficient Information | Secondary Containment: earthen berm around oil filled equipment with drains filled with expandable polymer. | A positive use determination for 100% of an earthen berm with polymer filled drains. | 2004-05-12 | 18930 | 100
7627 | T1 | Oncor Electric Delivery Company | Collin Switching | 7786 County Road 24 | Frisco | TX | 75034 | Collin | CN603313842 | RN109627380 | Secondary Containment: earthen berm around oil filled equipment with drains filled with expandable polymer. | A positive use determination for 100% of an earthen berm with polymer filled drains. | 2004-05-12 | 41000 | 100
7628 | T1 | Oncor Electric Delivery Company | Richardson Spring Creek Substation | 2403 Ownes Blvd | Richardson | TX | 75082 | Dallas | Insufficient Information | Insufficient Information | Secondary Containment: earthen berm around oil filled equipment with drains filled with expandable polymer. | A positive use determination for 100% of an earthen berm with polymer filled drains. | 2004-05-12 | 35547 | 100
7629 | T1 | Oncor Electric Delivery Company | Norwood Switching Station | 124 Wildwood Dr | Irving | TX | 75061 | Dallas | Insufficient Information | Insufficient Information | Secondary Containment: earthen berm around oil filled equipment with drains filled with expandable polymer. | A positive use determination for 100% of an earthen berm with polymer filled drains. | 2004-05-12 | 42049 | 100
7630 | T1 | Oncor Electric Delivery Company | Lawther Dr Substation | 2807 White Rock | Dallas | TX | 75214 | Dallas | CN603313842 | RN109627117 | Secondary Containment: earthen berm around oil filled equipment with drains filled with expandable polymer. | A positive use determination for 100% of an earthen berm with polymer filled drains. | 2004-05-12 | 20000 | 100
7631 | T1 | Oncor Electric Delivery Company | TXU Irving LBJ Substation | 7200 N Oconnor Blvd | Irving | TX | 75039 | Dallas | CN603313842 | Insufficient Information | Secondary Containment: earthen berm around oil filled equipment with drains filled with expandable polymer. | A positive use determination for 100% of an earthen berm with polymer filled drains. | 2004-05-12 | 40493 | 100
7632 | T1 | Oncor Electric Delivery Company | Grand Prairie West Substation | 2205 Dalworth | Grand Prairie | TX | 75050 | Dallas | Insufficient Information | Insufficient Information | Secondary Containment: earthen berm around oil filled equipment with drains filled with expandable polymer. | A positive use determination for 100% of an earthen berm with polymer filled drains. | 2004-05-12 | 40878 | 100
7633 | T1 | Oncor Electric Delivery Company | Garland Bobtown Substation | 2875 Bobtown Rd | Garland | TX | 75043 | Dallas | Insufficient Information | Insufficient Information | Secondary Containment: earthen berm around oil filled equipment with drains filled with expandable polymer. | A positive use determination for 100% of an earthen berm with polymer filled drains. | 2004-05-12 | 19750 | 100
7634 | T1 | Oncor Electric Delivery Company | Farmers Branch Substation | 4055 Alpha Rd | Farmers Branch | TX | 75244 | Dallas | Insufficient Information | Insufficient Information | Secondary Containment: earthen berm around oil filled equipment with drains filled with expandable polymer. | A positive use determination for 100% of an earthen berm with polymer filled drains. | 2004-05-12 | 21207 | 100
7635 | T1 | Oncor Electric Delivery Company | Centerville Substation | 11781 Ferguson Rd | Dallas | TX | 72228 | Dallas | Insufficient Information | Insufficient Information | Secondary Containment: earthen berm around oil filled equipment with drains filled with expandable polymer. | A positive use determination for 100% of an earthen berm with polymer filled drains. | 2004-05-12 | 50000 | 100
7636 | T1 | Oncor Electric Delivery Company | Eddy Substation | 530 Franklin | Eddy | TX | 76524 | McLennan | Insufficient Information | Insufficient Information | Secondary Containment: earthen berm around oil filled equipment with drains filled with expandable polymer. | A positive use determination for 100% of an earthen berm with polymer filled drains. | 2004-05-12 | 19570 | 100
7637 | T1 | Oncor Electric Delivery Company | Mineral Wells East Substation | 1848 FM 1195 | Mineral Wells | TX | 76067 | Palo Pinto | Insufficient Information | Insufficient Information | Secondary Containment: earthen berm around oil filled equipment with drains filled with expandable polymer. | A positive use determination for 100% of an earthen berm with polymer filled drains. | 2004-05-12 | 21215 | 100
7638 | T1 | Oncor Electric Delivery Company | Rockwall East Substation | 4507 State Hwy 276 | Rockwall | TX | 75032 | Rockwall | Insufficient Information | Insufficient Information | Secondary Containment: earthen berm around oil filled equipment with drains filled with expandable polymer. | A positive use determination for 100% of an earthen berm with polymer filled drains. | 2004-05-12 | 20143 | 100
7639 | T1 | Oncor Electric Delivery Company | White Substation | 1108 Morrison Rd | Fort Worth | TX | 76120 | Tarrant | CN603313842 | Insufficient Information | Secondary Containment: earthen berm around oil filled equipment with drains filled with expandable polymer. | A positive use determination for 100% of an earthen berm with polymer filled drains. | 2004-05-12 | 16129 | 100
7640 | T1 | Oncor Electric Delivery Company | Sherry Switching Station | 1901 Sherry St | Arlington | TX | 76010 | Tarrant | Insufficient Information | Insufficient Information | Secondary Containment: earthen berm around oil filled equipment with drains filled with expandable polymer. | A positive use determination for 100% of an earthen berm with polymer filled drains. | 2004-05-12 | 25763 | 100
7641 | T1 | Oncor Electric Delivery Company | Rocky Creek Switching Station | 10300 FM Rd 1902 | Crowley | TX | 76036 | Tarrant | Insufficient Information | Insufficient Information | Secondary Containment: earthen berm around oil filled equipment with drains filled with expandable polymer. | A positive use determination for 100% of an earthen berm with polymer filled drains. | 2004-05-12 | 55000 | 100
7642 | T1 | Oncor Electric Delivery Company | Bryan Avenue Substation | 3200 Bryan Ave | Fort Worth | TX | 76110 | Tarrant | Insufficient Information | Insufficient Information | Secondary Containment: earthen berm around oil filled equipment with drains filled with expandable polymer. | A positive use determination for 100% of an earthen berm with polymer filled drains. | 2004-05-12 | 28000 | 100
7643 | T1 | Coca-Cola Enterprises | Coca-Cola Bottling - Abilene | 1849 Hwy 351 | Abilene | TX | 79601 | Taylor | CN601235666 | RN102148335 | The following property: Water De-Aeration System; Ammonia Compressor Upgrade; Ozone Equipment; and Pulsar Co2 Monitor. | A positive use determination of 100% for the Water De-Aeration System; Ammonia Compressor Upgrade; Ozone Equipment; and Pulsar Co2 Monitor. | 2004-05-12 | 919345 | 100
7644 | T1 | Coca-Cola Enterprises | Coca-Cola Bottling - El Paso | 11001 Gatewayblvd W | El Paso | TX | 79935 | El Paso | CN605328855 | RN100640317 | The following property: Ammonia Compressors ; Ozone Equipment; Pulsar Co2 Monitor; Toxic Gas Monitor; Co2 Filter System; Deep Bed Sand Filter; Chiller System; and Carbon Tower. | A positive use determination of 100% for the Ammonia Compressors ; Ozone Equipment; Pulsar Co2 Monitor; Toxic Gas Monitor; Co2 Filter System; Deep Bed Sand Filter; Chiller System; and Carbon Tower. | 2004-05-12 | 1285506 | 100
7645 | T1 | Coca-Cola Enterprises | Coca-Cola Bottling - McAllen | 2400 Exp 83 W | McAllen | TX | 78501 | Hidalgo | CN600907794 | RN100672906 | The following property: Ammonia Compressors; Pulsar Co2 Monitor; 3 Ammonia Condensers; and Carbon Tower. | A positive use determination of 100% for the Ammonia Compressors; Pulsar Co2 Monitor; 3 Ammonia Condensers; and Carbon Tower. | 2004-05-12 | 692284 | 100
7646 | T1 | Coca-Cola Enterprises | Coca-Cola Bottling - San Antonio | 1 Coca-Cola Place | San Antonio | TX | 78219 | Bexar | CN601412265 | RN101444248 | The following property: Ammonia Compressors; Pulsar Co2 Monitor; Ozone Equipment; Co2 Filter System; Ammonia Receiver System; and Carbon Tower. | A positive use determination of 100% for the Ammonia Compressors; Pulsar Co2 Monitor; Ozone Equipment; Co2 Filter System; Ammonia Receiver System; and Carbon Tower. | 2004-05-12 | 1108875 | 100
7647 | T1 | Coca-Cola Enterprises | Coca-Cola Bottling - Fort Worth | 3400 Fossil Creek Blvd | Fort Worth | TX | 76137 | Tarrant | CN601235666 | RN100708718 | The following property: Ammonia Compressors & Upgrade; Pulsar Co2 Monitor; Ozone Equipment; Co2 Filter Systems #1 & #2; Ammonia Receiver System; Ammonia Piping; 2 Ammonia Condensers, Water De-Aeration System; and Carbon Tower. | A positive use determination of 100% for the Ammonia Compressors & Upgrade; Pulsar Co2 Monitor; Ozone Equipment; Co2 Filter Systems #1 & #2; Ammonia Receiver System; Ammonia Piping; 2 Ammonia Condensers, Water De-Aeration System; and Carbon Tower. | 2004-05-12 | 847891 | 100
7648 | T1 | Sachem Inc | Sachem Austin Plant | 821 W Woodward St | Austin | TX | 78704 | Travis | CN600383855 | RN100676345 | The following: TM14000 Recycle Pilot System; Chlorine Scrubber; Austin Flood Control; Expanding Maintenance Shop/Cell Construction; Water Meter Bulk/Bleach Tank; Barnstead Nanopure Diamond UV Water Purifier; and Heating Bath/Circulator. | A positive use determination of 100% for the TM14000 Recycle Pilot System; Chlorine Scrubber; Austin Flood Control; Expanding Maintenance Shop/Cell Construction; Water Meter Bulk/Bleach Tank; Barnstead Nanopure Diamond UV Water Purifier; and Heating Bath/Circulator. | 2004-05-12 | 277221 | 100
7649 | T1 | Trigeant Ltd | Trigeant Ltd | 6600 Up River Rd | Corpus Christi | TX | 78469 | Nueces | CN603331695 | RN100214188 | Replaced seals in and roof of tank 305. Replaced flare tip and knock out drum. | A positive use determination of 100% for the projects to replace seals in and the roof of tank 305 and to replace the flare tip and knock out drum. | 2004-05-12 | 470000 | 100
7650 | T1 | Michael Angelo's Gourmet Foods | Michael Angelo's | 200 Michael Angelo Way | Austin | TX | 78728 | Williamson | CN602676595 | RN103029302 | Installed pre-treatment equipment. Installed waste drainage outside receiving docks to contain run-off. Epoxy floor coating to prevent seepage into slab. | A positive use determination of 100% for the projects to install pre-treatment equipment, to install waste drainage outside receiving docks to contain run-off, and the Epoxy floor coating to prevent seepage into slab. | 2004-05-12 | 596387 | 100
7651 | T1 | ATMI Materials Ltd | ATMI Materials Ltd | 706 Houston Clinton Dr | Burnet | TX | 78611 | Burnet | CN600389522 | RN102924321 | Installed an ACM monitoring system for monitoring of hazardous emissions. Secondary containment devices for Titanium Nitride CVD. | A positive use determination of 100% for the projects to install an ACM monitoring system and the secondary containment devices for Titanium Nitride CVD. | 2004-05-12 | 84625 | 100
7652 | T1 | Texas Machining Enterprises | Texas Machining Enterprises | 4633 Perrin Creek | San Antonio | TX | 78217 | Bexar | CN602773749 | RN104509773 | Central Coolant System With Piping: System consisting of extensive piping, filters, & chillers used to recycle coolant. Monroe Environmental Dust & Mist System. Chip Handling Centrifuge used to separate waste chips. | Not listed in database. | 2004-05-12 | 1818029 | 100
7653 | T1 | Cemex Construction Materials LP | Cemex Stafford Plant | 4122 S Main St | Stafford | TX | 77477 | Fort Bend | CN605110501 | RN109759654 | Weir Pit System: berms, swells, etc. used to separate solids from water. Storm Water Containment System: retaining wall used to contain run-off. Central dust collection system. | A positive use determination of 100% for the Weir Pit System, the Storm Water Containment System, and the central dust collection system. | 2004-05-12 | 300792 | 100
7654 | T1 | Hydro Aluminum Commerce | Hydro Aluminum Commerce | 2000 Economic Dr | Commerce | TX | 75428 | Hunt | CN604256354 | RN102660875 | Epoxy floor covering installed to prevent seepage into the slab. Fumes Treatment project: baghouse filter & oxygen injection system.\ | A positive use determination of 100% for the Epoxy Floor Covering and the Fumes Treatment project. | 2004-05-12 | 1776885 | 100
7655 | T1 | Cemex Construction Materials LP | Cemex Construction Petro Coke Grinding | 6203 Industrial Way | Houston | TX | 77011 | Harris | CN603403973 | RN101718641 | Dust Collection Systems and associated equipment. | A positive use determination of 100% for the Dust Collection Systems and associated equipment. | 2004-05-12 | 527986 | 100
7656 | T1 | Cemex Construction Materials LP | Cemex Galveston Ready Mix | 7002 Harborside Dr | Galveston | TX | 77554 | Galveston | CN603403973 | RN100249739 | Concrete related to the installation of dust collection system. Water containment berm to keep storm water from entering ship channel. Wash rack used to clean particulate matter. | A positive use determination of 100% for the concrete related to the installation of dust collection system, the water containment berm to keep storm water from entering ship channel, and the wash rack used to clean mobile equipment. | 2004-05-12 | 76635 | 100
7657 | T1 | Cemex Construction Materials LP | Cemex Katy Facility | 27734 Brookshire Highway | Houston | TX | 77292 | Harris | Insufficient Information | Insufficient Information | Weir Pit System - includes berms, swells, etc. that separate solids from water. Central dust collection system. | A positive use determination of 100% for the Weir Pit System and the Central Dust Collection System | 2004-05-12 | 148668 | 100
7658 | T1 | Cemex Construction Materials LP | Cemex Webster Facility | 17501 E Commerce Dr | Webster | TX | 77292 | Harris | Insufficient Information | Insufficient Information | Storm Water Containment systems. Repair old dust collector. Site stabilization project. Installed a dust collector. Installed a septic system. Purchased a pressure washer. Paving around cement and concrete yards. | A positive use determination of 100% for the Storm Water Containment Systems, repairs to the old dust collector, the site stabilization project, the new dust collector, the septic system, the pressure washer, and the paving around the cement and the concrete yards. | 2004-05-12 | 581772 | 100
7659 | T1 | Cemex Construction Materials LP | Cemex Spring Ready Mix | 1115 Spring Stuebner Rd | Houston | TX | 77373 | Harris | CN602309114 | RN102738812 | Weir Pit System: includes berms, swells etc. that separate solids from water. Retaining wall used to control storm water. | A positive use determination of 100% for the Weir Pit System and the retaining wall. | 2004-05-12 | 164345 | 100
7660 | T1 | Cemex Construction Materials LP | Cemex Cutten Road Ready Mix | 11331 Cutten Rd | Houston | TX | 77066 | Harris | CN601440662 | RN100717230 | Weir Pit System: includes berms, swells etc. that separate solids from water. | A positive use determination of 100% for the Weir Pit System. | 2004-05-12 | 275767 | 100
7661 | T1 | Cemex Construction Materials LP | Cemex Baytown Ready Mix | 4008 Hwy 146 N | Baytown | TX | 77520 | Harris | Insufficient Information | Insufficient Information | Weir Pit System: includes berms, swells etc. that separate solids from water. Wetside dust collection system. Dryside dust collection system. | A positive use determination of 100% for the Weir Pit System and the Wetside and Dryside dust collection systems. | 2004-05-12 | 255345 | 100
7662 | T1 | Cemex Construction Materials LP | Cemex Norwood Quarry | 3901 Norwood Ln | Austin | TX | 78617 | Travis | CN601310618 | RN104315775 | Collection flume that collects particulate matter. | A positive use determination of 100% for the collection flume used to collect particulate matter during the quarrying of aggregate. | 2004-05-12 | 10713 | 100
7663 | T1 | Cemex Construction Materials LP | Cemex Balcones Cement Plant | 2580 Wald Rd | New Braunfels | TX | 78132 | Comal | CN603403973 | RN102605375 | See the attached listing. | A positive use determination of 100% for the Electrostatic Precipitators; the Gravel Bed Filter; the Continuous Emission Monitor for NOx, SO1 and CO; and the Coal Mill Dust Trap Damper. | 2004-05-12 | 2554970 | 100
7664 | T1 | Premdor | Premdor | 6308 Industrial Blvd | Greenville | TX | 75401 | Hunt | CN600484786 | RN100549187 | New dust collection system for Palazzo Line. Spark arrest system for dust collector. Dust collection holding tank. IC Forklifts replaced electric forklifts - property listed is battery watering system. | A positive use determination of 100% for the new dust collection system for the Palazzo Line; the spark arrest system for the dust collector; the dust collection holding tank; and the battery watering system. | 2004-05-12 | 463459 | 100
7665 | T1 | Vecta | Vecta | 1800 S Great Southwest Pk | Grand Prairie | TX | 75051 | Tarrant | CN600325724 | RN100616614 | The following: Explosion proof plant lighting; grinding room dust collector; dust collection bins; and dust collection room. | A positive use determination of 100% for the grinding room dust collector and the dust collection bins. A negative determination for the project to explosion proof the plant lighting and the Dust Collection Room. Explosion proofing of the plant lighting system is done to protect the plants employees and assets it is not considered to be a pollution control project. The pollution control associated with the Grinding area is the dust collection system and not the room itself. | 2004-05-12 | 199704 | 100
7666 | T1 | Centerpulse Orthopedics Inc | Centerpulse Orthopedics Inc | 9900 Spectrum Dr | Austin | TX | 78717 | Travis | CN600286181 | RN100580794 | Replacement of nitric acid and alcohol dip cleaning line with hot water wash cleaning line. Conversion of Final Clean Line to water and soap cleaning line and associated equipment. | A positive use determination of 100% for the Pass Thru Unit hot water wash conversion and the Final Clean Line wash system conversion. | 2004-05-12 | 198635 | 100
7667 | T1 | Cemex Construction Materials LP | Cemex Laredo Terminal | 13611 Regional Dr | Laredo | TX | 78045 | Webb | CN601310618 | RN101926236 | Dust collection system. | A positive use determination of 100% for the dust collection system. | 2004-05-12 | 80000 | 100
7668 | T1 | Cemex Construction Materials LP | Cemex Ft Worth Terminal | 3900 Angle Ave | Fort Worth | TX | 76106 | Tarrant | CN603403973 | RN104074117 | New silo dust collector. Dust collector for unloading of railcars. Sweeper used to control dust. Dust collector for truck unloading. | A positive use determination of 100% for the new silo dust collector, the dust collector for railcar unloading, the sweeper used to control dust, and the dust collector at truck unloading. | 2004-05-13 | 141131 | 100
7669 | T1 | Cemex Construction Materials LP | Cemex Harlingen Terminal | 4 Miles East of FM 106 | Harlingen | TX | 78550 | Cameron | Insufficient Information | Insufficient Information | Silo dust collector. Dust collectors for truck unloading. | A positive use determination of 100% for the new silo dust collector and the dust collectors for truck loading. | 2004-05-13 | 115853 | 100
7670 | T1 | Cemex Construction Materials LP | Cemex Inc | 16530 Dezavalla | Houston | TX | 77530 | Harris | Insufficient Information | Insufficient Information | Dust collector at cement silo. Sweeper used at loading dock. Conveyor belt curtain used to control dust emissions. | A positive use determination of 100% for the dust collectors at the cement silo, the sweeper used at the loading dock, and the conveyor belt curtain. | 2004-05-13 | 300609 | 100
7671 | T1 | Cemex Construction Materials LP | Cemex Inc | 5303 Navigation | Houston | TX | 77001 | Harris | CN603403973 | RN100249580 | Dust collector at cement silo. Sweeper used to control emissions. Dust Collection Systems used to control dust emissions. Storm Water recycling system. Installed new sewer line. Storm water detention pit. | A positive use determination of 100% for the dust collectors at the cement silo, the various dust collection systems, the street sweeper, the storm water recycling system, the new sewer line, and the storm water detention pit. | 2004-05-13 | 699368 | 100
7672 | T1 | Cemex Construction Materials LP | Cemex Amarillo Terminal | 8500 SE 1St St | Amarillo | TX | 79101 | Potter | CN605260686 | RN105463483 | Dust Collection Systems used to control dust emissions. | A positive use determination of 100% for the dust collector systems. | 2004-05-13 | 88291 | 100
7673 | T1 | Cemex Construction Materials LP | Cemex Balcones Cement Plant | 2580 Wald Rd | New Braunfels | TX | 78132 | Comal | CN603403973 | RN102605375 | Dust Collection Systems used to control dust emissions. Including additions, modifications and spare parts. Retention pond constructed. Waste water treatment project. | A positive use determination of 100% for the dust collection systems, including additions, modifications and spare parts; the retention pond; and the waste water treatment project. | 2004-05-13 | 527986 | 100
7674 | T1 | Cemex Construction Materials LP | Cemex Round Rock Ready Mix | 2412 Picadilly Dr | Round Rock | TX | 78664 | Williamson | Insufficient Information | Insufficient Information | Dust collection system. | A positive use determination of 100% for the dust collection system. | 2004-05-13 | 1615 | 100
7675 | T1 | Cemex Construction Materials LP | Cemex Austin Ready Mix | 8900 Ramirez Dr | Austin | TX | 78742 | Travis | CN601440662 | RN102580719 | Sweeper used to control dust. | A positive use determination of 100% for the street sweeper. | 2004-05-13 | 7223 | 100
7676 | T1 | Sachem Inc | Sachem Cleburne Plant | 2311 Pipeline Rd | Cleburne | TX | 76031 | Johnson | CN600383855 | RN100976117 | The following items: IBC Totes - reusable; waste water pH control improvement; reg. anolyte pressure control II; quality lab expansion; cell tray spray system; reg. anolyte pressure control; replacement anolyte tank; boiler instrumentation; Schuetz tote loading; basic balance clean room; auto-dilutor for DX120; DOSIMAT 685 F/736 Titrino; crossflow nebulizer; batch tank level devices; TMAH meter improvements; and cell frame voltmeters. | A positive use determination of 100% for the IBC Totes; the waste water pH control improvement; the reg. anolyte pressure control II; the cell tray spray system; the reg. anolyte pressure control project; the replacement anolyte tank; the boiler instrumentation; the Schuetz tote loading; the batch tank level devices; the TMAH meter improvements; and the cell frame voltmeters. A positive use determination of 50% for the quality lab expansion; the Basic Balance Clean Room; the Auto Dilutor for DX120; the DOSIMAT 685 F/736 Titrino; and the crossflow nebulizer. | 2004-05-13 | 144430 | 100
7677 | T1 | Douglas Distributing | Douglass Distributing Store #15 | Hwy 75 @ Telephone Rd | Melissa | TX | 75454 | Collin | CN600251037 | None Listed | The following property: vapor recovery equipment on 2 hose, 3 product dispenser; vapor recovery pump renovation; and Red Jacket automatic tank spill containment). | A positive use determination for 100% of the vapor recovery equipment on the dispenser, the pump renovation, and the Red Jacket spill containment. | 2004-07-14 | 30092 | 100
7678 | T1 | Douglas Distributing | Douglass Distributing Store #47 | 301 N Central Expressway | Allen | TX | 75002 | Collin | CN600251037 | RN101543817 | B&J Tank Gauging and Overfill Monitoring Equipment: ground site, install kit, probe, valves, sensors, modem. | A positive use determination for 100% of the B & J Tank Gauging and Overfill Monitoring Equipment. | 2004-07-14 | 12880 | 100
7679 | T1 | Douglas Distributing | Douglass Distributing Store #49 | 1101 N Tennessee | Mckinney | TX | 75069 | Collin | CN600251037 | RN102867652 | The following: Vapor recovery equipment on two 2 hose, 3 product dispensers; vapor recovery command center; 12000 gallon double-walled tank; 8000 gallon double-walled tank; automatic tank gauging equip., leak detection, under pump valve check, isolation fittings, tight fill fittings & automatic shut-off. | A positive use determination for 100% of the vapor recovery equipment on two dispensers, vapor recovery command center, automatic tank gauging equip., leak detection, under pump valve check, isolation fittings, tight fill fittings & automatic shut-off. A positive use determination for 50% of the 12,000 and 8,000 gallon gasoline storage tanks. | 2004-07-14 | 92532 | 100
7680 | T1 | Douglas Distributing | Douglass Distributing Store #53 | 6733 Main St (Frisco) | Frisco | TX | 75034 | Collin | CN600251037 | RN101541522 | Overfill containment device and vacuum assist vapor recovery, automatic tank gauging & impressed current cathodic protection. | A positive use determination for 100% of the overfill containment device and vacuum assist vapor recovery, automatic tank gauging & impressed current cathodic protection. | 2004-07-14 | 73715 | 100
7681 | T1 | Douglas Distributing | Douglass Distributing Store #105 | 219 N Ballard | Wylie | TX | 75098 | Collin | CN600251037 | RN102646841 | Vacuum assist vapor recovery, automatic tank gauging & impressed current cathodic protection, automatic leak detection, under pump check valve, tank top sump, under dispenser sump, tight fill fittings and emergency overflow shut-off valve and double-walled storage tank. | A positive use determination for 100% of the property items listed above with the exception of the double-walled storage tank which is granted a 50% determination. | 2004-07-14 | 31770 | 100
7682 | T1 | Douglas Distributing | Douglass Distributing Store #74 | 1904 IH 35 N (West Side) | Gainesville | TX | 76240 | Cooke | CN600251037 | RN102653623 | Installed Red Jacket automatic tank spill containment and 1000 gallon double-walled storage tank. | A positive use determination for 100% of the automatic spill containment and 50% of the 1000 gallon storage tank. | 2004-07-14 | 22687 | 100
7683 | T1 | Douglas Distributing | Douglass Distributing Store #75 | 1935 IH 35 North | Gainesville | TX | 76240 | Cooke | CN600251037 | None Listed | Automatic tank gauging. | A positive use determination for 100% of the automatic tank gauging. | 2004-07-14 | 13470 | 100
7684 | T1 | Douglas Distributing | Douglass Distributing Store #76 | 1033 E California St | Gainesville | TX | 76240 | Cooke | CN600251037 | RN102654480 | Installed Red Jacket automatic tank spill containment. | A positive use determination for 100% of the Red Jacket spill containment. | 2004-07-14 | 10523 | 100
7685 | T1 | Douglas Distributing | Douglass Distributing Store #77 | 800 E Division St | Muenster | TX | 76252 | Cooke | CN600251037 | None Listed | Overfill containers; automatic shutoff & impressed current cathodic protection; and tank gauging . | A positive use determination for 100% of the overfill containers, automatic shutoff, cathodic protection, and tank gauging. | 2004-07-14 | 73031 | 100
7686 | T1 | Douglas Distributing | Douglass Distributing Store #80 | 1708 E Hwy 82 | Gainesville | TX | 76240 | Cooke | CN600251037 | RN102653169 | Red Jacket automatic tank spill containment and sump pump. | A positive use determination for 100% of the Red Jacket spill containment and the sump pump. | 2004-07-14 | 36640 | 100
7687 | T1 | Douglas Distributing | Douglass Distributing Store #81 | 505 Summit | Gainesville | TX | 76240 | Cooke | CN600251037 | RN103025276 | Automatic tank gauging equipment, under pump valve check, isolation fittings, tight fill fittings, impressed current cathodic protection, automatic leak detection equipment, and 12000 gallon double-walled storage tank. | A positive use determination for 100% of automatic tank gauging equipment, under pump valve check, isolation fittings, tight fill fittings, impressed current cathodic protection, and automatic leak detection equipment. A positive use determination for 50% of the 12000 gallon storage tank. | 2004-07-14 | 78991 | 100
7688 | T1 | Douglas Distributing | Douglass Distributing Store #85 | 100 Kiowa Dr W | Lake Kiowa | TX | 76240 | Cooke | CN600251037 | RN102657988 | Overfill & spill containment device; double-walled storage tank; and automatic tank gauging equipment, tight fill fittings, automatic shut-off, and impressed current cathodic protection. | A positive use determination for 100% of overfill & spill containment device; and automatic tank gauging equipment, tight fill fittings, automatic shut-off, and impressed current cathodic protection. A positive use determination for 50% of the double-walled storage tank. | 2004-07-14 | 85971 | 100
7689 | T1 | Douglas Distributing | Douglass Distributing Store #17 | FM 455 & FM 2164 | Sanger | TX | 76266 | Denton | CN600251037 | Insufficient Information | Five 2 hose dispenser, 2 product dispenser and One 1 hose dispenser, 1 product dispenser. | Applicant agreed that the product dispensers are not pollution control property and withdrew the application. | 2004-07-14 | 15142 | 100
7690 | T1 | Douglas Distributing | Douglass Distributing Store #20 | Circle 1 Street | Pilot Point | TX | 76258 | Denton | CN600251037 | Insufficient Information | Impressed current cathodic protection; Stage 2 Vapor Recovery system; and Red Jacket automatic tank spill containment. | A positive use determination for 100% of the cathodic protection, stage 2 vapor recovery system, and red jacket spill containment. | 2004-07-14 | 67777 | 100
7691 | T1 | Douglas Distributing | Douglass Distributing Store #86 | FM 428 & Us 377 | Aubrey | TX | 76227 | Denton | CN600251037 | Insufficient Information | Vacuum assist vapor recovery for 2 hose, 3 product dispenser. | A positive use determination for 100% of the vacuum assist vapor recovery. | 2004-07-14 | 43805 | 100
7692 | T1 | Douglas Distributing | Douglass Distributing Store #112 | 100 FM 455 | Pilot Point | TX | 76258 | Denton | CN600251037 | None Listed | Vacuum assist vapor recovery for 2 hose, 4 product dispenser; gauging equipment and tight fill fittings; and tank monitor. | A positive use determination for 100% of the vacuum assist vapor recovery, gauging equipment, tight fill fittings, and tank monitors. | 2004-07-14 | 77478 | 100
7693 | T1 | Douglas Distributing | Douglass Distributing Store #120 | 1011 N Texas Blvd | Denton | TX | 76201 | Denton | CN600251037 | RN100595941 | Vacuum assist vapor recovery & tank gauging. | A positive use determination for 100% of the vacuum assist vapor recovery & tank gauging. | 2004-07-14 | 174610 | 100
7694 | T1 | Douglas Distributing | Douglass Distributing Store #1 | 325 E Forrest | Sherman | TX | 75090 | Grayson | CN600251037 | RN100533892 | Overfill devices; vacuum assist vapor recovery on 10 dispensers and one 3 product dispenser; Red Jacket leak and spill containment equipment; and vapor assistant 2 hose kit. | A positive use determination for 100% of the overfill devices; vacuum assist vapor recovery on 10 dispensers and one 3 product dispenser; Red Jacket leak and spill containment equipment; and vapor assistant 2 hose kit.. | 2004-07-14 | 126151 | 100
7695 | T1 | Douglas Distributing | Douglass Distributing Store #4 | 1716 Hwy 75 N | Sherman | TX | 75090 | Grayson | CN600251037 | RN102651858 | Vacuum assist vapor recovery on 3 product dispenser; vapor assist 2 hose kit; and Red Jacket leak containment equipment. | A positive use determination for 100% of the vacuum assist vapor recovery on 3 product dispenser; vapor assist 2 hose kit; and Red Jacket leak containment equipment. | 2004-07-14 | 57032 | 100
7696 | T1 | Douglas Distributing | Douglass Distributing Store #5 | 529 W Lamar | Sherman | TX | 75090 | Grayson | CN600251037 | RN102656295 | Overfill devices; electronic tank gauge; emergency shut-off; and vacuum assist vapor recovery on product dispensers. | A positive use determination for 100% of the overfill devices; electronic tank gauge; emergency shut-off; and vacuum assist vapor recovery. | 2004-07-14 | 62300 | 100
7697 | T1 | Douglas Distributing | Douglass Distributing Store #6 | 321 N Austin | Sherman | TX | 75090 | Grayson | CN600251037 | RN102652856 | Electronic tank gauge. | A positive use determination for 100% of the electronic tank gauge. | 2004-07-14 | 23921 | 100
7698 | T1 | Douglas Distributing | Douglass Distributing Store #8 | 106 Sunset | Sherman | TX | 75092 | Grayson | CN600251037 | RN102656915 | Spill containment & overfill tank monitoring; automatic tank gauging; and impressed current cathodic protection. | A positive use determination for 100% of the spill containment & overfill tank monitoring; automatic tank gauging; and impressed current cathodic protection. | 2004-07-14 | 49505 | 100
7699 | T1 | Douglas Distributing | Douglass Distributing Store #9 | 1007 N Travis | Sherman | TX | 75090 | Grayson | CN600251037 | RN103086922 | Overfill devices and double-walled tanks. | A positive use determination for 100% of the overfill devices and 50% of the double-walled tanks. | 2004-07-14 | 41470 | 100
7700 | T1 | Douglas Distributing | Douglass Distributing Store #10 | 3029 Hwy 84 | Denison | TX | 75020 | Grayson | CN600251037 | RN102648748 | Sump pump, vacuum assist vapor recovery, automatic tank gauging & impressed current cathodic protection. | A positive use determination for 100% of the sump pump, vacuum assist vapor recovery, automatic tank gauging & impressed current cathodic protection. | 2004-07-14 | 113090 | 100
7701 | T1 | Douglas Distributing | Douglass Distributing Store #11 | 1911 N Travis | Sherman | TX | 75092 | Grayson | CN600251037 | RN102658267 | Overfill & spill containment, vacuum assist vapor recovery, and automatic tank gauging. | A positive use determination for 100% of the overfill & spill containment, vacuum assist vapor recovery, and automatic tank gauging. | 2004-07-15 | 13522 | 100
7702 | T1 | Douglas Distributing | Douglass Distributing Store #12 | 417 8Th Street | Gunter | TX | 75058 | Grayson | CN600251037 | RN102658564 | Overfill devices; Red Jacket automatic tank spill containment; 16000 gallon double-walled storage tank; vacuum assist vapor recovery; and automatic tank gauging. | A positive use determination for 100% of the Overfill devices; Red Jacket automatic tank spill containment; vacuum assist vapor recovery; and automatic tank gauging. A positive use determination for 50% of the 16000 gallon double-walled storage tank. | 2004-07-15 | 90456 | 100
7703 | T1 | Douglas Distributing | Douglass Distributing Store #14 | 4424 Texoma Pkwy | Sherman | TX | 75090 | Grayson | CN600251037 | RN102655040 | Spill protection equipment; and Red Jacket automatic tank spill containment. | A positive use determination for 100% of the spill protection equipment and Red Jacket automatic tank spill containment. | 2004-07-15 | 56691 | 100
7704 | T1 | Douglas Distributing | Douglass Distributing Store #16 | M & M Place | Howe | TX | 75459 | Grayson | CN600251037 | RN102651635 | Electronic tank gauge and vacuum assist vapor recovery equipment. | A positive use determination for 100% of the electronic tank gauge and vacuum assist vapor recovery equipment. | 2004-07-15 | 28157 | 100
7705 | T1 | Douglas Distributing | Douglass Distributing Store #19 | 525 W Walnut | Sherman | TX | 75090 | Grayson | CN600251037 | RN102464807 | Red Jacket automatic spill containment. | A positive use determination for 100% of the Red Jacket automatic spill containment. | 2004-07-15 | 6056 | 100
7706 | T1 | Douglas Distributing | Douglass Distributing Store #21 | 400 E Hwy 69 | Denison | TX | 75020 | Grayson | CN600251037 | RN102652310 | Electronic tank gauge. | A positive use determination for 100% of the electronic tank gauge. | 2004-07-15 | 20643 | 100
7707 | T1 | Douglas Distributing | Douglass Distributing Store #23 | Dave's Ski & Tackle | Denison | TX | 75020 | Grayson | CN600251037 | RN102656626 | Vacuum assist vapor recovery, automatic tank gauging & impressed current cathodic protection, automatic leak detection, under pump check valve, tank top sump, under dispenser sump, tight fill fittings | A positive use determination for 100% of the vacuum assist vapor recovery, automatic tank gauging & impressed current cathodic, automatic leak detection, under pump check valve, tank top sump, under dispenser sump, tight fill fittings. | 2004-07-15 | 56187 | 100
7708 | T1 | Douglas Distributing | Douglass Distributing Store #28 | 1204 E Main | Denison | TX | 75020 | Grayson | CN600251037 | RN102655305 | Overfill devices and spill protection equipment. | A positive use determination for 100% of the overfill devices and spill protection equipment. | 2004-07-15 | 10546 | 100
7709 | T1 | Douglas Distributing | Douglass Distributing Store #31 | 317 N Hwy 377 | Collinsville | TX | 76233 | Grayson | CN600251037 | RN101882454 | Vacuum assist vapor recovery, automatic tank gauging & impressed current cathodic, automatic leak detection, under pump check valve, tank top sump, under dispenser sump, tight fill fittings | A positive use determination for 100% of the vacuum assist vapor recovery, automatic tank gauging & impressed current cathodic, automatic leak detection, under pump check valve, tank top sump, under dispenser sump, tight fill fittings. | 2004-07-15 | 54258 | 100
7710 | T1 | Douglas Distributing | Douglass Distributing Store #32 | 1320 S Austin | Denison | TX | 75020 | Grayson | CN600251037 | RN102440773 | Spill containment devices; electronic tank gauge; and Ultra Probe for leak detection. | A positive use determination for 100% of the spill containment devices, electronic tank gauge, and Utra Probe. | 2004-07-15 | 39903 | 100
7711 | T1 | Douglas Distributing | Douglass Distributing Store #35 | Rt 2 Box 50M | Denison | TX | 75020 | Grayson | CN600251037 | Insufficient Information | Overfill & spill containment devices. | A positive use determination for 100% of the overfill & spill containment devices. | 2004-07-15 | 1599 | 100
7712 | T1 | Douglas Distributing | Douglass Distributing Store #38 | Rt 2 Box 66P Hwy 84 | Denison | TX | 75020 | Grayson | CN600251037 | Insufficient Information | Overfill & spill containment devices. | A positive use determination for 100% of the overfill & spill containment devices. | 2004-07-15 | 2097 | 100
7713 | T1 | Douglas Distributing | Douglass Distributing Store #41 | 72058 Hwy 691 | Denison | TX | 75020 | Grayson | CN600251037 | None Listed | Overfill & spill containment devices, impressed current cathodic protection, and LH#2 tank monitoring upgrade. | A positive use determination for 100% of the overfill & spill containment devices, impressed current cathodic protection, and LH#2 tank monitoring upgrade. | 2004-07-15 | 26192 | 100
7714 | T1 | Douglas Distributing | Douglass Distributing Store #44 | 300 Charlie | Whitesboro | TX | 76273 | Grayson | CN600251037 | RN102655933 | Overfill & spill containment devices, 2 sump pumps, vacuum assist vapor recovery, impressed current cathodic protection, automatic leak detection, under pump check valve, tank top sump, under dispenser sump, tight fill fittings and electronic tank gauge. | A positive use determination for 100% of the property items listed above. | 2004-07-15 | 44420 | 100
7715 | T1 | Douglas Distributing | Douglass Distributing Store #45 | 25524 N Hwy 377 | Whitesboro | TX | 76273 | Grayson | CN600251037 | RN102613718 | Red Jacket tank leak containment equipment. | A positive use determination for 100% of the Red Jacket tank leak containment equipment. | 2004-07-15 | 83888 | 100
7716 | T1 | Douglas Distributing | Douglass Distributing Store #46 | PO Box 566, Hwy 69 | Whitewright | TX | 75491 | Grayson | CN600251037 | Insufficient Information | LS fuel protection sumps. | A positive use determination for 100% of the LS fuel protection sumps. | 2004-07-15 | 11850 | 100
7717 | T1 | Douglas Distributing | Douglass Distributing Store #48 | PO B0X 144, Hwy. 82 W. | Bells | TX | 75414 | Grayson | CN600251037 | RN102224466 | Dal sump pump. | A positive use determination for 100% of the Dal sump pump. | 2004-07-15 | 85457 | 100
7718 | T1 | Douglas Distributing | Douglass Distributing Store #50 | 2920 Hwy 75 N | Sherman | TX | 75090 | Grayson | CN600251037 | RN102650306 | Electronic tank monitor. | A positive use determination for 100% of the electronic tank monitor. | 2004-07-15 | 8419 | 100
7719 | T1 | Douglas Distributing | Douglass Distributing Store #55 | 2826 Pottsboro Rd. | Denison | TX | 75020 | Grayson | CN600251037 | None Listed | Double-walled storage tank and overfill & spill containment devices. | A positive use determination for 100% of the overfill & spill containment and 50% of the double-walled storage tank. | 2004-07-15 | 15234 | 100
7720 | T1 | Douglas Distributing | Douglass Distributing Store #58 | Hwy 5/121 Box 1279 | Van Alstyne | TX | 75495 | Grayson | CN600251037 | RN102853280 | Overfill & spill containment devices; impressed current cathodic protection; and vacuum assist vapor recovery equipment. | A positive use determination for 100% of the overfill & spill containment, cathodic protection, and vacuum assist vapor recovery equipment. | 2004-07-15 | 38364 | 100
7721 | T1 | Douglas Distributing | Douglass Distributing Store #82 | 201 S. Dewey | Sherman | TX | 75090 | Grayson | CN600251037 | RN102646726 | Vacuum assist vapor recovery, automatic tank gauging & impressed current cathodic protection, automatic leak detection, under pump check valve, tank top sump, under dispenser sump, tight fill fittings. | A positive use determination for 100% of the property items listed above. | 2004-07-15 | 129316 | 100
7722 | T1 | Douglas Distributing | Douglass Distributing Store #89 | 2121 N Hwy 1417, Suite K | Sherman | TX | 75092 | Grayson | CN600251037 | RN102660339 | Vacuum assist vapor recovery, automatic tank gauging & impressed current cathodic protection, automatic leak detection, under pump check valve, tank top sump, under dispenser sump, tight fill fittings. | A positive use determination for 100% of the property items listed above. | 2004-07-15 | 108136 | 100
7723 | T1 | Buffalo Marine Service Inc | Buffalo Marine | 8201 E Erath St | Houston | TX | 77012 | Harris | CN600307524 | RN100597723 | The property for which this application is being filed consist of vapor control and overfill protection systems. Equipment includes spill rails, drip pans; liquid level indicators, stick gauges, sight glasses, pressure gauges, tank venting systems, overfill sensors and alarms, alarm control panels, spill valves, spill abatement equipment and zinc tank coatings. | A positive use determination for 100% of the vapor control and overfill protection systems for barge fleet. | 2004-05-13 | 1100000 | 100
7724 | T2 | Buffalo Marine Service Inc | Buffalo Marine | 8201 E Erath St | Houston | TX | 77012 | Harris | CN600307524 | RN100597723 | Double hulled bunker fuel barge: The incremental cost difference between single hulled and double hulled barges is the pollution control property. | A positive use determination for 100% of the incremental cost difference between a single hulled and double hulled bunker fuel barge. | 2004-05-27 | 611254 | 100
7725 | T1 | Michael Angelo's Gourmet Foods | Michael Angelo's | 200 Michael Angelo Way | Austin | TX | 78728 | Travis | CN602676595 | RN103029302 | Installed pre-treatment equipment. Installed waste drainage outside receiving docks to contain run-off. Epoxy floor coating to prevent seepage into slab. | A positive use determination of 100% for the projects to install pre-treatment equipment, to install waste drainage outside receiving docks to contain run-off, and the Epoxy floor coating to prevent seepage into slab. | 2004-05-12 | 596388 | 100
7726 | T1 | Cemex Construction Materials LP | Cemex Katy Facility | 27734 Brookshire Highway | Houston | TX | 77292 | Waller | Insufficient Information | Insufficient Information | Weir Pit System - includes berms, swells, etc. that separate solids from water. Central dust collection system. | A positive use determination of 100% for the Weir Pit System and the Central Dust Collection System | 2004-05-12 | 148668 | 100
7727 | T1 | Cemex Construction Materials LP | Cemex Webster Facility | 17501 E Commerce Dr | Webster | TX | 77292 | Galveston | Insufficient Information | Insufficient Information | Storm Water Containment systems. Repair old dust collector. Site stabilization project. Installed a dust collector. Installed a septic system. Purchased a pressure washer. Paving around cement and concrete yards. | A positive use determination of 100% for the Storm Water Containment Systems, repairs to the old dust collector, the site stabilization project, the new dust collector, the septic system, the pressure washer, and the paving around the cement and the concrete yards. | 2004-05-12 | 581772 | 100
7728 | T1 | Centerpulse Orthopedics Inc | Centerpulse Orthopedics Inc | 9900 Spectrum Dr | Austin | TX | 78717 | Williamson | CN600286181 | RN100580794 | Replacement of nitric acid and alcohol dip cleaning line with hot water wash cleaning line. Conversion of Final Clean Line to water and soap cleaning line and associated equipment. | A positive use determination of 100% for the Pass Thru Unit hot water wash conversion and the Final Clean Line wash system conversion. | 2004-05-12 | 198635 | 100
7729 | T1 | Cemex Construction Materials LP | Cemex Construction Materials | 2412 Royston Ln | Round Rock | TX | 78664 | Travis | CN603403973 | RN100249754 | Dust Collection Systems used to control dust emissions. | A positive use determination of 100% for the dust collection system. | 2004-05-12 | 1615 | 100
7730 | T1 | Douglas Distributing | Douglass Distributing Store #97 | 700 Ih 35 E (Southbound) | Denton County | TX | 76202 | Denton | CN600251037 | RN102648334 | 1. Vacuum assist vapor recovery equipment. 2. Tight fill fittings, spill containers, automatic shut-off. 3. Two 12000 gallon double-walled storage tanks. 4. Double-walled piping. 5. Tank top sumps. 6. Under dispenser sumps. 7. Industrial and ATG sump monitoring equipment. 8. Automatic tank gauging. 9. Under pump check valve. | A positive use determination for 100% of the property items listed above with the exception of the double-walled tanks and piping which are granted a 50% determination. | 2004-07-15 | 113194 | 100
7731 | T1 | Douglas Distributing | Douglass Distributing Store #18 | Country One Stop | Grayson County | TX | 75090 | Grayson | CN600251037 | Insufficient Information | Overfill & spill containment devices; impressed current cathodic protection; & Country 1 automatic tank gauge. | A positive use determination for 100% of the overfill & spill protection devices, cathodic protection, and tank gauge. | 2004-07-15 | 20533 | 100
7732 | T1 | Shin-Etsu Silicones Of America Inc. | Shin-Etsu Silicones Of America | 5650 Hwy 332 East | Freeport | TX | 77541 | Brazoria | Insufficient Information | Insufficient Information | See attached list. | A positive use determination for the property on the attached list. | 2004-05-13 | 12713348 | 100
7733 | T1 | Handgards Inc. | Handgards Inc. | 901 Hawkins Blvd. | El Paso | TX | 79915 | El Paso | CN600271357 | RN100972371 | 1. Waste Baler for scrap recycling. 2. Vapor Recovery for process fugitive emissions. 3. Scrap Recycling for plastic waste. | A positive use determination for 100% of the waste baler, vapor recovery system, and plastic scrap recycling system. | 2004-05-13 | 297967 | 100
7734 | T1 | Exxon Mobil Corporation | ExxonMobil Service Station | 6004 Cooper St | Arlington | TX | 76001 | Tarrant | CN600123939 | RN101617140 | Factory installed vapor recovery on a multi-product dispenser; double walled storage tank; and tank monitoring system. | A positive use determination of 100% for the factory installed vapor recovery on a multi-product dispenser and the tank monitoring system. A positive use determination of 50% for the double walled storage tank. | 2004-05-14 | 73086 | 100
7735 | T1 | Exxon Mobil Corporation | ExxonMobil Service Station | 8424 Us Hwy 377 S | Arlington | TX | 76126 | Tarrant | CN600123939 | RN102647245 | Factory installed vapor recovery on a multi-product dispenser; double walled storage tank; and tank monitoring system. | A positive use determination of 100% for the factory installed vapor recovery on a multi-product dispenser and the tank monitoring system. A positive use determination of 50% for the double walled storage tank. | 2004-05-14 | 40732 | 100
7736 | T1 | Exxon Mobil Corporation | ExxonMobil Service Station | 7100 Ruff Snow Dr | N Richland Hills | TX | 78148 | Tarrant | CN600123939 | RN102650553 | Factory installed vapor recovery on a multi-product dispenser; double walled storage tank; and tank monitoring system. | A positive use determination of 100% for the factory installed vapor recovery on a multi-product dispenser and the tank monitoring system. A positive use determination of 50% for the double walled storage tank. | 2004-05-14 | 81319 | 100
7737 | T1 | Exxon Mobil Corporation | ExxonMobil Service Station | 4401 Kelly Eliott Rd | Arlington | TX | 76017 | Tarrant | CN600123939 | RN102649746 | Factory installed vapor recovery on a multi-product dispenser; double walled storage tank; and tank monitoring system. | A positive use determination of 100% for the factory installed vapor recovery on a multi-product dispenser and the tank monitoring system. A positive use determination of 50% for the double walled storage tank. | 2004-05-14 | 96548 | 100
7738 | T1 | Exxon Mobil Corporation | ExxonMobil Service Station | 3500 Sycamore School Rd | Ft Worth | TX | 7613 | Tarrant | CN600123939 | RN102654084 | Factory installed vapor recovery on a multi-product dispenser; double walled storage tank; and tank monitoring system. | A positive use determination of 100% for the factory installed vapor recovery on a multi-product dispenser and the tank monitoring system. A positive use determination of 50% for the double walled storage tank. | 2004-05-14 | 76456 | 100
7739 | T1 | Exxon Mobil Corporation | ExxonMobil Service Station | 1700 William D Tate Ave | Grapevine | TX | 76051 | Tarrant | CN600123939 | RN102225018 | Factory installed vapor recovery on a multi-product dispenser; double walled storage tank; and tank monitoring system. | A positive use determination of 100% for the factory installed vapor recovery on a multi-product dispenser and the tank monitoring system. A positive use determination of 50% for the double walled storage tank. | 2004-05-14 | 66128 | 100
7740 | T1 | Exxon Mobil Corporation | ExxonMobil Service Station | 1461 W Green Oaks Blvd | Arlington | TX | 76013 | Tarrant | CN600123939 | RN102660149 | Factory installed vapor recovery on a multi-product dispenser; double walled storage tank; and tank monitoring system. | A positive use determination of 100% for the factory installed vapor recovery on a multi-product dispenser and the tank monitoring system. A positive use determination of 50% for the double walled storage tank. | 2004-05-14 | 94938 | 100
7741 | T1 | Exxon Mobil Corporation | ExxonMobil Service Station | 1975 Keller Pkwy | Keller City | TX | 76177 | Tarrant | CN600123939 | RN102658937 | Factory installed vapor recovery on a multi-product dispenser; and double walled storage tank. | A positive use determination of 100% for the factory installed vapor recovery on a multi-product dispenser. A positive use determination of 50% for the double walled storage tank. | 2004-05-14 | 88704 | 100
7742 | T1 | Exxon Mobil Corporation | ExxonMobil Service Station | 2021 S Main St | Keller City | TX | 76110 | Tarrant | CN600123939 | RN102648425 | Factory installed vapor recovery on a multi-product dispenser; and double walled storage tank. | A positive use determination of 100% for the factory installed vapor recovery on a multi-product dispenser. A positive use determination of 50% for the double walled storage tank. | 2004-05-14 | 90374 | 100
7743 | T1 | Exxon Mobil Corporation | ExxonMobil Service Station | 3300 Denton Hwy | Halton | TX | 76117 | Tarrant | CN600123939 | RN100537323 | Factory installed vapor recovery on a multi-product dispenser; and double walled storage tank. | A positive use determination of 100% for the factory installed vapor recovery on a multi-product dispenser. A positive use determination of 50% for the double walled storage tank. | 2004-05-14 | 41394 | 100
7744 | T1 | Exxon Mobil Corporation | ExxonMobil Service Station | 6001 Camp Bowie Blvd | Fort Worth | TX | 76116 | Tarrant | CN600123939 | RN102644952 | Factory installed vapor recovery on a multi-product dispenser; double walled storage tank; and tank monitoring system. | A positive use determination of 100% for the factory installed vapor recovery on a multi-product dispenser and the tank monitoring system. A positive use determination of 50% for the double walled storage tank. | 2004-05-14 | 81758 | 100
7745 | T1 | Exxon Mobil Corporation | ExxonMobil Service Station | 820 Beach St | Fort Worth | TX | 76111 | Tarrant | CN600123939 | RN100768506 | Factory installed vapor recovery on a multi-product dispenser; double walled storage tank; and tank monitoring system. | A positive use determination of 100% for the factory installed vapor recovery on a multi-product dispenser and the tank monitoring system. A positive use determination of 50% for the double walled storage tank. | 2004-05-14 | 59058 | 100
7746 | T1 | Exxon Mobil Corporation | ExxonMobil Service Station | 101 Sycamore Rd | Fort Worth | TX | 76133 | Tarrant | CN600123939 | RN102648177 | Factory installed vapor recovery on a multi-product dispenser; double walled storage tank; and tank monitoring system. | A positive use determination of 100% for the factory installed vapor recovery on a multi-product dispenser and the tank monitoring system. A positive use determination of 50% for the double walled storage tank. | 2004-05-14 | 92994 | 100
7747 | T1 | Exxon Mobil Corporation | ExxonMobil Service Station | 3800 Loop 820 S | Fort Worth | TX | 76119 | Tarrant |  |  | Observation well; double walled storage tank; and tank monitoring system. | A positive use determination of 100% for the observation well and the tank monitoring system. A positive use determination of 50% for the double walled storage tank. | 2004-05-14 | 49804 | 100
7748 | T1 | Exxon Mobil Corporation | ExxonMobil Service Station | 6100 Hulen St | Fort Worth | TX | 76113 | Tarrant | CN600123939 | RN100541689 | Factory installed vapor recovery on a multi-product dispenser; double walled storage tank; observation well; and tank monitoring system. | A positive use determination of 100% for the factory installed vapor recovery on a multi-product dispenser, the observation well, and the tank monitoring system. A positive use determination of 50% for the double walled storage tank. | 2004-05-14 | 94565 | 100
7749 | T1 | Exxon Mobil Corporation | ExxonMobil Service Station | 1606 Randol Mill Rd | Arlington | TX | 76012 | Tarrant | CN600123939 | RN100695717 | Factory installed vapor recovery on a multi-product dispenser; double walled storage tank; and tank monitoring system. | A positive use determination of 100% for the factory installed vapor recovery on a multi-product dispenser and the tank monitoring system. A positive use determination of 50% for the double walled storage tank. | 2004-05-14 | 60732 | 100
7750 | T1 | Alcoa Inc | Alcoa Elmendorf | 14555 Old Corpus Christi | Elmendorf | TX | 78112 | Bexar | CN600130884 | RN100221373 | The following items: 1. Baghouse & air filters for sidewell and kiln. 2. Water sprays for hot mill. 3. Stripper for hot mill. 4. Drain pans in melt shop. 5. Emissions monitors. | A positive use determination for 100% of the five items listed above. | 2004-05-13 | 1419252 | 100
7751 | T1 | Johns Manville | Johns Manville Cleburne | 200 W Industrial Blvd | Cleburne | TX | 76031 | Johnson | CN601719065 | RN100213719 | The following items: 1. Controls for ESP on furnace. 2. Dewatering hoppers in waste water treatment. 3. Stack extension. 4. Dust collectors. | A positive use determination for 100% of the four property items listed above. | 2004-05-13 | 856905 | 100
7752 | T1 | Vopak Terminal Galena Park Inc | Vopak Terminal Galena Park Inc | 1500 Clinton Dr | Galena Park | TX | 77547 | Harris | CN600285969 | RN102753670 | Installed internal floating roof seals in tanks 101, 205, and 206. Constructed a marine vapor recovery system that vents to a flare. | A positive use determination for 100% of internal floating roof seals on tanks 101, 205, and 206 and a marine vapor recovery system for ship and barge loading. | 2004-05-14 | 608551 | 100
7753 | T1 | Vopak Terminal Deer Park | Vopak Terminal Deer Park | 2759 Battleground Rd | Deer Park | TX | 77523 | Harris | CN601178734 | RN100225093 | The following items: Marine vapor collection at ship dock 1. New marine vapor flare 802. Internal floating roof upgrade on tank 719, 409, 410, 411, 801, & 737. Internal floating roof seals on tanks 720, 408, 403, 407, 406, 723, 721, 748, 908, 613, 762, 612, 737, 724, 764, 404, 562, 536, 538, 600, 513, 514, 916, 607, 922 & 515. Vapor control systems for lines 91, 60, 67, 85, & 86. Acetic acid tank scrubbers. Upgrade of marine flare 702. | A positive use determination for 100% of the property listed above. | 2004-05-14 | 2662026 | 100
7754 | T1 | El Paso Hydrocarbons LP | El Paso Hydrocarbons - Delmita Gas Plant | 51 Mi NW McAllen | Delmita | TX | 78536 | Starr | CN602718553 | RN102605623 | Vapor recovery (BTEX Unit) and flare system were installed. | A positive use determination for 100% of the BTEX vapor recovery unit and flare system. | 2004-05-14 | 131341 | 100
7755 | T1 | Universal Compression | Universal Compression | 4430 Brittmoore Rd | Houston | TX | 77041 | Harris | CN600305999 | Insufficient Information | Paint Spray Booth with air filtration system. | A positive use determination for 100% of the paint spray booth with air filtration system. | 2004-07-01 | 517000 | 100
7756 | T1 | Texas Foundries Ltd | Texas Foundries | 1611 N Raguet | Lufkin | TX | 75903 | Angelina | CN602869547 | RN100218288 | See attached listing. | A positive use determination for the property on the attached list. | 2004-05-17 | 7914215 | 100
7757 | T1 | Tamko Inc | Tamko Naples Inc | Johnson Ave | Naples | TX | 75568 | Morris | CN603648064 | RN102165925 | The following projects: 1. Exhaust blower & duct to control device in asphalt roofing manufacturing. 2. Dust collection for slate section. 3. Enclosure for diesel storage tank. 4. Street sweepers. 5. Waste baler. 6. Asphalt paving in and around manufacturing area. 7. Vent restriction devices on CVM tanks. | A positive use determination for 100% of the 7 projects listed above. | 2004-05-17 | 460710 | 100
7758 | T1 | Tamko Inc | Tamko Ennis Inc | 2705 N Kauffman | Ennis | TX | 75119 | Ellis | CN600124127 | RN102294212 | See attached list. | A positive use determination for the property on the attached list. | 2004-05-17 | 1942872 | 100
7759 | T1 | Lufkin Industries Inc | Lufkin Industries Foundry Div | 407 Kiln Ave | Lufkin | TX | 75902 | Angelina | Insufficient Information | Insufficient Information | The following property: 1. Carbon monoxide & sulfur dioxide emissions analyzer. 2. Enclosure around cast parts cleaning area. 3. Vacuum truck. 4. Paving of roadways. 5. Pressure washers (2) for mobile equipment. 6. Sand reclamation equipment for recycling mold sand. 7. Storm water containment for metal scrap storage area. 8. Secondary containment for foundry transformer. 9. Ventilation system with control device for pattern shop. 10. Parts blasting booth. 11. Enclosures around gear box cleaning area and paint storage and preparation area. 12. Water sprays for lube oil pit. 13. Floor scrubber. | A positive use determination for 100% of the carbon monoxide & sulfur dioxide emissions analyzers, vacuum truck, outdoor paving, sand reclamation equipment, storm water containment, secondary containment, pattern shop ventilation system with control device, and water sprays for lube oil pit, and enclosure for paint storage and preparation area. A positive use determination for 50% of the parts blasting booth. A negative use determination for the pressure washers, floor scrubber, gearbox cleaning area, and cast parts cleaning enclosure. | 2004-06-24 | 607574 | 100
7760 | T1 | Lufkin Industries Inc | Lufkin Industries Gear Repair | 711 Houston St | Lufkin | TX | 75902 | Angelina | CN600399570 | RN102144284 | Floor scrubber. Asphalt paving outside plant. Oil/Water separator. | A positive use determination for 100% of the asphalt paving outside the plant and the oil/water separator. A negative use determination for the floor scrubber. | 2004-05-17 | 38588 | 100
7761 | T1 | Lufkin Industries Inc | Lufkin Industries Inc | Hwy 69 S | Lufkin | TX | 75904 | Angelina | CD600399570 | RN101735249 | The following property: 1. Asphalt paving for roadways. 2. Mobile equipment wash station. 3. Roll-up door for paint booth structure. 4. Addition to waste water treatment facility. 5. Floor scrubber. | A positive use determination for 100% of the asphalt paving for roadways and addition to waste water treatment facility. A negative use determination for the mobile equipment wash station, roll-up door, and floor scrubber. | 2004-06-15 | 341671 | 100
7762 | T1 | Jerry Kidd Oil Company | Kidd Jones | 1203 N Pacific St | Mineola | TX | 75773 | Wood | CN601243496 | RN102409703 | Stage I Vapor Recovery System for underground storage tanks. Fuel spill prevention bucket and sump. Automatic gauging for underground storage tanks. Leak detectors for tanks and piping. Fiberglass reinforced plastic coating on storage tanks. | A positive use determination for 100% of the stage I vapor recovery, bucket & sump, tank gauging, leak detectors, and coating for tanks & piping. | 2004-05-18 | 30000 | 100
7763 | T1 | Jerry Kidd Oil Company | Kidd Jones | 2200 E S Loop 323 | Tyler | TX | 75702 | Smith | CN601243496 | RN102451291 | Stage I Vapor Recovery System for underground storage tanks. Fuel spill prevention bucket and sump. Automatic gauging for underground storage tanks. Leak detectors for tanks and piping. Fiberglass reinforced plastic coating on storage tanks. | A positive use determination for 100% of the stage I vapor recovery, bucket & sump, tank gauging, leak detectors, and coating for tanks & piping. | 2004-05-18 | 30000 | 100
7764 | T1 | Jerry Kidd Oil Company | Kidd Jones | 6210 S Broadway | Tyler | TX | 75702 | Smith | CN601243496 | No Regulated Entity at this Location | Stage I Vapor Recovery System for underground storage tanks. Fuel spill prevention bucket and sump. Automatic gauging for underground storage tanks. Leak detectors for tanks and piping. Fiberglass reinforced plastic coating on storage tanks. | A positive use determination for 100% of the stage I vapor recovery, bucket & sump, tank gauging, leak detectors, and coating for tanks & piping. | 2004-05-18 | 30000 | 100
7765 | T1 | Jerry Kidd Oil Company | Kidd Jones | 1315 South Beckham | Tyler | TX | 75701 | Smith | CN601243496 | RN101793149 | Stage I Vapor Recovery System for underground storage tanks. Fuel spill prevention bucket and sump. Automatic gauging for underground storage tanks. Leak detectors for tanks and piping. Fiberglass reinforced plastic coating on storage tanks. | A positive use determination for 100% of the stage I vapor recovery, bucket & sump, tank gauging, leak detectors, and coating for tanks & piping. | 2004-05-18 | 30000 | 100
7766 | T1 | Jerry Kidd Oil Company | Kidd Jones | 2580 Highway 31 W | Tyler | TX | 75702 | Smith | CN601243496 | RN102383353 | Stage I Vapor Recovery System for underground storage tanks. Fuel spill prevention bucket and sump. Automatic gauging for underground storage tanks. Leak detectors for tanks and piping. Fiberglass reinforced plastic coating on storage tanks. | A positive use determination for 100% of the stage I vapor recovery, bucket & sump, tank gauging, leak detectors, and coating for tanks & piping. | 2004-05-18 | 30000 | 100
7767 | T1 | Jerry Kidd Oil Company | Kidd Jones | 12540 Sh 155 S | Tyler | TX | 75702 | Smith | CN601243496 | RN102410768 | Stage I Vapor Recovery System for underground storage tanks. Fuel spill prevention bucket and sump. Automatic gauging for underground storage tanks. Leak detectors for tanks and piping. Fiberglass reinforced plastic coating on storage tanks. | A positive use determination for 100% of the stage I vapor recovery, bucket & sump, tank gauging, leak detectors, and coating for tanks & piping. | 2004-05-18 | 30000 | 100
7768 | T1 | Jerry Kidd Oil Company | Kidd Jones | 3401 Broadway | Tyler | TX | 75701 | Smith | CN601243496 | RN102407657 | Stage I Vapor Recovery System for underground storage tanks. Fuel spill prevention bucket and sump. Automatic gauging for underground storage tanks. Leak detectors for tanks and piping. Fiberglass reinforced plastic coating on storage tanks. | A positive use determination for 100% of the stage I vapor recovery, bucket & sump, tank gauging, leak detectors, and coating for tanks & piping. | 2004-05-18 | 30000 | 100
7769 | T1 | Jerry Kidd Oil Company | Kidd Jones | 1801 S Loop 323 | Tyler | TX | 75701 | Smith | CN603631920 | RN102408036 | Stage I Vapor Recovery System for underground storage tanks. Fuel spill prevention bucket and sump. Automatic gauging for underground storage tanks. Leak detectors for tanks and piping. Fiberglass reinforced plastic coating on storage tanks. | A positive use determination for 100% of the stage I vapor recovery, bucket & sump, tank gauging, leak detectors, and coating for tanks & piping. | 2004-05-18 | 30000 | 100
7770 | T1 | Jerry Kidd Oil Company | Kidd Jones | 303 South Main | Tyler | TX | 75701 | Smith | CN601243496 | RN102410487 | Stage I Vapor Recovery System for underground storage tanks. Fuel spill prevention bucket and sump. Automatic gauging for underground storage tanks. Leak detectors for tanks and piping. Fiberglass reinforced plastic coating on storage tanks. | A positive use determination for 100% of the stage I vapor recovery, bucket & sump, tank gauging, leak detectors, and coating for tanks & piping. | 2004-05-18 | 30000 | 100
7771 | T1 | Jerry Kidd Oil Company | Kidd Jones | 14680 Highway 31 E | Brownsboro | TX | 75756 | Henderson | CN601243496 | RN101753747 | Stage I Vapor Recovery System for underground storage tanks. Double walled piping to storage tanks. Fuel spill prevention bucket and sump. Automatic gauging for underground storage tanks. Leak detectors for tanks and piping. Fiberglass reinforced plastic coating on storage tanks. | A positive use determination for 100% of the stage I vapor recovery, bucket & sump, tank gauging, leak detectors, and coating for tanks & piping. A positive use determination for 50% of the double walled piping. | 2004-05-18 | 32500 | 100
7772 | T1 | Jerry Kidd Oil Company | Kidd Jones | 730 Highway 31 E | Chandler | TX | 75758 | Henderson | CN601243496 | RN102382017 | Stage I Vapor Recovery System for underground storage tanks. Fuel spill prevention bucket and sump. Automatic gauging for underground storage tanks. Leak detectors for tanks and piping. Fiberglass reinforced plastic coating on storage tanks. | A positive use determination for 100% of the stage I vapor recovery, bucket & sump, tank gauging, leak detectors, and coating for tanks & piping. | 2004-05-18 | 30000 | 100
7773 | T1 | Jerry Kidd Oil Company | Kidd Jones | 2110 Highway 315 S | Chandler | TX | 75758 | Henderson | CN601243496 | RN102017910 | Stage I Vapor Recovery System. Spill prevention bucket and sump. Automatic tank gauging for underground storage tanks. Leak detectors for tanks and piping. Fiberglass reinforced coating on storage tank. | A positive use determination for 100% of the stage I vapor recovery, bucket & sump, tank gauging, leak detectors, and coating for tanks & piping. | 2004-05-18 | 30000 | 100
7774 | T1 | Stemco Inc | Stemco Longview Plant | 300 Industrial Blvd | Longview | TX | 75606 | Gregg | CN603097569 | RN100211481 | Backflow preventer. Double walled underground storage tank. Exhaust duct. Enclosure for injection molding vacuum pump. Exhaust hood and system for injection molding. Filter press. Floor scrubber. Fume collector. Addition to Stemcote paint booth. Asphalt paving. Concrete paving. Pressure washer. Secondary containment for die shop. Exhaust stack for blue coat. Storm Water containment at pallet storage area. Vacuum system for leather blow off area. Vapor recovery for MEK tank. Ventilation system. Addition to waste water treatment facility. | A positive use determination of 100% for the backflow preventer, the double walled tank, the exhaust duct, the enclosure for injection molding vacuum pump, the exhaust hood and system for injection molding, the filter press, the floor scrubber, the fume collector, the addition to Stemcote paint booth, the Asphalt & Concrete paving, the pressure washer, the secondary containment, the exhaust stack, the storm water containment, the vacuum system for the leather blow off area, the vapor recovery, the. Ventilation system, and the addition to waste water treatment facility. | 2004-05-19 | 263298 | 100
7775 | T1 | Paper Chemicals Inc | Paper Chemicals Inc | 3901 Terry St | Texarkana | TX | 75501 | Bowie | CN600374284 | RN100666049 | Enclosure for hazardous chemical storage. Secondary containment for chemical tank. Waste storage hopper. Oil skimmer. Filter press. Filtration strainer. Defoaming system | A positive use determination of 100% for the enclosure for hazardous chemical storage, the secondary containment for the chemical tank, the waste storage hopper, the oil skimmer, the filter press, the filtration strainer, and the defoaming system | 2004-05-19 | 68658 | 100
7776 | T1 | HUMCO Holding Group Inc | HUMCO Holding Group Inc | 7400 Alumax Rd | Texarkana | TX | 75501 | Bowie | CN602751034 | RN100714997 | Ventilation system. Mist eliminator. Exhaust duct and fan. Floor scrubbers/sweepers. Pressure washer. Secondary containment. | A positive use determination of 100% for the ventilation system, the mist eliminator, the exhaust duct and fan, and the secondary containment for the chemical tank. A negative determination for the floor scrubbers/sweepers and the pressure washer. Neither of these items meet the definitions listed on the PEL. M-3 is for street sweepers and vacuum trucks used to control particulate on roadways, not for the control of particulate inside the building. Cleaning floors inside of the production building is not considered to be pollution control. The same is true for the pressure washer. S-3 is for equipment used to clean mobile equipment, such as trucks which leave the facility. Wash systems used to clean equipment used inside of the production building is not considered to be pollution control property. | 2004-05-19 | 56499 | 100
7777 | T1 | Newcourt Inc | Newcourt Inc | 3200 Court St | Texarkana | TX | 75501 | Bowie | CN600317911 | RN100608538 | Dust collection system. Hood for lab. Waste baler. Asphalt & concrete paving. Storm water conveyance for buildings. | A positive use determination of 100% for the dust collection system, the hood for lab, the waste baler, the asphalt & concrete paving, and the storm water conveyance system.. | 2004-05-19 | 180000 | 100
7778 | T1 | Mayo Manufacturing Corporation | Mayo Manufacturing Corporation | 4101 Terry St | Texarkana | TX | 75501 | Bowie | CN603907429 | RN100613462 | Dust collection system for wood cutting operation. Asphalt paving. Filter reclamation system. | A positive use determination of 100% for the dust collection system for wood cutting operation, the asphalt paving, and the filter reclamation system. | 2004-05-19 | 180746 | 100
7779 | T1 | Texana Tank Car Manufacturing | Texana Tank Car & Manf. | 1.5 M W Nash Rt 82 | Nash | TX | 75569 | Bowie | CN601073877 | RN100688993 | Dust collection system for plant. Asphalt paving. Enclosure around paint storage/mixing area. Addition to sand blast booth structure. Potable water system. Secondary containment for waste storage. Landfill for disposal of self-generated waste. | A positive use determination of 100% for the dust collection system for the plant, the asphalt paving, the enclosure around paint storage/mixing area, the addition to the sand blast booth structure, the potable water system, the secondary containment for waste storage, and the landfill used for disposal of self-generated waste. | 2004-05-19 | 1025560 | 100
7780 | T1 | NCI Building Systems LP | Building Systems LP | 7301 Fairview St | Houston | TX | 77041 | Harris | CN603418831 | RN100213545 | Downdraft Paint Filters - two pits each have 4 filters which are exhausted through the stack by use of a fan. Waste Water Treatment Unit. | A positive use determination of 100% for the downdraft paint filters and the wastewater treatment unit. . | 2004-05-19 | 375370 | 100
7781 | T1 | L-3 Communications | L-3 Communications | 10001 Jack Finney | Greenville | TX | 75403 | Hunt | CN603529702 | RN100753755 | See attached listing | Returned for failure to respond to a deficiency letter. | 2004-09-08 | 238497 | 100
7782 | T1 | L-3 Communications | L-3 Communications | 7500 & 7701 Maehr Rd | Waco | TX | 76705 | McLennan | CN600440390 | RN100217702 | Environmental control system for paint hanger. Waste water treatment system. Humidity control for paint hanger. Hazardous waste storage area. waste water containment. Base for hazardous waste storage area. Modification ot hazardous waste storage tanks. Crossdraft paint spray booth. Hazardous waste storage container. Installed pipe on hazardous waste storage tanks. Installed pneumatic HEPA dust collectors. Spray booth with filters. Paint booth duct. Portable HEPA dust collector. | Returned for failure to respond to a deficiency letter. | 2004-09-08 | 2589376 | 100
7783 | T1 | Alcoa World Alumina LLC | Alcoa Point Comfort | State Highway 35 | Point Comfort | TX | 77978 | Calhoun | CN601452329 | RN102705381 | Chlorination metering system. Potable water treatment system - new flow meter and piping upgrade. Analyzer equipment for #6 boiler. Rupture discs and relief piping. | A positive use determination of 100% for the chlorination metering system, the new flow meter and piping upgrade, the analyzer equipment for #6 boiler, and the rupture discs and relief piping. | 2004-05-21 | 648100 | 100
7784 | T1 | Alcoa Inc | Alcoa Rockdale | 5 M S On FM 1786 | Rockdale | TX | 76567 | Lee | CN605253749 | RN103785846 | See attached listing. | A positive use determination of 100% for the items on the attached property listing. | 2004-05-21 | 13172600 | 100
7785 | T1 | W Silver Recycling | W Silver Recycling | 1720 Magoffin Ave | El Paso | TX | 79901 | El Paso | CN600389555 | RN100682517 | Baghouse. Cyclone. Air System. Wet Table. | A positive use determination of 100% for the Baghouse, the Cyclone, the Air System, and the Wet Table. | 2004-05-21 | 468070 | 100
7786 | T1 | Tamko Inc | Tamko Naples Inc | Johnson Ave | Naples | TX | 75568 | Cass | CN603648064 | RN102165925 | Exhaust blower & duct for asphalt roofing manufacturing. Dust collection for slate section. Enclosure fro diesel tank. Street sweepers. Waste baler. Asphalt paving in and around manufacturing area. Tank vent restriction device. | A positive use determination of 100% for the exhaust blower & duct for asphalt roofing manufacturing, the dust collection for slate section, the enclosure fro diesel tank, the street sweepers, the waste baler, the asphalt paving in and around manufacturing area, and the tank vent restriction device. | 2004-05-21 | 460710 | 100
7787 | T1 | Duratherm Inc | Duratherm | 2710 Avenue S | San Leon | TX | 77539 | Galveston | CN603349820 | RN100890235 | See attached list. | A positive use determination of 100% for the Lab Equipment, the SC HP Conveyor system, the vacuum blower, the portable centrifuge, the air compressor installed for the desorbers, the waste storage vessel located in Tank Farm-7, the 3900 Centrifuge, the ancillary equipment for desorber 2, the waste storage vessel at the fuel blending and receiving bins, the Bird Thermal Oxidizer, The Unit 1 thermal desorber, and the feeder/conveyor system for desorber 2. | 2004-05-21 | 1389500 | 100
7788 | T1 | Midland Manufacturing Co., Inc. | Midland Manufacturing | 4800 Esco Drive | Fort Worth | TX | 76140 | Tarrant | CN600473698 | RN100787845 | Pollution Control Property: 1. Dust collector #480-10-6-W 2. Transporter dust collector. 3. Gaylord 4000A-3 amine fume scrubber. 4. 14 to 16-inch ducts. 5. Hood/ducting to dust collector. | A positive use determination of 100% for dust collector #480-10-6-W, the Transporter/Dust collector, the Gaylord 4000A-3 amine fume scrubber, the 14 to 16-inch ducts, and the hood/ducting for the dust collector. | 2004-05-21 | 383847 | 100
7789 | T1 | Huck International Inc | Huck International | 8001 Imperial Dr | Waco | TX | 76712 | McLennan | CN600128029 | RN102155975 | Miscellaneous Projects: 1. Mist and dust collectors for furnace. 2. Fume scrubber for anodizing process. 3. Blast cleaning booth with dust collector. 4. Sludge container. 5. Oil spill gate for storage tanks. 6. Oil/water separator. 7. Landa water cleaning system. 8. Upgrades to waste water treatment facility. | A positive use determination of 100% for the mist and dust collectors for furnaces, the fume scrubber for anodizing process, the sludge container, the oil spill gate for storage tanks, the oil/water separator, the Landa water cleaning system and the upgrades to the waste water treatment facility. A positive use determination of 50% for the blast cleaning booth with dust collector. | 2004-05-21 | 819339 | 100
7790 | T1 | Howmet Corporation | Howmet Corporation | 6200 Central Fwy. N. | Wichita Falls | TX | 76305 | Wichita | CN601423452 | RN100638071 | Miscellaneous Projects: 1. Dust collectors for metal dust. 2. Demister for grain etch process. 3. Fume scrubber for acid room. 4. NOx gas analyzer. 5. Paint booth with control device. 6. Blast booth with dust collector. 7. Grit barrel for waste recycling. 8. Wastewater cleaning system for X-ray process. | A positive use determination for 100% of the dust collectors, demister, scrubber, gas analyzer, paint booth, grit barrel, and wastewater cleaning system. A positive use determination for 50% of the blast cleaning booth. | 2004-05-18 | 963745 | 100
7791 | T1 | James Hardie Building Products Inc. | Waxahachie Plant | 2425 Hwy 77 N | Waxahachie | TX | 75165 | Ellis | CN600482475 | RN100796861 | 1. Ball mill sump and tank. 2. Cone settling tanks. 3. Paving of parking lots and roads. 4. Hydrocyclone for recycling of process water. 5. Oil/water separator. 6. Factory Sweeper. 7. Wastewater clarifier. | A positive use determination for 100% of 6 of the 7 property items listed above. The factory sweeper is given a negative use determination because it is used inside the facility and is therefore not eligible under the predetermined equipment list. | 2004-05-18 | 1415323 | 100
7792 | T1 | James Hardie Building Products Inc. | James Hardie Cleburne Plant | 820 Sparks Dr | Cleburne | TX | 76031 | Johnson | CN600482475 | RN100763895 | 1. Autoclave water recycle. 2. Baghouse for fiberboard production. 3. Hydrocyclone for process water reuse. 4. Venturi scrubber for mixing process. 5. Sludge processing in sheet machine area. 6. Sand slurry thickener. 7.Scrap shredder from sheet metal machine. 8. Ball mill #3 floor drains. | A positive use determination for 100% of the 8 projects listed above. | 2004-05-18 | 504129 | 100
7793 | T1 | Alcoa Mill Products | Alcoa Texarkana | 300 Alumax Dr | Texarkana | TX | 75501 | Bowie | CN601543242 | RN100215250 | 1. Baghouse leak detection and chlorine monitor. 2. Hoods & ductwork to vent cold mill, casting & other process fumes to baghouse. 3. Crush compactor for solid waste. 4. Concrete paving & roadways around mfg. buildings. 5. Oil detector. 6. Industrial waste storage tank. 7. Haz. waste enclosures and containment structures. 8. Waste water clarifier. 9. Wash water recovery system. 10. Waste coolant treatment and tank farm. 11. Waste water treatment facility expansion. | A positive use determination for 100% of the property listed above. | 2004-05-18 | 2205961 | 100
7794 | T1 | Firestone Polymers LLC | Firestone Polymers LLC | 5713 FM 1006 | Orange | TX | 77630 | Orange | CN601590789 | RN100224468 | NOx and CO analyzers for RTO. Flare header modifications. Gas chromatograph for HAP sample analysis. Additional process sewers. | A positive use determination for 100% of the NOx and CO analyzers, flare header modifications, gas chromatograph, and process sewers. | 2004-05-18 | 301500 | 100
7795 | T1 | Bayer MaterialScience LLC | Bayer - Baytown | 8500 W Bay Rd | Baytown | TX | 77520 | Chambers | CN603578188 | RN100209931 | 1. Makrolon Line 4 baghouse. 2. Replace demister in 2nd stage SAC column. 3. Central thermal oxidizer stack gas analyzer. 4. VOC monitoring and detection system upgrade. 5. Replacement of relief valves & rupture discs vented to control device. 6. Replace pumps with magnetic drive units. 7. Plant sand filter replacement. 8. Upgrade power and chilled water systems in WWTP. 9. Effluent water gas chromatograph analyzer project. 10. WWTP Effluent filtration project. | A positive use determination for 100% of the 10 projects listed above. | 2004-05-18 | 4607800 | 100
7796 | T1 | Owens Corning | Owens Corning | 8360 Market St | Houston | TX | 77029 | Harris | CN600124838 | RN100225036 | Regenerative Thermal Oxidizer Reliability Upgrade. | A positive use determination for 100% of the RTO reliability upgrade. | 2004-05-18 | 57297 | 100
7797 | T1 | Owens Corning | Owens Corning | 203 Cedar Rd | Ennis | TX | 75119 | Ellis | CN603528050 | RN100222686 | Tank Diking: secondary containment for the asphalt storage tanks. | A positive use determination for 100% of the tank diking. | 2004-05-18 | 128974 | 100
7798 | T1 | Owens Corning | Owens Corning | 201 N Nursery Rd | Irving | TX | 75061 | Dallas | CN603528050 | RN100225291 | Ductwork modification for dust collector system on storage silos, glass furnaces and glass chopping operations. Upgrade waste water system with drains & trenches around glass furnaces. | A positive use determination for 100% of the ductwork modifications and waste water system upgrade. | 2004-05-18 | 84604 | 100
7799 | T1 | General Cable Technologies Corp | General Cable Technologies Corp | 800 E 2Nd St | Bonham | TX | 75418 | Fannin | CN600132740 | RN100236017 | Dust collector for process lines. | A positive use determination for 100% of a dust collector for the process lines. | 2004-05-18 | 18619 | 100
7800 | T1 | Ocean Spray Cranberries Inc | Ocean Spray Cranberries Inc | 419 Industrial Dr E | Sulphur Springs | TX | 75482 | Hopkins | CN600356802 | RN100646751 | 1. Waste water collection and conveyance from washing production equipment. 2. Outdoor paving & roadways. 3. Repair plant drive. 4. Storm water drainage system. 5. Waste baler and collection system for plant scrap. 6. Waste water settling tank & skimmers. 7. Ammonia emission monitor. 8. Enclosed loop wastewater conservation system. | A positive use determination for 100% of the 8 property items listed above. | 2004-05-18 | 1229153 | 100
7801 | T1 | Transit Mix Concrete & Materials | Transit Mix - Plant 1775 | 1884 Mineral Wells Hwy | Weatherford | TX | 76088 | Parker | CN600408009 | RN100805613 | Dust collector. | A positive use determination for 100% of a dust collector. | 2004-06-15 | 55000 | 100
7802 | T1 | Transit Mix Concrete & Materials | Transit Mix - Plant 458 | 3030 Hwy 35 S | Alvin | TX | 77511 | Brazoria | CN600408009 | RN101832723 | Dust collector. | A positive use determination for 100% of a dust collector. | 2004-06-15 | 43165 | 100
7803 | T1 | Transit Mix Concrete & Materials | Transit Mix - Plant 2037 | 3100 Old Hwy 75 | Ennis | TX | 75119 | Ellis | CN600125157 | Insufficient Information | Dust collector. | A positive use determination for 100% of a dust collector. | 2004-06-15 | 50000 | 100
7804 | T1 | Transit Mix Concrete & Materials | Transit Mix - Plant 153 | Highway 36 | Gatesville | TX | 76528 | Coryell | CN600125157 | RN102893351 | Waste water recycling system for concrete batching. | A positive use determination for 100% of a waste water recycling system. | 2004-06-15 | 19742 | 100
7805 | T1 | Trinity Industries Inc | Trinity Industries - #23 | 617 E Sycamore | Denton | TX | 76205 | Denton | CN603795055 | RN102324274 | Dust collector. | A positive use determination for 100% of a dust collector. | 2004-06-15 | 13910 | 100
7806 | T1 | Exxon Mobil Corporation | ExxonMobil Service Station | 11814 Wilcrest | Houston | TX | 77031 | Harris | CN600123939 | RN103002416 | Installed three double walled tanks. | A positive use determination of 50% for the double walled storage tanks. | 2004-05-14 | 87140 | 100
7807 | T1 | Exxon Mobil Corporation | ExxonMobil Service Station | 18001 FM 529 | Cypress | TX | 77429 | Harris | CN600123939 | RN102789179 | Installed a double walled tank. | A positive use determination of 50% for the double walled storage tanks. | 2004-05-14 | 58618 | 100
7808 | T1 | Exxon Mobil Corporation | ExxonMobil Service Station | 20600 NW Freeway | Fwsd61 | TX | 77065 | Harris | CN600123939 | RN102654050 | Installed a double walled tank. | A positive use determination of 50% for the double walled storage tanks. | 2004-05-14 | 67382 | 100
7809 | T1 | Exxon Mobil Corporation | ExxonMobil Service Station | 3803 Gessner Rd | Houston | TX | 77063 | Harris | CN600123939 | RN101634541 | Installed leak detection systems and Stage 2 Vapor Recovery equipment. | A positive use determination of 100% for the leak detection system upgrades and the Stage 2 Vapor Recovery equipment. | 2004-05-14 | 4753 | 100
7810 | T1 | Exxon Mobil Corporation | ExxonMobil Service Station | 745 Highway 6 | Houston | TX | 77079 | Harris | CN600123939 | RN101635910 | Installed Stage 2 Vapor Recovery equipment. | A positive use determination of 100% for the Stage 2 Vapor Recovery equipment. | 2004-05-14 | 1185 | 100
7811 | T1 | Exxon Mobil Corporation | ExxonMobil Service Station | 3600 Main St | Baytown | TX | 77521 | Harris | CN600123939 | RN100644400 | Installed Stage 2 Vapor Recovery equipment, an observation well, and a tank monitoring system. | A positive use determination of 100% for the Stage 2 Vapor Recovery equipment, the observation well, and the tank monitoring system. | 2004-05-14 | 49137 | 100
7812 | T1 | Exxon Mobil Corporation | ExxonMobil Service Station | 290 Rankin Rd | Houston | TX | 77090 | Harris | CN600123939 | RN102649068 | Installed Stage 2 Vapor Recovery equipment and a tank monitoring system. | A positive use determination of 100% for the Stage 2 Vapor Recovery equipment and the tank monitoring system. | 2004-05-14 | 44672 | 100
7813 | T1 | Exxon Mobil Corporation | ExxonMobil Service Station | 12000 Greenspoint Dr | Houston | TX | 77060 | Harris | CN600123939 | RN101983880 | Installed a tank monitoring system, leak detection system upgrades, and Stage 2 Vapor Recovery system. | A positive use determination of 100% for the Stage 2 Vapor Recovery equipment, the leak detection system upgrades and the tank monitoring system. | 2004-05-14 | 46903 | 100
7814 | T1 | Exxon Mobil Corporation | ExxonMobil Service Station | 585 Mason Rd | Interstate Mud | TX | 77450 | Harris | CN600123939 | RN100535962 | Installed a double walled tank and Stage 2 Vapor Recovery equipment. | A positive use determination of 100% for the Stage 2 Vapor Recovery equipment. A positive use determination of 50% for the double walled tanks. | 2004-05-14 | 20114 | 100
7815 | T1 | Exxon Mobil Corporation | ExxonMobil Service Station | 10303 North Frwy | Greater Greenspoint | TX | 77037 | Harris | CN600123939 | RN102652625 | Installed a double walled tank and a tank monitoring system. | A positive use determination of 100% for the tank monitoring system. A positive use determination of 50% for the double walled tanks. | 2004-05-14 | 58318 | 100
7816 | T1 | Exxon Mobil Corporation | ExxonMobil Service Station | 4500 Garth Rd | Baytown | TX | 77520 | Harris | CN600123939 | RN101619872 | Installed Stage 2 Vapor Recovery equipment. | A positive use determination of 100% for the Stage 2 Vapor Recovery equipment. | 2004-05-14 | 1185 | 100
7817 | T1 | Exxon Mobil Corporation | ExxonMobil Service Station | 4255 Highway 6 | Baytown | TX | 77084 | Harris | CN600123939 | RN102198629 | Installed Stage 2 Vapor Recovery equipment and a tank monitoring system. | A positive use determination of 100% for the Stage 2 Vapor Recovery equipment and the tank monitoring system. | 2004-05-14 | 945 | 100
7818 | T1 | Exxon Mobil Corporation | ExxonMobil Service Station | 10410 Westheimer | Houston | TX | 77042 | Harris | CN604010280 | RN102660230 | Installed a double walled tank and a tank monitoring system. | A positive use determination of 100% for the tank monitoring system. A positive use determination of 50% for the double walled tanks. | 2004-05-14 | 73138 | 100
7819 | T1 | Exxon Mobil Corporation | ExxonMobil Service Station | 17886 State Highway 249 | Houston | TX | 77070 | Harris | CN600123939 | RN102650629 | Installed a tank monitoring system. | A positive use determination of 100% for the tank monitoring system. | 2004-05-14 | 18684 | 100
7820 | T1 | Exxon Mobil Corporation | ExxonMobil Service Station | 7805 Sam Houston Parkway | Houston | TX | 77075 | Harris | CN604010280 | RN102790540 | Installed two double walled tanks. | A positive use determination of 50% for the double walled storage tanks. | 2004-05-14 | 52754 | 100
7821 | T1 | Exxon Mobil Corporation | ExxonMobil Service Station | 15405 State Hwy 249 | NW Hc Mud 24 | TX | 77086 | Harris | CN600123939 | RN102424322 | Installed a double walled tank and a tank monitoring system. | A positive use determination of 100% for the tank monitoring system. A positive use determination of 50% for the double walled storage tanks. | 2004-05-14 | 87624 | 100
7822 | T1 | Exxon Mobil Corporation | ExxonMobil Service Station | 11575 Sam Houston Pkwy E | Houston | TX | 77089 | Harris | CN600123939 | RN102655370 | Installed a double walled tank and a tank monitoring system. | A positive use determination of 100% for the tank monitoring system. A positive use determination of 50% for the double walled storage tanks. | 2004-05-14 | 45046 | 100
7823 | T1 | Exxon Mobil Corporation | ExxonMobil Service Station | 3818 Red Bluff Rd | Pasadena | TX | 77503 | Harris | CN600123939 | RN102651445 | Installed a double walled tank and a tank monitoring system. | A positive use determination of 100% for the tank monitoring system. A positive use determination of 50% for the double walled storage tanks. | 2004-05-14 | 45729 | 100
7824 | T1 | Exxon Mobil Corporation | ExxonMobil Service Station | 202 North Loop | Houston | TX | 77018 | Harris | CN600123939 | RN102652435 | Installed a double walled tank and a tank monitoring system. | A positive use determination of 100% for the tank monitoring system. A positive use determination of 50% for the double walled storage tanks. | 2004-05-14 | 96184 | 100
7825 | T1 | Exxon Mobil Corporation | ExxonMobil Service Station | 202 North Loop | Houston | TX | 77018 | Harris | CN600123939 | RN102652435 | Installed a double walled tank and a tank monitoring system. | A positive use determination of 100% for the tank monitoring system. A positive use determination of 50% for the double walled storage tanks. | 2004-05-14 | 83973 | 100
7826 | T1 | Exxon Mobil Corporation | ExxonMobil Service Station | 7006 Highway 6 | Houston | TX | 77095 | Harris | CN601463607 | RN100533595 | Installed a tank monitoring system. | A positive use determination of 100% for the tank monitoring system. | 2004-05-14 | 19474 | 100
7827 | T1 | Exxon Mobil Corporation | ExxonMobil Service Station | 20600 NW Frwy | Fwsd 61 | TX | 77065 | Harris | CN600123939 | RN102654050 | Installed of a double walled tank. | A positive use determination of 50% for the double walled storage tanks. | 2004-05-14 | 67382 | 100
7828 | T1 | Exxon Mobil Corporation | ExxonMobil Service Station | 2780 Sam Houston Pkwy | Mud 33 | TX | 77066 | Harris | CN600123939 | RN102654357 | Installed of a double walled tank. | A positive use determination of 50% for the double walled storage tanks. | 2004-05-14 | 71427 | 100
7829 | T1 | Exxon Mobil Corporation | ExxonMobil Service Station | 12503 NW Frwy | Houston | TX | 77092 | Harris | CN600123939 | RN102658549 | Installed of a double walled tank. | A positive use determination of 50% for the double walled storage tanks. | 2004-05-14 | 70426 | 100
7830 | T1 | Exxon Mobil Corporation | ExxonMobil Service Station | 10100 Beechnut St | Houston | TX | 77072 | Harris | CN601297963 | RN109273235 | Installed double walled tanks. | A positive use determination of 50% for the double walled storage tanks. | 2004-05-14 | 97340 | 100
7831 | T1 | Exxon Mobil Corporation | ExxonMobil Service Station | 7065 Will Clayton Pkwy | Humble | TX | 77338 | Harris | CN604013359 | RN103051454 | Installed double walled tanks. | A positive use determination of 50% for the double walled storage tanks. | 2004-05-14 | 52263 | 100
7832 | T1 | Exxon Mobil Corporation | ExxonMobil Service Station | 123600 Grant Rd | Lake Forest Ud | TX | 77070 | Harris | Unknown | No Regulated Entity at this Address | Installed of a double walled tank. | A positive use determination of 50% for the double walled storage tanks. | 2004-05-14 | 66953 | 100
7833 | T1 | Exxon Mobil Corporation | ExxonMobil Service Station | 550 Grand Pkwy | Katy | TX | 77494 | Harris | Unknown | No Regulated Entity at this Address | Installation and additional costs for three double walled tanks. | A positive use determination of 50% for the double walled storage tanks and additional costs. | 2004-05-14 | 67333 | 100
7834 | T1 | Exxon Mobil Corporation | ExxonMobil Service Station | 10955 Sam Houston Pkwy | Reid Rd Mud 2 | TX | 77064 | Harris | CN600123939 | RN102659224 | Installation of a double walled tank. | A positive use determination of 50% for the double walled storage tanks. | 2004-05-14 | 78614 | 100
7835 | T1 | Exxon Mobil Corporation | ExxonMobil Service Station | 1203 Broadway | Houston | TX | 77012 | Harris | Unknown | No Regulated Entity at this Address | Installation of 6 double walled tanks. | A positive use determination of 50% for the double walled storage tanks. | 2004-05-14 | 71125 | 100
7836 | T1 | Exxon Mobil Corporation | ExxonMobil Service Station | 10004 Bellaire Blvd | Houston | TX | 77072 | Harris | CN604010280 | RN102224748 | Installation of double walled tanks and a tank monitoring system. | A positive determination of 100% for the tank monitoring systems. A positive use determination of 50% for the double walled storage tanks. | 2004-05-14 | 69280 | 100
7837 | T1 | Exxon Mobil Corporation | ExxonMobil Service Station | 12610 Tomball Pkwy | NW Park Mud | TX | 77086 | Harris | CN600123939 | RN102912821 | Installation of tank monitoring systems. | A positive determination of 100% for the tank monitoring systems. | 2004-05-14 | 4984 | 100
7838 | T1 | Exxon Mobil Corporation | ExxonMobil Service Station | 14760 Wallisville Rd | Fwsd 51 | TX | 77049 | Harris | CN600123939 | RN100880129 | Installation of tank monitoring systems and 3 double walled tanks. | A positive determination of 100% for the tank monitoring systems. A positive use determination of 50% for the double walled storage tanks. | 2004-05-14 | 63496 | 100
7839 | T1 | Exxon Mobil Corporation | ExxonMobil Service Station | 4407 Kingwood Dr | Kingwood | TX | 77339 | Harris | CN600123939 | RN100535285 | Installation of a tank monitoring system and Stage 2 vapor recovery equipment. | A positive determination of 100% for the tank monitoring systems and the Stage 2 Vapor Recovery equipment. | 2004-05-14 | 21296 | 100
7840 | T1 | Exxon Mobil Corporation | ExxonMobil Service Station | 19712 State Hwy 249 | Mud 230 | TX | 77070 | Harris | CN600123939 | RN102650843 | Installation of a tank monitoring system and a double walled tank. | A positive determination of 100% for the tank monitoring systems. A positive use determination of 50% for the double walled storage tanks. | 2004-05-14 | 63731 | 100
7841 | T1 | Exxon Mobil Corporation | ExxonMobil Service Station | 6901 Navigation Blvd | Houston | TX | 77011 | Harris | CN600123939 | RN102174232 | Installation of a tank monitoring system, leak detection system upgrades and Stage 2 vapor recovery equipment. | A positive determination of 100% for the tank monitoring systems, Stage 2 Vapor Recovery equipment and the leak detection system upgrades. | 2004-05-14 | 21656 | 100
7842 | T1 | Exxon Mobil Corporation | ExxonMobil Service Station | 101 Hwy 146 | Baytown | TX | 77520 | Harris | CN600123939 | RN102652237 | Installation of a tank monitoring system and Stage 2 vapor recovery equipment. | A positive determination of 100% for the tank monitoring systems and the Stage 2 Vapor Recovery equipment. | 2004-05-14 | 53028 | 100
7843 | T1 | Exxon Mobil Corporation | ExxonMobil Service Station | 16803 Stuebner Airline Rd | Klienwood Mud | TX | 77379 | Harris | CN600123939 | RN102205481 | Installation of a tank monitoring system, three double walled tanks and Stage 2 vapor recovery equipment. | A positive determination of 100% for the tank monitoring systems and the Stage 2 Vapor Recovery equipment. A positive use determination of 50% for the double walled storage tanks. | 2004-05-14 | 57123 | 100
7844 | T1 | Exxon Mobil Corporation | ExxonMobil Service Station | 2279 Northpark Dr | Kingwood | TX | 77339 | Harris | CN600123939 | RN102510534 | Installation of tank monitoring systems and Stage 2 vapor recovery equipment. | A positive determination of 100% for the tank monitoring systems and the Stage 2 Vapor Recovery equipment. | 2004-05-14 | 49359 | 100
7845 | T1 | Exxon Mobil Corporation | ExxonMobil Service Station | 9322 Bissonnet St | Houston | TX | 77074 | Harris | CN600123939 | RN102310679 | Installation of a tank monitoring system, upgrades to leak detection systems and Stage 2 vapor recovery equipment. | A positive determination of 100% for the tank monitoring systems, leak detection system upgrades, and the Stage 2 Vapor Recovery equipment. | 2004-05-14 | 36894 | 100
7846 | T1 | Exxon Mobil Corporation | ExxonMobil Service Station | 13350 Alameda Rd | Houston | TX | 77045 | Harris | CN600123939 | RN101615490 | Installation of a tank monitoring system and Stage 2 vapor recovery equipment. | A positive determination of 100% for the tank monitoring systems and the Stage 2 Vapor Recovery equipment. | 2004-05-14 | 16707 | 100
7847 | T1 | Exxon Mobil Corporation | ExxonMobil Service Station | 5902 San Felipe St | Houston | TX | 77057 | Harris | CN600123939 | RN100531755 | Installation of a tank monitoring system and Stage 2 vapor recovery equipment. | A positive determination of 100% for the tank monitoring systems and the Stage 2 Vapor Recovery equipment. | 2004-05-14 | 17009 | 100
7848 | T1 | Exxon Mobil Corporation | ExxonMobil Service Station | 12590 Westheimer Rd | Houston | TX | 77077 | Harris | CN600123939 | RN102576998 | Installation of double walled tanks. | A positive use determination of 50% for the double walled storage tanks. | 2004-05-14 | 110204 | 100
7849 | T1 | Exxon Mobil Corporation | ExxonMobil Service Station | 2211 North Frwy | Houston | TX | 77009 | Harris | CN600123939 | RN101473254 | Installed a tank monitoring system. | A positive determination of 100% for the tank monitoring systems. | 2004-05-14 | 25774 | 100
7850 | T1 | Exxon Mobil Corporation | ExxonMobil Service Station | 9670 Westheimer Rd | Houston | TX | 77063 | Harris | CN600123939 | RN102172087 | Installed Stage 2 vapor recovery equipment. | A positive determination of 100% for the Stage 2 Vapor Recovery equipment. | 2004-05-14 | 1405 | 100
7851 | T1 | Exxon Mobil Corporation | ExxonMobil Service Station | 1090 Kingwood Dr | Houston | TX | 77339 | Harris | CN603879719 | RN108859380 | Installed a tank monitoring system and Stage 2 vapor recovery equipment. | A positive determination of 100% for the tank monitoring systems and the Stage 2 Vapor Recovery equipment. | 2004-05-14 | 68795 | 100
7852 | T1 | Exxon Mobil Corporation | ExxonMobil Service Station | 16810 Highway 3 | Webster | TX | 77598 | Harris | CN600123939 | RN102424124 | Installed Stage 2 vapor recovery equipment. | A positive determination of 100% for the Stage 2 Vapor Recovery equipment. | 2004-05-14 | 501 | 100
7853 | T1 | Exxon Mobil Corporation | ExxonMobil Service Station | 14550 Westheimer Rd | Houston | TX | 77077 | Harris | CN600123939 | RN102800869 | Installed a tank monitoring system and Stage 2 vapor recovery equipment. | A positive determination of 100% for the tank monitoring systems and the Stage 2 Vapor Recovery equipment. | 2004-05-14 | 71610 | 100
7854 | T1 | Exxon Mobil Corporation | ExxonMobil Service Station | 2111 Southmore Ave | Houston | TX | 77004 | Harris | CN600123939 | RN102209392 | Installed a tank monitoring system and Stage 2 vapor recovery equipment. | A positive determination of 100% for the tank monitoring systems and the Stage 2 Vapor Recovery equipment. | 2004-05-14 | 34514 | 100
7855 | T1 | Exxon Mobil Corporation | ExxonMobil Service Station | 14101 Northwest Frwy | Houston | TX | 77040 | Harris | CN600123939 | RN101473411 | Installed a tank monitoring system and an observation well. | A positive determination of 100% for the tank monitoring systems and the observation well. | 2004-05-14 | 22774 | 100
7856 | T1 | Exxon Mobil Corporation | ExxonMobil Service Station | 5401 Katy Frwy | Houston | TX | 77007 | Harris | CN600123939 | RN102423456 | Installed a tank monitoring system, double walled tanks and Stage 2 Vapor Recovery equipment.. | A positive determination of 100% for the tank monitoring systems and the Stage 2 Vapor Recovery equipment. A positive use determination of 50% for the double walled storage tanks. | 2004-05-14 | 55163 | 100
7857 | T1 | Exxon Mobil Corporation | ExxonMobil Service Station | 21334 Interstate 45 | Spring | TX | 77373 | Harris | CN600123939 | RN102205929 | Installed a tank monitoring system and a double walled tank. | A positive determination of 100% for the tank monitoring systems. A positive use determination of 50% for the double walled storage tanks. | 2004-05-14 | 91865 | 100
7858 | T1 | Exxon Mobil Corporation | ExxonMobil Service Station | 15931 John F Kennedy Blvd | Houston | TX | 77032 | Harris | CN600123939 | RN103037917 | Installed tank monitoring systems, double walled tanks, and Stage 2 Vapor Recovery equipment. | A positive determination of 100% for the tank monitoring systems and the Stage 2 Vapor Recovery equipment. A positive use determination of 50% for the double walled storage tanks. | 2004-05-14 | 42577 | 100
7859 | T1 | Exxon Mobil Corporation | ExxonMobil Service Station | 2401 Garth Rd | Baytown | TX | 77520 | Harris | CN600123939 | RN102658143 | Installed a tank monitoring system and Stage 2 Vapor Recovery equipment. | A positive determination of 100% for the tank monitoring systems and the Stage 2 Vapor Recovery equipment. | 2004-05-14 | 57206 | 100
7860 | T1 | Exxon Mobil Corporation | ExxonMobil Service Station | 10801 Eastern Frwy | Houston | TX | 77083 | Harris | CN600123939 | RN102213659 | Installed a tank monitoring system, a double walled tank and an observation well. | A positive determination of 100% for the tank monitoring systems and the observation well. A positive use determination of 50% for the double walled storage tanks. | 2004-05-14 | 103790 | 100
7861 | T1 | Exxon Mobil Corporation | ExxonMobil Service Station | 9998 Hempstead Rd | Houston | TX | 77092 | Harris | CN600123939 | RN102196870 | Installed a tank monitoring system and Stage 2 Vapor Recovery equipment. | A positive determination of 100% for the tank monitoring systems and the Stage 2 Vapor Recovery equipment. A positive use determination of 50% for the double walled storage tanks. | 2004-05-14 | 40150 | 100
7862 | T1 | Exxon Mobil Corporation | ExxonMobil Service Station | 11200 Northwest Frwy | Houston | TX | 77092 | Harris | CN600123939 | RN102187838 | Installed a tank monitoring system. | A positive determination of 100% for the tank monitoring systems. | 2004-05-14 | 19654 | 100
7863 | T1 | Exxon Mobil Corporation | ExxonMobil Service Station | 3822 Old Spanish Trail | Houston | TX | 77021 | Harris | CN600123939 | RN102518503 | Installed a tank monitoring system, double walled tanks and an observation well.. | A positive determination of 100% for the tank monitoring systems and the observation well. A positive use determination of 50% for the double walled storage tanks. | 2004-05-14 | 63950 | 100
7864 | T1 | Exxon Mobil Corporation | ExxonMobil Service Station | 12355 Katy Frwy | Houston | TX | 77079 | Harris | CN600123939 | RN102221744 | Installed a tank monitoring system, leak detection equipment and Stage 2 Vapor Recovery equipment.. | A positive determination of 100% for the tank monitoring systems, the Stage 2 Vapor Recovery equipment and the leak detection systems. | 2004-05-14 | 17060 | 100
7865 | T1 | Exxon Mobil Corporation | ExxonMobil Service Station | 6802 Kirby Ln | Houston | TX | 77030 | Harris | CN600123939 | RN100527944 | Installed double walled tanks and Stage 2 Vapor Recovery equipment.. | A positive determination of 100% for the Stage 2 Vapor Recovery equipment. A positive use determination of 50% for the double walled storage tanks. | 2004-05-14 | 57405 | 100
7866 | T1 | Exxon Mobil Corporation | ExxonMobil Service Station | 2405 Bay Area Blvd | Houston | TX | 77058 | Harris | CN600123939 | RN102207966 | Installed Stage 2 Vapor Recovery equipment.. | A positive determination of 100% for the Stage 2 Vapor Recovery equipment. | 2004-05-14 | 35227 | 100
7867 | T1 | Exxon Mobil Corporation | ExxonMobil Service Station | 11035 Katy Frwy | Houston | TX | 77079 | Harris | CN600123939 | RN102952413 | Installed double walled tanks and Stage 2 Vapor Recovery equipment.. | A positive determination of 100% for the tank monitoring systems and the Stage 2 Vapor Recovery equipment. A positive use determination of 50% for the double walled storage tanks. | 2004-05-14 | 89898 | 100
7868 | T1 | Exxon Mobil Corporation | ExxonMobil Service Station | 4450 FM 1960 Rd W | Houston | TX | 77068 | Harris | CN600123939 | RN100527506 | Installed a tank monitoring system and Stage 2 Vapor Recovery equipment. | A positive determination of 100% for the tank monitoring systems and the Stage 2 Vapor Recovery equipment. | 2004-05-14 | 61977 | 100
7869 | T1 | Exxon Mobil Corporation | ExxonMobil Service Station | 8155 Katy Frwy | Houston | TX | 77024 | Harris | CN600123939 | RN102648029 | Installed tank monitoring systems, double walled tanks and Stage 2 Vapor Recovery equipment. | A positive determination of 100% for the tank monitoring systems and the Stage 2 Vapor Recovery equipment. A positive use determination of 50% for the double walled storage tanks. | 2004-05-14 | 94156 | 100
7870 | T1 | Exxon Mobil Corporation | ExxonMobil Service Station | 11830 Bellaire Blvd | Houston | TX | 77072 | Harris | CN600123939 | RN100527357 | Installed tank monitoring systems and Stage 2 Vapor Recovery equipment. | A positive determination of 100% for the tank monitoring systems and the Stage 2 Vapor Recovery equipment. | 2004-05-14 | 54776 | 100
7871 | T1 | Exxon Mobil Corporation | ExxonMobil Service Station | 5402 I 45 North | Houston | TX | 77076 | Harris | CN600123939 | RN102195518 | Installed a tank monitoring system. | A positive determination of 100% for the tank monitoring systems. | 2004-05-14 | 23226 | 100
7872 | T1 | Exxon Mobil Corporation | ExxonMobil Service Station | 21502 Aldine Westfield Rd | Humble | TX | 77338 | Harris | CN600123939 | RN102424116 | Installed a tank monitoring system. | A positive determination of 100% for the tank monitoring systems. | 2004-05-14 | 214 | 100
7873 | T1 | Exxon Mobil Corporation | ExxonMobil Service Station | 1205 Houston Ave | Humble | TX | 77338 | Harris | CN600123939 | RN100701879 | Installed a tank monitoring system and Stage 2 Vapor Recovery equipment. | A positive determination of 100% for the tank monitoring systems and the Stage 2 Vapor Recovery equipment. | 2004-05-14 | 48765 | 100
7874 | T1 | Exxon Mobil Corporation | ExxonMobil Service Station | 1475 FM 2920 | Tomball | TX | 77375 | Harris | CN600123939 | RN102650157 | Installed an observation well and Stage 2 Vapor Recovery equipment. | A positive determination of 100% for the observation well and the Stage 2 Vapor Recovery equipment. | 2004-05-14 | 23188 | 100
7875 | T1 | Exxon Mobil Corporation | ExxonMobil Service Station | 3003 Ella Blvd | Houston | TX | 77018 | Harris | CN600123939 | RN104177571 | Installed a tank monitoring system and an observation well. | A positive determination of 100% for the observation well and the tank monitoring systems. | 2004-05-14 | 15623 | 100
7876 | T1 | Exxon Mobil Corporation | ExxonMobil Service Station | 1621 Voss Rd | Houston | TX | 77057 | Harris | CN600123939 | RN102310778 | Installed a tank monitoring system and Stage 2 Vapor Recovery equipment. | A positive determination of 100% for the tank monitoring systems and the Stage 2 Vapor Recovery equipment. | 2004-05-14 | 44782 | 100
7877 | T1 | Exxon Mobil Corporation | ExxonMobil Service Station | 2402 Wayside Dr | Houston | TX | 77023 | Harris | CN600123939 | RN102200201 | Installed tank monitoring systems, double walled tanks and an observation well. | A positive determination of 100% for the tank monitoring systems and the observation well. A positive use determination of 50% for the double walled storage tanks. | 2004-05-14 | 122236 | 100
7878 | T1 | Exxon Mobil Corporation | ExxonMobil Service Station | 8525 Gulf Frwy | Houston | TX | 77017 | Harris | CN600123939 | RN102192770 | Installed tank monitoring systems and Stage 2 Vapor Recovery equipment. | A positive determination of 100% for the tank monitoring systems and the Stage 2 Vapor Recovery equipment. | 2004-05-14 | 57914 | 100
7879 | T1 | Exxon Mobil Corporation | ExxonMobil Service Station | 12303 Eastex Frwy | Wcid 74 | TX | 77039 | Harris | CN600123939 | RN102215415 | Installed an observation well. | A positive determination of 100% for the observation well. | 2004-05-14 | 788 | 100
7880 | T1 | Exxon Mobil Corporation | ExxonMobil Service Station | 102 Cavalcade St | Houston | TX | 77009 | Harris | CN600123939 | RN102216686 | Installed a tank monitoring system and a double walled tank.. | A positive determination of 100% for the tank monitoring systems. A positive use determination of 50% for the double walled storage tanks. | 2004-05-14 | 97368 | 100
7881 | T1 | Exxon Mobil Corporation | ExxonMobil Service Station | 10521 Gulf Frwy Ste B | Houston | TX | 77034 | Harris | CN600123939 | RN102196391 | Installed Stage 2 Vapor Recovery equipment. | A positive determination of 100% for the Stage 2 Vapor Recovery equipment. | 2004-05-14 | 28722 | 100
7882 | T1 | Exxon Mobil Corporation | ExxonMobil Service Station | 17503 North Frwy | Houston | TX | 77090 | Harris | CN600123939 | RN101473999 | Installed a tank monitoring system and a double walled tank. | A positive determination of 100% for the tank monitoring systems. A positive use determination of 50% for the double walled storage tanks. | 2004-05-14 | 57845 | 100
7883 | T1 | Exxon Mobil Corporation | ExxonMobil Service Station | 3140 Southwest Frwy | Houston | TX | 77098 | Harris | CN600123939 | RN102214954 | Installed a tank monitoring system and Stage 2 Vapor Recovery equipment. | A positive determination of 100% for the tank monitoring systems and the Stage 2 Vapor Recovery equipment. | 2004-05-14 | 31358 | 100
7884 | T1 | Exxon Mobil Corporation | ExxonMobil Service Station | 10721 Post Oak Rd | Houston | TX | 77035 | Harris | CN600123939 | RN102202322 | Installed a tank monitoring system and double walled tanks. | A positive determination of 100% for the tank monitoring systems. A positive use determination of 50% for the double walled storage tanks. | 2004-05-14 | 108237 | 100
7885 | T1 | Exxon Mobil Corporation | ExxonMobil Service Station | 738 Lathrop Sts | Houston | TX | 77020 | Harris | CN600123939 | RN102176658 | Installed a tank monitoring system, an observation well, Stage 2 Vapor Recovery equipment and double walled tanks. | A positive determination of 100% for the tank monitoring systems, the Stage 2 Vapor Recovery equipment and the observation well. A positive use determination of 50% for the double walled storage tanks. | 2004-05-14 | 117318 | 100
7886 | T1 | Exxon Mobil Corporation | ExxonMobil Service Station | 5138 San Felipe St | Houston | TX | 77056 | Harris | CN600123939 | RN101474211 | Installed a tank monitoring system and Stage 2 Vapor Recovery equipment. | A positive determination of 100% for the tank monitoring systems and the Stage 2 Vapor Recovery equipment. | 2004-05-14 | 23916 | 100
7887 | T1 | Exxon Mobil Corporation | ExxonMobil Service Station | 5702 Westheimer Rd | Houston | TX | 77057 | Harris |  | RN100930510 | Installed a tank monitoring system and Stage 2 Vapor Recovery equipment. | A positive determination of 100% for the tank monitoring systems and the Stage 2 Vapor Recovery equipment. | 2004-05-14 | 20673 | 100
7888 | T1 | Exxon Mobil Corporation | ExxonMobil Service Station | 3924 Bellaire Blvd | West University | TX | 77025 | Harris | CN600123939 | RN101473346 | Installed a tank monitoring system and a double walled tank. | A positive determination of 100% for the tank monitoring systems. A positive use determination of 50% for the double walled storage tanks. | 2004-05-14 | 69865 | 100
7889 | T1 | Exxon Mobil Corporation | ExxonMobil Service Station | 2525 Sheperd Dr | Houston | TX | 77019 | Harris | CN600123939 | RN102171329 | Installed a tank monitoring system, Stage 2 Vapor Recovery equipment and a double walled tank. | A positive determination of 100% for the tank monitoring systems and the Stage 2 Vapor Recovery equipment. A positive use determination of 50% for the double walled storage tanks. | 2004-05-14 | 61244 | 100
7890 | T1 | Exxon Mobil Corporation | ExxonMobil Service Station | 21103 State Highway 249 | Houston | TX | 77070 | Harris | CN600123939 | RN100542133 | Installed a tank monitoring system. | A positive determination of 100% for the tank monitoring systems. | 2004-05-14 | 2157 | 100
7891 | T1 | Exxon Mobil Corporation | ExxonMobil Service Station | 2800 Reed Rd | Houston | TX | 77449 | Harris | CN600123939 | RN100708361 | Installed a tank monitoring system and Stage 2 Vapor Recovery equipment. | A positive determination of 100% for the tank monitoring systems and the Stage 2 Vapor Recovery equipment. | 2004-05-14 | 60825 | 100
7892 | T1 | Exxon Mobil Corporation | ExxonMobil Service Station | 5501 Fairmont Pkwy | Pasadena | TX | 77505 | Harris | CN600123939 | RN100710235 | Installed a tank monitoring system and Stage 2 Vapor Recovery equipment. | A positive determination of 100% for the tank monitoring systems and the Stage 2 Vapor Recovery equipment. | 2004-05-14 | 57280 | 100
7893 | T1 | Exxon Mobil Corporation | ExxonMobil Service Station | 17438 Northwest Frwy | Jersey Village | TX | 77040 | Harris | CN600123939 | RN102650629 | Installed a tank monitoring system and Stage 2 Vapor Recovery equipment. | A positive determination of 100% for the tank monitoring systems and the Stage 2 Vapor Recovery equipment. | 2004-05-14 | 42624 | 100
7894 | T1 | Exxon Mobil Corporation | ExxonMobil Service Station | 7435 FM 1960 Rd | Mud 132 | TX | 77346 | Harris | CN600123939 | RN102654936 | Installed a tank monitoring system and Stage 2 Vapor Recovery equipment. | A positive determination of 100% for the tank monitoring systems and the Stage 2 Vapor Recovery equipment. | 2004-05-14 | 70908 | 100
7895 | T1 | Exxon Mobil Corporation | ExxonMobil Service Station | 4411 W Sam Houston Pkwy | Houston | TX | 77041 | Harris | CN600123939 | RN102655172 | Installed a tank monitoring system and double walled tanks. | A positive determination of 100% for the tank monitoring systems. A positive use determination of 50% for the double walled storage tanks. | 2004-05-14 | 121007 | 100
7896 | T1 | Vecta | Vecta | 1800 S Great Southwest Pk | Grand Prairie | TX | 75051 | Dallas | CN600325724 | RN100616614 | The following: Explosion proof plant lighting; grinding room dust collector; dust collection bins; and dust collection room. | A positive use determination of 100% for the grinding room dust collector and the dust collection bins. A negative determination for the project to explosion proof the plant lighting and the Dust Collection Room. Explosion proofing of the plant lighting system is done to protect the plants employees and assets it is not considered to be a pollution control project. The pollution control associated with the Grinding area is the dust collection system and not the room itself. | 2004-05-12 | 199704 | 100
7897 | T1 | Rohm & Haas Texas Inc | Rohm & Haas Texas | 1900 Tidal Rd | Deer Park | TX | 77536 | Harris | CN600131395 | RN100223205 | The A, B -Train R2 Exit Cooler is a shell and tube heat exchanger with disk and donut baffles. | A positive use determination of 100% for the HT A, B -Train R2 AOG Heat Exchanger. | 2004-05-12 | 3000000 | 100
7898 | T1 | Rohm & Haas Texas Inc | Rohm & Haas Texas | 1900 Tidal Rd | Deer Park | TX | 77536 | Harris | CN600131395 | RN100223205 | The following projects: HR - Refractory Line the Converter 1st B; HT A/B Train Incinerator Platform for BIF; Envir. Classification SBA Rack/Tank Farm; Leachate Riser Automatic Pumping Process; EWTP #1 Equal Tank Replacement; HR3 Davy Scrubber Inlet Sleeve; WWTP Tucker's Bayou Pumps; Primenes Ground Floor Acid Proofing; Primene RCRA Sewer Grating Replacement; EWTP Replace 3-4 inch Pipeline; EWTP Repair Completion ISCLAR; Residue Handling - HR Direct Line; N7 Cooling Tower Waste Blowdown; P-North DMMA Railcar Loading Vapor Recovery; Priemen Fugitive Emission Valves; and WWTP Floculator Mechanism Repair. | A positive use determination of 100% for the HR - Refractory Line the Converter 1st B; HT A/B Train Incinerator Platform for BIF; Envir. Classification SBA Rack/Tank Farm; Leachate Riser Automatic Pumping Process; EWTP #1 Equal Tank Replacement; HR3 Davy Scrubber Inlet Sleeve; WWTP Tucker's Bayou Pumps; Primenes Ground Floor Acid Proofing; Primene RCRA Sewer Grating Replacement; EWTP Replace 3-4 inch Pipeline; EWTP Repair Completion ISCLAR; Residue Handling - HR Direct Line; N7 Cooling Tower Waste Blowdown; P-North DMMA Railcar Loading Vapor Recovery; Priemen Fugitive Emission Valves; and WWTP Floculator Mechanism Repair. | 2004-05-12 | 3187503 | 100
7899 | T1 | Exxon Mobil Corporation | ExxonMobil Service Station | 1000 Bell Blvd. | Cedar Park | TX | 78613 | Williamson | CN600123939 | RN102654548 | Vapor recovery on multi-product dispensers, tank monitoring system, and double walled storage tanks. | A positive use determination for 100% of the vapor recovery on the dispensers and the tank monitoring system. The double walled storage tanks are given a 50% use determination. | 2004-05-21 | 209587 | 100
7900 | T1 | Exxon Mobil Corporation | ExxonMobil Service Station | 10207 Lake Creek Pkwy. | Cedar Park | TX | 78729 | Williamson | CN600123939 | RN102137148 | Vapor recovery on multi-product dispensers, and double walled storage tanks. | A positive use determination for 100% of the vapor recovery on the dispensers. The double walled storage tanks are given a 50% use determination. | 2004-05-21 | 116413 | 100
7901 | T1 | Exxon Mobil Corporation | ExxonMobil Service Station | 1801 S. Lakeline Blvd. | Cedar Park | TX | 78613 | Williamson | CN600123939 | RN102931862 | Vapor recovery on multi-product dispensers, and double walled storage tanks. | A positive use determination for 100% of the vapor recovery on the dispensers. The double walled storage tanks are given a 50% use determination. | 2004-05-21 | 176592 | 100
7902 | T1 | Exxon Mobil Corporation | ExxonMobil Service Station | 11613 N FM 620 | Austin | TX | 78750 | Williamson | CN600123939 | RN102766672 | Vapor recovery on multi-product dispensers, and double walled storage tanks. | A positive use determination for 100% of the vapor recovery on the dispensers. The double walled storage tanks are given a 50% use determination. | 2004-05-21 | 190236 | 100
7903 | T1 | Exxon Mobil Corporation | ExxonMobil Service Station | 11613 N FM 620 | Austin | TX | 78750 | Williamson | CN600123939 | RN102766672 | Vapor recovery on multi-product dispensers, and double walled storage tanks. | A positive use determination for 100% of the vapor recovery on the dispensers. The double walled storage tanks are given a 50% use determination. | 2004-05-21 | 164115 | 100
7904 | T1 | Exxon Mobil Corporation | ExxonMobil Service Station | 9909 Manchaca | Austin | TX | 78748 | Travis | CN600123939 | RN101619666 | Vapor recovery on multi-product dispensers, and double walled storage tanks. | A positive use determination for 100% of the vapor recovery on the dispensers. The double walled storage tanks are given a 50% use determination. | 2004-05-21 | 198517 | 100
7905 | T1 | Exxon Mobil Corporation | ExxonMobil Service Station | 6515 Ih-35 South | Austin | TX | 78744 | Travis | CN600123939 | RN102149341 | Vapor recovery on multi-product dispensers, and double walled storage tanks. | A positive use determination for 100% of the vapor recovery on the dispensers. The double walled storage tanks are given a 50% use determination. | 2004-05-21 | 166928 | 100
7906 | T1 | Exxon Mobil Corporation | ExxonMobil Service Station | 2512 Riverside | Austin | TX | 78741 | Travis | CN600123939 | RN101620326 | Vapor recovery on multi-product dispensers, and double walled storage tanks. | A positive use determination for 100% of the vapor recovery on the dispensers. The double walled storage tanks are given a 50% use determination. | 2004-05-21 | 152145 | 100
7907 | T1 | Exxon Mobil Corporation | ExxonMobil Service Station | 1100 Parmer Lane | Austin | TX | 78727 | Travis | CN600123939 | RN102137015 | Vapor recovery on multi-product dispensers, and double walled storage tanks. | A positive use determination for 100% of the vapor recovery on the dispensers. The double walled storage tanks are given a 50% use determination. | 2004-05-21 | 146283 | 100
7908 | T1 | Exxon Mobil Corporation | ExxonMobil Service Station | 201 Ben White | Austin | TX | 78704 | Travis | Unknown | No Regulated Entity at this Address | Vapor recovery on multi-product dispensers, double walled storage tanks, and tank monitoring system. | A positive use determination for 100% of the vapor recovery on the dispensers and the tank monitoring system. The double walled storage tanks are given a 50% use determination. | 2004-05-21 | 104631 | 100
7909 | T1 | Exxon Mobil Corporation | ExxonMobil Service Station | 12000 Mo-Pac Expressway | Austin | TX | 78758 | Travis | CN600240329 | RN102649597 | Vapor recovery on multi-product dispensers, double walled storage tanks, and tank monitoring system. | A positive use determination for 100% of the vapor recovery on the dispensers and the tank monitoring system. The double walled storage tanks are given a 50% use determination. | 2004-05-21 | 179239 | 100
7910 | T1 | Exxon Mobil Corporation | ExxonMobil Service Station | 5445 Hwy. 290 W. | Austin | TX | 78735 | Travis | CN600123939 | RN102659679 | Vapor recovery on multi-product dispensers, and double walled storage tanks. | A positive use determination for 100% of the vapor recovery. The double walled storage tanks are given a 50% use determination. | 2004-05-21 | 130363 | 100
7911 | T1 | Exxon Mobil Corporation | ExxonMobil Service Station | 1625 W. Parmer Road | Austin | TX | 78754 | Travis | CN600240329 | RN102654894 | Vapor recovery on multi-product dispensers, double walled storage tanks, and tank monitoring system. | A positive use determination for 100% of the vapor recovery on the dispensers and the tank monitoring system. The double walled storage tanks are given a 50% use determination. | 2004-05-21 | 182198 | 100
7912 | T1 | Exxon Mobil Corporation | ExxonMobil Service Station | 10800 Research Blvd. | Austin | TX | 78759 | Travis | CN600123939 | RN102223146 | Vapor recovery on multi-product dispensers, and double walled storage tanks. | A positive use determination for 100% of the vapor recovery on the dispensers. The double walled storage tanks are given a 50% use determination. | 2004-05-21 | 158636 | 100
7913 | T1 | Exxon Mobil Corporation | ExxonMobil Service Station | 2616 Braker Lane | Austin | TX | 78758 | Travis | CN600123939 | RN102138393 | Vapor recovery on multi-product dispensers, double walled storage tanks, and tank monitoring system. | A positive use determination for 100% of the vapor recovery on the dispensers and the tank monitoring system. The double walled storage tanks are given a 50% use determination. | 2004-05-21 | 235418 | 100
7914 | T1 | Exxon Mobil Corporation | ExxonMobil Service Station | 6707 Cameron Road | Austin | TX | 78752 | Travis | CN600123939 | RN102221553 | Double walled storage tanks. | A positive use determination for 50% of the double walled storage tanks. | 2004-05-21 | 109098 | 100
7915 | T1 | Exxon Mobil Corporation | ExxonMobil Service Station | 14730 Interstate 35 | Austin | TX | 78728 | Travis | CN600123939 | RN102135977 | Vapor recovery on multi-product dispensers, double walled storage tanks, and tank monitoring system. | A positive use determination for 100% of the vapor recovery on the dispensers and the tank monitoring system. The double walled storage tanks are given a 50% use determination. | 2004-05-21 | 125952 | 100
7916 | T1 | Exxon Mobil Corporation | ExxonMobil Service Station | 7114 I-35 North | Austin | TX | 78752 | Travis | CN600123939 | RN102147337 | Vapor recovery on multi-product dispensers, and double walled storage tanks. | A positive use determination for 100% of the vapor recovery on the dispensers. The double walled storage tanks are given a 50% use determination. | 2004-05-21 | 159423 | 100
7917 | T1 | Exxon Mobil Corporation | ExxonMobil Service Station | 9061 Research Blvd. | Austin | TX | 78758 | Travis | CN600123939 | RN101628907 | Vapor recovery on multi-product dispensers, double walled storage tanks, and tank monitoring system. | A positive use determination for 100% of the vapor recovery on the dispensers and the tank monitoring system. The double walled storage tanks are given a 50% use determination. | 2004-05-21 | 176250 | 100
7918 | T1 | Exxon Mobil Corporation | ExxonMobil Service Station | 7844 Burnet Road | Austin | TX | 78757 | Travis | CN600123939 | RN100535673 | Vapor recovery on multi-product dispensers, double walled storage tanks, and tank monitoring system. | A positive use determination for 100% of the vapor recovery on the dispensers and the tank monitoring system. The double walled storage tanks are given a 50% use determination. | 2004-05-21 | 90326 | 100
7919 | T1 | Exxon Mobil Corporation | ExxonMobil Service Station | 9401 Ih-35 | Austin | TX | 78753 | Travis | CN600123939 | RN102163540 | Vapor recovery on multi-product dispensers, double walled storage tanks, and tank monitoring system. | A positive use determination for 100% of the vapor recovery on the dispensers and the tank monitoring system. The double walled storage tanks are given a 50% use determination. | 2004-05-21 | 128509 | 100
7920 | T1 | Exxon Mobil Corporation | ExxonMobil Service Station | 1320 Oltorf | Austin | TX | 78704 | Travis | CN600123939 | RN100535251 | Vapor recovery on multi-product dispensers, and double walled storage tanks. | A positive use determination for 100% of the vapor recovery on the dispensers. The double walled storage tanks are given a 50% use determination. | 2004-05-21 | 188267 | 100
7921 | T1 | Exxon Mobil Corporation | ExxonMobil Service Station | 1901 Guadalupe | Austin | TX | 78705 | Travis | CN600123939 | RN101474179 | Tank monitoring system. | A positive use determination for 100% of the tank monitoring system. | 2004-05-21 | 22925 | 100
7922 | T1 | Exxon Mobil Corporation | ExxonMobil Service Station | 3431 William Cannon Dr. | Austin | TX | 69918 | Travis | CN600123939 | RN102660560 | Vapor recovery on multi-product dispensers, and double walled storage tanks. | A positive use determination for 100% of the vapor recovery on the dispensers. The double walled storage tanks are given a 50% use determination. | 2004-05-21 | 154036 | 100
7923 | T1 | Huntsman LLC | Huntsman Jefferson County | 6001 Hwy 366 | Port Neches | TX | 77651 | Jefferson | CN603603093 | RN100219252 | C-A3-1 Steam Injection for Lower NOx Emission: Installed a NOx reduction system consisting of steam injection at the fuel nozzle with controls capable of holding exhaust performances to permit level and monitoring and reporting. | A positive use determination of 100% for the C-A3-1 Steam Injection for Lower NOx Emission Project. | 2004-06-02 | 695250.3 | 100
7924 | T1 | Huntsman LLC | Huntsman Jefferson County | 6001 Hwy 366 | Port Neches | TX | 77651 | Jefferson | CN603603093 | RN100219252 | Glycol Vacuum Jet Replacement on Units G-1 and G-5. | A positive use determination of 100% for the project to replace the Glycol Vacuum Jets on Units G-1 and G-5. | 2004-06-02 | 911123 | 100
7925 | T1 | Huntsman LLC | Huntsman Jefferson County | 6001 Hwy 366 | Port Neches | TX | 77651 | Jefferson | CN603603093 | RN100219252 | Hard Pipe Loading Lines T-E3-374, 375, 363, 378: Installed hard piping in place of flex hoses between P-E3-132, -133, -134 & -135 to tanks T-E3-374, -375, -363, & -378. | A positive use determination of 100% for the project to Hard Pipe Loading Lines T-E3-374, 375, 363, and 378. | 2004-06-02 | 57327 | 100
7926 | T1 | Huntsman LLC | Huntsman Jefferson County | 6001 Hwy 366 | Port Neches | TX | 77651 | Jefferson | CN603603093 | RN100219252 | C-F6-131 Dry Gas Seals Upgrade: Upgraded the seals on the #2 Recycle Gas Compressor from oil lubricated mechanical seals to tandem dry seals. A new control/instrumentation panel was located on the west side of the Compressor. A new 1" buffer gas, 1" high pressure, and 1" vent piping manifold to the flare were also provided for tie-ins to the new control panel. | A positive use determination of 100% for the project to upgrade the C-F6-131 Dry Gas Seals. | 2004-06-02 | 426835 | 100
7927 | T1 | Huntsman LLC | Huntsman Jefferson County | 6001 Hwy 366 | Port Neches | TX | 77651 | Jefferson | CN603603093 | RN100219252 | C-A3-4&5 Dry Gas Seal Upgrades: Replaced oil seals with dry gas seals on the above named compressors. The new systems have a control panel for each compressor mounted on the north end of the existing panel. Each panel has connections for nitrogen supply, seal gas supply, filtered seal gas to each end of the compressor, nitrogen to each carbon ring, leakage from each seal, vent header reference line, and two connections to a main vent header. A 2" nitrogen header was installed from east-west overhead pipe rack south of the compressor deck to the C-A3-1 Panel location. The main vent line is a 2" line starting at the suction of C-A3-1 running north to the C-A3-4&5. The control panels each have four flow transmitters, four pressure transmitters and one differential pressure indicator transmitter. | A positive use determination of 100% for the project to upgrade the C-A3-4 & 5 Dry Gas Seals. | 2004-06-02 | 552695 | 100
7928 | T1 | Huntsman LLC | Huntsman Jefferson County | 6001 Hwy 366 | Port Neches | TX | 77651 | Jefferson | CN603603093 | RN100219252 | Concrete Lining of Ditch Lateral Between 3rd and 2nd Street: Installed a new 46" diameter reinforced concrete pipe inside the existing ditch and installed several new six foot long concrete lined ditches. | A positive use determination of 100% for the Concrete Lining of the Ditch Lateral Between 3rd and 2nd Street. | 2004-06-02 | 276789 | 100
7929 | T1 | Huntsman LLC | Huntsman Jefferson County | 6001 Hwy 366 | Port Neches | TX | 77651 | Jefferson | CN603603093 | RN100219252 | A3 Furnace Fuel Gas Improvements: Installed a treatment system designed to condition the fuel gas to the H-A3-1 cracking furnaces. Installed equipment includes: F-A3-57 Fuel Gas Mixing Drum; E-A3-80 Waste Water Stripper Off-Gas Cooler; F-A3-51 Waste Water Knockout Pot; Fuel Gas Condensers, Fuel Gas Header & Downstream Piping Network; and Concrete Containment Area. | A positive use determination of 100% for the A3 Furnace Fuel Gas Improvements | 2004-06-02 | 865058 | 100
7930 | T1 | Huntsman LLC | Huntsman C4 Plant | 2102 Spur 136 | Port Neches | TX | 77651 | Jefferson | CN600130322 | RN104964267 | C4 Plant - SAAB Level Gauge System in Blocks 5 & 9: Installed 26 Saab tank level, pressure, and temperature readings into the DCA. 18 tanks received new Saab level gauging devices. 7 tanks received local indication only. | A positive use determination of 100% for the project to install a SAAB Level Gauge System in Blocks 5 & 9 of the C4 Plant. | 2004-06-02 | 288270 | 100
7931 | T1 | Huntsman LLC | Huntsman C4 Plant | 2102 Spur 136 | Port Neches | TX | 77651 | Jefferson | CN600130322 | RN104964267 | C4 Plant - Tandem Seals: Installed tandem seals on 26 pumps with butadiene concentration of 5% or greater. | A positive use determination of 100% for the C4 Plant - Tandem Seals Project. | 2004-06-02 | 1846937 | 100
7932 | T1 | Huntsman LLC | Huntsman C4 Plant | 2102 Spur 136 | Port Neches | TX | 77651 | Jefferson | CN600130322 | RN104964267 | Installed extractive continuous emission monitoring systems for the No. 1 & No. 2 Boilers. | A positive use determination of 100% for the project to install Extractive CEMs on the No. 1 & No. 2 Boilers in the C4 Plant. | 2004-06-02 | 328965 | 100
7933 | T1 | Huntsman LLC | Huntsman C4 Plant | 2102 Spur 136 | Port Neches | TX | 77651 | Jefferson | CN600130322 | RN104964267 | Fenceline Monitoring System: Installed three gas chromatographic systems to monitor concentrations of 1,3 Butadiene at selected locations along the western property line. In addition, a 10-meter meteorological tower has been erected. | A positive use determination of 100% for the Fenceline Monitoring System. | 2004-06-02 | 102277 | 100
7934 | T1 | Huntsman LLC | Huntsman C4 Plant | 2102 Spur 136 | Port Neches | TX | 77651 | Jefferson | CN600130322 | RN104964267 | Installed a new vapor pipe from the vapor recovery unit to the existing unloading rack location. | A positive use determination of 100% for the project to install a new vapor pipe from the vapor recovery unit to the existing unloading rack location. | 2004-06-02 | 271266 | 100
7935 | T1 | Huntsman LLC | Huntsman C4 Plant | 2102 Spur 136 | Port Neches | TX | 77651 | Jefferson | CN600130322 | RN104964267 | Modification of an existing pipeline that allows MTBE to be diverted to and shipped from Unocal's Beaumont terminal and thereby averts installation costs for a MVRS at the Motiva Dock. | A positive use determination of 100% for the project to modify the existing pipeline. | 2004-06-02 | 116988 | 100
7936 | T1 | Huntsman LLC | Huntsman Po/Mtbe Plant | 2401 Spur 136 | Port Neches | TX | 77651 | Jefferson | CN600130322 | RN104964267 | F5 Install New Communication From I/O BLDG#2 To Flare: Installed copper cable to replace existing fiber optic cables and modems. Existing equipment caused flare operation disruptions. | A positive use determination of 100% for the project to install new communication cable from the I/O BLDG#2 to the Flare | 2004-06-02 | 226659 | 100
7937 | T1 | Huntsman LLC | Huntsman Po/Mtbe Plant | 2401 Spur 136 | Port Neches | TX | 77651 | Jefferson | CN600130322 | RN104964267 | F5 LP Flare Header Drain Boots Liquid Disposal: modified the flare header drain boots by installing recommissioned SARCO pumps with new piping and valves. | A positive use determination of 100% for the F5 LP Flare Header Drain Boots Liquid Disposal Project. | 2004-06-02 | 48376 | 100
7938 | T1 | Huntsman LLC | Huntsman Po/Mtbe Plant | 2401 Spur 136 | Port Neches | TX | 77651 | Jefferson | CN600130322 | RN104964267 | Flare Line Modifications Off of F-F5-009/011: Installed hot taps and stopping on the flare line. | A positive use determination of 100% for the Flare Line Modifications Off of F-F5-009/011 Project. | 2004-06-02 | 383179 | 100
7939 | T1 | Huntsman LLC | Huntsman Po/Mtbe Plant | 2401 Spur 136 | Port Neches | TX | 77651 | Jefferson | CN600130322 | RN104964267 | JWWTP - Scum Rake System For C3: Installed a scum removal system . | A positive use determination of 100% for the Scum Rake System For the C3 Final Clarifier. | 2004-06-02 | 93918 | 100
7940 | T1 | Huntsman LLC | Huntsman Po/Mtbe Plant | 2401 Spur 136 | Port Neches | TX | 77651 | Jefferson | CN600130322 | RN104964267 | Perox RX Gas Detectors: Installed hydrocarbon detectors at various locations on the Peroxidation Reactors, F-F5-009 & F-F5-011 structure. | A positive use determination of 100% for the Perox RX Gas Detectors Project. | 2004-06-02 | 167866 | 100
7941 | T2 | Huntsman LLC | Huntsman A & O Plant | 4241 Savannah Ave | Port Arthur | TX | 77640 | Jefferson | CN603603093 | RN103033189 | The Cracked Gas Compressor 4th stage seal oil system's oil lubricated seals were causing the creation of 20 gallons per day of waste oil. The oil lubricated seals were replaced with dry seals to reduce the amount of waste oil generated. | A positive use determination of 100% for the project to replace oil lubricated seals with dry gas seals on the Cracked Gas Compressor #4. | 2004-06-02 | 677048 | 100
7942 | T1 | Huntsman LLC | Huntsman A & O Plant | 4241 Savannah Ave | Port Arthur | TX | 77640 | Jefferson | CN603603093 | RN103033189 | Installed 15 closed loop sample systems and the modification of approximately 100 existing samplers. | A positive use determination of 100% for the project to modify existing and install additional closed loop samplers. | 2004-06-02 | 377412 | 100
7943 | T1 | Huntsman LLC | Huntsman A & O Plant | 4241 Savannah Ave | Port Arthur | TX | 77640 | Jefferson | CN603603093 | RN103033189 | Improvements to eight eroded PDU Tank Farm levee containment berms located in the Light Oil Olefins Unit. The levee berms have been restored to provide proper retention volumes for tank spillage by installing a concrete stabilized cap to prevent future erosion. Drainage within the berm areas and from the Tank Farm service road has been modified to better run-off control. | A positive use determination of 100% for the project to rebuild the Tank Farm Levees. | 2004-06-02 | 280436 | 100
7944 | T1 | Huntsman LLC | Huntsman A & O Plant | 4241 Savannah Ave | Port Arthur | TX | 77640 | Jefferson | CN603603093 | RN103033189 | Tank 34030 Improvements: The drain system for the flooring on Tank 34030 was improved by upgrading the existing roof drain piping and incorporating 2 additional satellite roof drains. In addition, floating roof seal hardware was upgraded to stainless steel. | A positive use determination of 100% for the Tank 34030 Improvements project. | 2004-06-02 | 340692 | 100
7945 | T1 | Huntsman LLC | Huntsman A & O Plant | 4241 Savannah Ave | Port Arthur | TX | 77640 | Jefferson | CN603603093 | RN103033189 | Tank 34030 Improvements: Installed cathodic protection for the bottom of Tank 34030. | A positive use determination of 100% for the Cathodic Protection installed for the bottom of Tank 34030. | 2004-06-02 | 53107 | 100
7946 | T1 | Huntsman LLC | Huntsman A & O Plant | 4241 Savannah Ave | Port Arthur | TX | 77640 | Jefferson | CN603603093 | RN103033189 | LOU Flare Purge Gas Control System: Installed a new GC analyzer with Btu calculation package for the flare. A new pressure transmitter was installed on a new 2" line routed between the flare line header and the fuel gas header on the GHU. This pressure transmitter was routed to the DCS and a pressure controller configured for controlling a new control valve. The new GC analyzer's Btu value was routed to the DCS with an analyzer controller configured to reset a new flow controller that will control the flow of natural gas to the diversion seal drum via existing PV-913. A new flow orifice and transmitter were installed in the natural gas purge line to the diversion seal drum. The existing local pressure controller, PDC-912 was removed and a new electronic transmitter installed with a new controller on the DCS, PDC 912. The 1.5" purge gas line with PDV-912 has a new flow indicator added that reports to the LOU DCS. | A positive use determination of 100% for the LOU Flare Purge Gas Control System Project. | 2004-06-02 | 522521 | 100
7947 | T1 | Huntsman LLC | Huntsman A & O Plant | 4241 Savannah Ave | Port Arthur | TX | 77640 | Jefferson | CN603603093 | RN103033189 | This project eliminated the carbon canisters located at the GHU sump, the API separator, and the flare skid. Vapors have been routed to the API separator/thermal oxidizer. A vent line was installed at the GHU sump to route fume to the TO. A vent line off the oxygen analyzer, AT-226, located at the flare skid, was routed to a location on the east side of the API Separator Building, along with the vent from the analyzer building. These two lines have been steam traced to eliminate condensation. | A positive use determination of 100% for the project to eliminate the GHU Sump/Flare Carbon Canisters. | 2004-06-02 | 112000 | 100
7948 | T1 | Huntsman LLC | Huntsman A & O Plant | 4241 Savannah Ave | Port Arthur | TX | 77640 | Jefferson | CN603603093 | RN103033189 | Closed Loop Sampling System: Installed closed loop sampling systems located at various locations at the JCO's A&O Plant. Also included all necessary pipe and fittings to complete the installation. | A positive use determination of 100% for the project to install closed loop sampling systems at various locations at JCO's A&O Plant. | 2004-06-02 | 1064000 | 100
7949 | T1 | Huntsman LLC | Huntsman A & O Plant | 4241 Savannah Ave | Port Arthur | TX | 77640 | Jefferson | CN603603093 | RN103033189 | LOU-CEMS For Furnaces: Installed CEMS on furnaces A, B, C, D, E, F, G, and Superheaters A and B. | A positive use determination of 100% for the project to install LOU-CEMS For Furnaces A, B, C, D, E, F, G, & Superheaters A & B. | 2004-06-02 | 1263164 | 100
7950 | T1 | Huntsman LLC | Huntsman A & O Plant | 4241 Savannah Ave | Port Arthur | TX | 77640 | Jefferson | CN603603093 | RN103033189 | AU/CHX Flare Pilot Monitoring Improvement: 2 additional monitors for the AU/CHX Flare were installed. The new monitors include an alarm indicating a flame or no-flame state. A platform for monitor access was constructed. | A positive use determination of 100% for the AU/CHX Flare Pilot Monitoring Improvement Project. | 2004-06-02 | 57461 | 100
7951 | T1 | Huntsman LLC | Huntsman A & O Plant | 4241 Savannah Ave | Port Arthur | TX | 77640 | Jefferson | CN603603093 | RN103033189 | Tank For UDEX Steam Jet Water Collection: Project implemented to control water drained from the Udex Steam Ejectors. Installed a 4' diameter, 9' tall enclosed tank. A three stage steam jet system, skid mounted with condensers, was installed along with two 50 gpm pumps to pump excess water to the new tank. | A positive use determination of 100% for the Tank For UDEX Steam Jet Water Collection. | 2004-06-02 | 608860 | 100
7952 | T1 | Huntsman LLC | Huntsman A & O Plant | 4241 Savannah Ave | Port Arthur | TX | 77640 | Jefferson | CN603603093 | RN103033189 | Install Secondary Remote Flare Pilot Monitoring System: A secondary system has been installed to ensure that flare pilots always have an operational monitoring system. The secondary system consists of four infrared monitors, located at grade and around the flare to provide status of the pilots to operations personnel. | A positive use determination of 100% for the project to Tank For UDEX Steam Jet Water Collection. | 2004-06-02 | 84540 | 100
7953 | T1 | Huntsman LLC | Huntsman A & O Plant | 4241 Savannah Ave | Port Arthur | TX | 77640 | Jefferson | CN603603093 | RN103033189 | LOU West WTR Pumps-Soil Erosion Prevention: The spillway paving for the west storm water pump to the DD7 canal failed due to undermining and washouts. This project made improvements to the existing spillway. Improvements were made by saw cutting the undermined concrete and installing a new sloped spillway into the canal below the normal water levels. the demolished concrete was broken up and used as rip rap. | A positive use determination of 100% for the LOU West WTR Pumps-Soil Erosion Prevention Project. | 2004-06-02 | 38155 | 100
7954 | T1 | Huntsman LLC | Huntsman A & O Plant | 4241 Savannah Ave | Port Arthur | TX | 77640 | Jefferson | CN603603093 | RN103033189 | PDU Vent Compressor Containment Levee: A containment system around the foundations for two compressors has been installed. The containment stops soil contamination from spills at the compressors. The collected liquid is directed to the API drain system. | A positive use determination of 100% for the PDU Vent Compressor Containment Levee. | 2004-06-02 | 35236 | 100
7955 | T1 | Huntsman LLC | Huntsman Odessa Petrochemical | 2400 S Grandview Ave | Odessa | TX | 79766 | Ector | CN600132104 | RN101867554 | CEMS for Superheater: Purchased and installed a Continuous Emissions Monitor for the Styrene Superheater, D1.0402. | A positive use determination of 100% for the CEMs for Styrene Superheater D1.0402. | 2004-06-02 | 249968 | 100
7956 | T2 | Huntsman LLC | Huntsman Odessa Petrochemical | 2400 S Grandview Ave | Odessa | TX | 79766 | Ector | CN600132104 | RN101867554 | This project incorporated the installation of a new knockout pot (V-1436) near Polypropylene Line 2 (APAO) Batch tanks, along with a new scrubber (V-1440), and water circulating pump (P-1440). | A positive use determination of 100% for the Polypropylene Plant Flare System Scrubber, KO Pot, Pump & Ancillary Equipment. | 2004-06-02 | 239596 | 100
7957 | T1 | Huntsman LLC | Huntsman Odessa Petrochemical | 2400 S Grandview Ave | Odessa | TX | 79766 | Ector | CN600132104 | RN101867554 | Installation of Flame Arrestor: A John Zink "Airrestor" was installed on the flare stack near the tip to help prevent an internal explosion. | A positive use determination of 100% for the installation of flame arrestor on the flare stack. | 2004-06-02 | 129707 | 100
7958 | T1 | Huntsman LLC | Huntsman Odessa Petrochemical | 2400 S Grandview Ave | Odessa | TX | 79766 | Ector | CN600132104 | RN101867554 | Installed concrete containment pads under process equipment to prevent soil and groundwater contamination. | A positive use determination of 100% for the project to install concrete containment pads under process equipment to prevent soil and groundwater contamination. | 2004-06-02 | 144190 | 100
7959 | T1 | Bimbo Bakeries USA | Mrs Baird's Bakeries | 7101 South Freeway | Fort Worth | TX | 79134 | Tarrant | Insufficient Information | No Regulated Entity at this Location | Installed a catalytic oxidizer which will be used to reduce ethanol emissions from two bakery ovens. Installed demisters. | A positive use determination of 100% for the catalytic oxidizer and the demisters. | 2004-06-02 | 1030290 | 100
7960 | T1 | Exxon Mobil Corporation | ExxonMobil Service Station | 4150 Loop 1604 W. | San Antonio | TX | 78231 | Bexar | CN600123939 | RN102657889 | Vapor recovery equipment on multi-product dispensers, and double walled storage tanks. | A positive use determination for 100% of the vapor recovery on the dispensers and 50% of the double -walled storage tanks. | 2004-06-02 | 36297 | 100
7961 | T1 | Exxon Mobil Corporation | ExxonMobil Service Station | 13687 I-10 West | San Antonio | TX | 78249 | Bexar | CN600123939 | RN103001871 | Vapor recovery equipment on multi-product dispensers, and double walled storage tanks. | A positive use determination for 100% of the vapor recovery equipment on the dispensers and 50% of the double -walled storage tanks. | 2004-06-02 | 87400 | 100
7962 | T1 | Exxon Mobil Corporation | ExxonMobil Service Station | 10733 Huebner Road | San Antonio | TX | 78240 | Bexar | CN600123939 | RN102649605 | Vapor recovery equipment on multi-product dispensers, double walled storage tanks, and tank monitoring system. | A positive use determination for 100% of the vapor recovery equipment on the dispensers and the tank monitoring system. A positive use determination for 50% of the double -walled storage tanks. | 2004-06-02 | 90792 | 100
7963 | T1 | Exxon Mobil Corporation | ExxonMobil Service Station | 2618 Zarzamora St. | San Antonio | TX | 78207 | Bexar | CN600123939 | RN102656113 | Vapor recovery equipment on multi-product dispensers, double walled storage tanks. | A positive use determination for 100% of the vapor recovery equipment on the dispensers and 50% of the double -walled storage tanks. | 2004-06-02 | 79695 | 100
7964 | T1 | Exxon Mobil Corporation | ExxonMobil Service Station | 11808 W. Bandera Road | San Antonio | TX | 78023 | Bexar | CN600123939 | RN102658895 | Vapor recovery equipment on multi-product dispensers, double walled storage tanks. | A positive use determination for 100% of the vapor recovery equipment on the dispensers and 50% of the double -walled storage tanks. | 2004-06-02 | 69299 | 100
7965 | T1 | Exxon Mobil Corporation | ExxonMobil Service Station | 5603 Foster Road N. | San Antonio | TX | 78219 | Bexar | CN600123939 | RN102659208 | Vapor recovery equipment on multi-product dispensers. | A positive use determination for 100% of the vapor recovery equipment on the dispensers. | 2004-06-02 | 16856 | 100
7966 | T1 | Exxon Mobil Corporation | ExxonMobil Service Station | 942 Kittyhawk | San Antonio | TX | 78148 | Bexar | Unknown | No Regulated Entity at this Location. | Vapor recovery equipment on multi-product dispensers, and double walled storage tanks. | A positive use determination for 100% of the vapor recovery equipment on the dispensers and 50% of the double-walled storage tanks. | 2004-06-02 | 107651 | 100
7967 | T1 | Exxon Mobil Corporation | ExxonMobil Service Station | 7278 Crestway | San Antonio | TX | 78239 | Bexar | Unknown | No Regulated Entity at this Location. | Vapor recovery equipment on multi-product dispensers, and double walled storage tanks. | A positive use determination for 100% of the vapor recovery equipment on the dispensers and 50% of the double-walled storage tanks. | 2004-06-02 | 156022 | 100
7968 | T1 | Exxon Mobil Corporation | ExxonMobil Service Station | 11702 N Ih-35 | San Antonio | TX | 78239 | Bexar | Unknown | No Regulated Entity at this Address | Vapor recovery equipment on multi-product dispensers, double walled storage tanks, and tank monitoring system. | A positive use determination for 100% of the vapor recovery equipment on the dispensers and the tank monitoring system. A positive use determination for 50% of the double-walled storage tanks. | 2004-06-02 | 98092 | 100
7969 | T1 | Exxon Mobil Corporation | ExxonMobil Service Station | 2102 SW Military Drive | San Antonio | TX | 78224 | Bexar | CN600123939 | RN101473031 | Vapor recovery equipment on multi-product dispensers, and double walled storage tanks. | A positive use determination for 100% of the vapor recovery equipment on the dispensers and 50% of the double-walled storage tanks. | 2004-06-02 | 70896 | 100
7970 | T1 | Exxon Mobil Corporation | ExxonMobil Service Station | 2302 West Avenue | San Antonio | TX | 78201 | Bexar | CN600123939 | RN100524982 | Vapor recovery equipment on multi-product dispensers, and double walled storage tanks. | A positive use determination for 100% of the vapor recovery equipment on the dispensers and 50% of the double-walled storage tanks. | 2004-06-02 | 87025 | 100
7971 | T1 | Exxon Mobil Corporation | ExxonMobil Service Station | 6002 Pan Am Expressway | San Antonio | TX | 78211 | Bexar | CN600123939 | RN100524719 | Vapor recovery equipment on multi-product dispensers. | A positive use determination for 100% of the vapor recovery equipment on the dispensers. | 2004-06-02 | 16856 | 100
7972 | T1 | Exxon Mobil Corporation | ExxonMobil Service Station | 7050 Ih-35 | San Antonio | TX | 78218 | Bexar | CN600123939 | RN102659695 | Vapor recovery equipment on multi-product dispensers. | A positive use determination for 100% of the vapor recovery equipment on the dispensers. | 2004-06-02 | 16856 | 100
7973 | T1 | Exxon Mobil Corporation | ExxonMobil Service Station | 1202 NE Loop 410 | San Antonio | TX | 78209 | Bexar | CN600123939 | RN100524511 | Vapor recovery equipment on multi-product dispensers, double walled storage tanks, and tank monitoring system. | A positive use determination for 100% of the vapor recovery equipment on the dispensers and the tank monitoring system. A positive use determination for 50% of the double-walled storage tanks. | 2004-06-02 | 77608 | 100
7974 | T1 | Exxon Mobil Corporation | ExxonMobil Service Station | 12210 Nacogdoches Rd. | San Antonio | TX | 78217 | Bexar | CN600123939 | RN100582295 | Vapor recovery equipment on multi-product dispensers, and double walled storage tanks. | A positive use determination for 100% of the vapor recovery equipment on the dispensers and 50% of the double-walled storage tanks. | 2004-06-02 | 73269 | 100
7975 | T1 | Exxon Mobil Corporation | ExxonMobil Service Station | 10110 San Pedro | San Antonio | TX | 78216 | Bexar | CN600123939 | RN101641686 | Vapor recovery equipment on multi-product dispensers, and double walled storage tanks. | A positive use determination for 100% of the vapor recovery equipment on the dispensers and 50% of the double-walled storage tanks. | 2004-06-02 | 68791 | 100
7976 | T1 | Exxon Mobil Corporation | ExxonMobil Service Station | 12351 I-35 North | San Antonio | TX | 78233 | Bexar | CN600123939 | RN102222171 | Vapor recovery equipment on multi-product dispensers, and double walled storage tanks. | A positive use determination for 100% of the vapor recovery equipment on the dispensers and 50% of the double-walled storage tanks. | 2004-06-02 | 69002 | 100
7977 | T1 | Exxon Mobil Corporation | ExxonMobil Service Station | 16707 Nacogdoches | San Antonio | TX | 78266 | Bexar | Unknown | No Regulated Entity at this Address | Tank monitoring system, and double walled storage tanks. | A positive use determination for 100% of the tank monitoring system and 50% of the double-walled storage tanks. | 2004-06-02 | 107083 | 100
7978 | T1 | Exxon Mobil Corporation | ExxonMobil Service Station | 2142 Southcross | San Antonio | TX | 78223 | Bexar | CN600123939 | RN100595842 | Vapor recovery equipment on multi-product dispensers, tank monitoring system, and double walled storage tanks. | A positive use determination for 100% of the vapor recovery equipment on the dispensers and the tank monitoring system. A positive use determination for 50% of the double-walled storage tanks. | 2004-06-02 | 69393 | 100
7979 | T1 | Exxon Mobil Corporation | ExxonMobil Service Station | 2311 Babcock | San Antonio | TX | 78229 | Bexar | CN600123939 | RN102654530 | Vapor recovery equipment on multi-product dispensers, and double walled storage tanks. | A positive use determination for 100% of the vapor recovery equipment on the dispensers and 50% of the double-walled storage tanks. | 2004-06-02 | 71521 | 100
7980 | T1 | Exxon Mobil Corporation | ExxonMobil Service Station | 7203 Culebra | San Antonio | TX | 78251 | Bexar | CN600123939 | RN102422540 | Vapor recovery equipment on multi-product dispensers, and double walled storage tanks. | A positive use determination for 100% of the vapor recovery equipment on the dispensers and 50% of the double-walled storage tanks. | 2004-06-02 | 74738 | 100
7981 | T1 | Exxon Mobil Corporation | ExxonMobil Service Station | 1702 Loop 410 S | San Antonio | TX | 78227 | Bexar | CN600123939 | RN100546449 | Vapor recovery equipment on multi-product dispensers. | A positive use determination for 100% of the vapor recovery equipment on the dispensers. | 2004-06-02 | 2107 | 100
7982 | T1 | Exxon Mobil Corporation | ExxonMobil Service Station | 802 San Pedro | San Antonio | TX | 78212 | Bexar | CN600123939 | RN101648988 | Vapor recovery equipment on multi-product dispensers, and double walled storage tanks. | A positive use determination for 100% of the vapor recovery equipment on the dispensers and 50% of the double-walled storage tanks. | 2004-06-02 | 48406 | 100
7983 | T1 | Exxon Mobil Corporation | ExxonMobil Service Station | 12011 San Pedro/Us 281 | San Antonio | TX | 78216 | Bexar | CN600123939 | RN102749470 | Vapor recovery equipment on multi-product dispensers, and double walled storage tanks. | A positive use determination for 100% of the vapor recovery equipment on the dispensers and 50% of the double-walled storage tanks. | 2004-06-02 | 83426 | 100
7984 | T1 | Exxon Mobil Corporation | ExxonMobil Service Station | 5242 Rigsby | San Antonio | TX | 78222 | Bexar | CN600123939 | RN100524024 | Vapor recovery equipment on multi-product dispensers. | A positive use determination for 100% of the vapor recovery equipment on the dispensers. | 2004-06-02 | 16856 | 100
7985 | T1 | Exxon Mobil Corporation | ExxonMobil Service Station | 526 Cevallos | San Antonio | TX | 78204 | Bexar | CN600123939 | RN100523794 | Tank monitoring system. | A positive use determination for 100% of the tank monitoring system. | 2004-06-02 | 19127 | 100
7986 | T1 | Exxon Mobil Corporation | ExxonMobil Service Station | 1063 Military Drive Se | San Antonio | TX | 78214 | Bexar | CN600123939 | RN102145638 | Vapor recovery equipment on multi-product dispensers. | A positive use determination for 100% of the vapor recovery equipment on the dispensers. | 2004-06-02 | 21070 | 100
7987 | T1 | Exxon Mobil Corporation | ExxonMobil Service Station | 7930 Callaghan Road | San Antonio | TX | 78229 | Bexar | CN600123939 | RN102650967 | Vapor recovery equipment on multi-product dispensers. | A positive use determination for 100% of the vapor recovery equipment on the dispensers. | 2004-06-02 | 16856 | 100
7988 | T1 | Exxon Mobil Corporation | ExxonMobil Service Station | 403 Fair Avenue | San Antonio | TX | 78223 | Bexar | CN600123939 | RN100523596 | Vapor recovery equipment on multi-product dispensers, double walled storage tanks, and tank monitoring system. | A positive use determination for 100% of the vapor recovery equipment on the dispensers and the tank monitoring system. A positive use determination for 50% of the double-walled storage tanks. | 2004-06-02 | 74811 | 100
7989 | T1 | Exxon Mobil Corporation | ExxonMobil Service Station | 11702 West Avenue | San Antonio | TX | 78216 | Bexar | CN600123939 | RN101640456 | Vapor recovery equipment on multi-product dispensers, and double walled storage tanks. | A positive use determination for 100% of the vapor recovery equipment on the dispensers and 50% of the double-walled storage tanks. | 2004-06-02 | 126804 | 100
7990 | T1 | Exxon Mobil Corporation | ExxonMobil Service Station | 103 W W White Road | San Antonio | TX | 78219 | Bexar | CN600123939 | RN102653243 | Vapor recovery equipment on multi-product dispensers. | A positive use determination for 100% of the vapor recovery equipment on the dispensers. | 2004-06-02 | 16856 | 100
7991 | T1 | Exxon Mobil Corporation | ExxonMobil Service Station | 9445 Bandera Road | San Antonio | TX | 78250 | Bexar | CN600123939 | RN103054060 | Vapor recovery equipment on multi-product dispensers, and double walled storage tanks. | A positive use determination for 100% of the vapor recovery equipment on the dispensers and 50% of the double-walled storage tanks. | 2004-06-02 | 76438 | 100
7992 | T1 | Exxon Mobil Corporation | ExxonMobil Service Station | 1303 Hilderbrand | San Antonio | TX | 78201 | Bexar | CN600123939 | RN102222171 | Vapor recovery equipment on multi-product dispensers. | A positive use determination for 100% of the vapor recovery equipment on the dispensers. | 2004-06-02 | 16856 | 100
7993 | T1 | Exxon Mobil Corporation | ExxonMobil Service Station | 5801 Babcock | San Antonio | TX | 78240 | Bexar | CN600123939 | RN101630531 | Vapor recovery equipment on multi-product dispensers, and double walled storage tanks. | A positive use determination for 100% of the vapor recovery equipment on the dispensers and 50% of the double-walled storage tanks. | 2004-06-02 | 73496 | 100
7994 | T1 | Exxon Mobil Corporation | ExxonMobil Service Station | 1000 Loop 410 Nw | San Antonio | TX | 78213 | Bexar | CN600123939 | RN100525674 | Vapor recovery equipment on multi-product dispensers, tank monitoring system, and double walled storage tanks. | A positive use determination for 100% of the vapor recovery equipment on the dispensers and the tank monitoring system. A positive use determination for 50% of the double-walled storage tanks. | 2004-06-02 | 33249 | 100
7995 | T1 | Exxon Mobil Corporation | ExxonMobil Service Station | 6110 Panan Expressway | San Antonio | TX | 78218 | Bexar | CN600240329 | RN102658507 | Vapor recovery equipment on multi-product dispensers. | A positive use determination for 100% of the vapor recovery equipment on the dispensers. | 2004-06-02 | 16856 | 100
7996 | T1 | Exxon Mobil Corporation | ExxonMobil Service Station | 7003 U.S. Highway 90 | San Antonio | TX | 78227 | Bexar | CN600123939 | RN100537356 | Vapor recovery equipment on multi-product dispensers. | A positive use determination for 100% of the vapor recovery equipment on the dispensers. | 2004-06-02 | 18963 | 100
7997 | T1 | Exxon Mobil Corporation | ExxonMobil Service Station | 12202 Jones Maltsberger | San Antonio | TX | 78247 | Bexar | CN600123939 | RN102162328 | Vapor recovery equipment on multi-product dispensers, and double walled storage tanks. | A positive use determination for 100% of the vapor recovery equipment on the dispensers and 50% of the double-walled storage tanks. | 2004-06-02 | 93669 | 100
7998 | T1 | Exxon Mobil Corporation | ExxonMobil Service Station | 2706 Culebra Road | San Antonio | TX | 78228 | Bexar | CN600123939 | RN102162724 | Tank monitoring system. | A positive use determination for 100% of the tank monitoring system. | 2004-06-02 | 12000 | 100
7999 | T1 | Pilot Chemical Company | Pilot Chemical Company | 11623 N Houston Rosslyn | Houston | TX | 77086 | Harris | CN600127617 | RN100214618 | This project entailed the construction of a tank car unloading platform. The hazardous nature of the chemicals involved required extra engineering methods to be implemented. These methods included concrete containment and high density polyethylene liners beneath the concrete. A vent line was constructed to the flare. Dry-break connectors were purchased for unloading connections to prevent leaks, drips, spills and vapor releases. Sump pumps were installed to control storm water and any spills. | A positive use determination of 100% for the pollution control property associated with the construction of the tank car unloading platform. | 2004-06-02 | 259895 | 100
8000 | T1 | Vopak Terminal Galena Park Inc | Vopak Terminal Galena Park Inc | 1500 Clinton Dr | Galena Park | TX | 77547 | Harris | CN600285969 | RN102753670 | Installed internal floating roofs in tanks 101, 206, and 205. Constructed a marine vapor recovery system. | A positive use determination of 100% for the internal floating roofs in tanks 101, 206, and 205 and the marine vapor recovery system. | 2004-06-02 | 608551 | 100
8001 | T1 | Vopak Terminal Deer Park | Vopak Terminal Deer Park | 2759 Battleground Rd | Deer Park | TX | 77523 | Harris | CN601178734 | RN100225093 | Installed/upgraded internal floating roofs in tanks 719, 720, 408, 409, 410, 411, 403, 406, 407, 801, 723, 721, 748, 908, 613, 762, 612, 737, 724, 764, 562, 536, 538, 600, 513, 514, 737, 916, 607, 922, and 515. Constructed a marine vapor collection system for ship dock 1. Installed vapor control systems for lines 91, 60, 57, 86, and 85. Installed scrubbers for the Acetic Acid tank. Installed new marine vapor flare 802. Upgraded marine vapor flare 702. | A positive use determination of 100% for the internal floating roofs, the marine vapor recovery system, the vapor control systems for various lines, the scrubbers for the Acetic Acid tank, new marine vapor flare 802, and the upgrade to marine vapor flare 702. | 2004-06-02 | 2662028 | 100
8002 | T1 | Kaneka Texas Corporation | Kaneka - Pasadena Plant | 6161 Underwood Rd | Pasadena | TX | 77507 | Harris | CN604059352 | RN100218841 | MAIII Dryer Capacity Expansion: Z-3552 wet scrubber system, Z-3553 wet scrubber separator, P-3553 circulation pump, and Z-3655 exhaust stack | A positive use determination for 100% of the scrubber system, scrubber separator, circulation pump, and the stack replacement. | 2004-06-24 | 269500 | 100
8003 | T1 | Hanson Aggregates Central Inc | Hanson Aggregates | 276 Lcr 480 | Rural Limestone County | TX | 76642 | Limestone | CN601122526 | RN104309471 | Purchased a water truck for dust control. | A positive use determination of 100% for the water truck. | 2004-06-29 | 80540 | 100
8004 | T1 | Hanson Aggregates Central Inc | Hanson Aggregate Spring Plant | 3202 Riley Fuzzell Rd | Spring | TX | 77386 | Montgomery | CN600686000 | RN102939725 | Purchased a water truck for dust control. | A positive use determination of 100% for the water truck. | 2004-06-29 | 60031 | 100
8005 | T1 | Arlon Signtech Ltd | Arlon Signtech Ltd | 4669 Highway 90 W | San Antonio | TX | 78237 | Bexar | CN600399620 | RN100693258 | This project involves the replacing of the current Catalytic Oxidizer with a Regenerative Thermal Oxidizer. The unit will be skid mounted. | A positive use determination of 100% for the Regenerative Thermal Oxidizer. | 2004-07-08 | 600024 | 100
8006 | T1 | Robert C Pepper Farm | Robert C Pepper Farm | CR 3340 | Omaha | TX | 75571 | Morris | Insufficent Information | Insufficent Information | Purchased and installed a DU 100 Tx Incinerator for use in disposing of chickens which die during the growout period. | A positive use determination of 100% for the DU 100 Tx Incinerator. | 2004-07-15 | 8500 | 100
8007 | T1 | C 7 Farm | C 7 Farm | 1584 COUNTY ROAD 3327 | Omaha | TX | 75571 | Morris | CN605348226 | RN107755332 | Purchased and installed an Incinerator for use in disposing of chickens which die during the growout period. | A positive use determination of 100% for the Incinerator. | 2004-07-15 | 8000 | 100
8008 | T1 | Dynalyst Manufacturing Corporation | Dynalyst Mfg Corp At Taylor | 1008 Carlos Parker Blvd | Taylor | TX | 76574 | Williamson | CN601704158 | RN101634053 | The following property: Waste Water Treatment; Storage & Containment Facility; VOC Scrubber; Dust Collection System; Water Conservation System; Environmental Paving; and Spill Response & Clean Up Equipment. (See application for details) | A positive use determination of 100% for the Waste Water Treatment; Storage & Containment Facility; VOC Scrubber; Dust Collection System; Water Conservation System; Environmental Paving; and Spill Response & Clean Up Equipment. | 2004-07-23 | 373428 | 100
8009 | T1 | Arlon Viscor Ltd | Arlon Viscor Ltd | 6110 Rittiman Rd | San Antonio | TX | 78218 | Bexar | CN601661853 | RN102906336 | Purchased and installed a Volatile Organic Compound Control System (Thermal Oxidize). | A positive use determination of 100% for the Thermal Oxidizer system. | 2004-09-08 | 782446 | 100
8010 | T1 | Larry Derrick Farm | Larry Derrick Farm | 450 CR 3336 | Omaha | TX | 75571 | Morris | Insufficient Information | Insufficient Information | Installed a poultry incinerator. | A positive use determination of 100% for the poultry incinerator. | 2004-09-08 | 8000 | 100
8011 | T2 | Huntsman LLC | Huntsman Jefferson County | 6001 Hwy 366 | Port Neches | TX | 77651 | Jefferson | CN603603093 | RN100219252 | In order to meet NOx regulations the company shut down and demolished two boilers and derated several other boilers. Two new boilers were constructed. This application is for the costs related to the low NOx burners, the burner management systems and the continuous emission monitoring systems (CEMS) associated with the new boilers. | A positive use determination of 100% for the Low NOx Burners, Burner Management Systems and CEMs for Boilers #1 and #2. | 2004-09-08 | 2135643 | 100
8012 | T1 | Freeport LNG Development LP | Freeport LNG - Quintana Facility | 1500 Lamar St | Quintana | TX | 77541 | Brazoria | CN601083124 | RN103196689 | The following items: ground flare, flare stack monitor, hydrocarbon detection sensors, 12 boiler stack monitors, tank roofs/suspended decks, extensions to boiler exhaust stacks, vapor/liquid recovery - (BOG compressors (4), compressor suction drum, vapor return blower, tank top vapor recovery piping/valves, vapor return arm, vapor return Chart piping, maint. spool for Chart pipe, BOG condenser, & misc. vapor recovery piping), sumps & basins, drainage ditches & sumps, 2 sump pumps, levee to elevate process area, double-walled tanks - LNG tanks with concrete outer walls, 2 LNG Chart lines (double-walled), LNG tanks leak detection, LNG line leak detection, containment area cold temperature sensors, concrete containment troughs (pipeway), concrete paving/curbing, potable water tank, and 2 potable water pumps. | A positive use determination of 100% for the ground flare, flare stack monitor, hydrocarbon detection sensors, 12 boiler stack monitors, tank roofs/suspended decks, extensions to boiler exhaust stacks, vapor/liquid recovery - (BOG compressors (4), compressor suction drum, vapor return blower, tank top vapor recovery piping/valves, vapor return arm, vapor return Chart piping, maint. spool for Chart pipe, BOG condenser, & misc. vapor recovery piping), sumps & basins, drainage ditches & sumps, 2 sump pumps, levee to elevate process area, double-walled tanks - LNG tanks with concrete outer walls, 2 LNG Chart lines (double-walled), LNG tanks leak detection, LNG line leak detection, containment area cold temperature sensors, concrete containment troughs (pipeway), concrete paving/curbing, potable water tank, and 2 potable water pumps. A positive use determination of 50% for the double-walled tanks - LNG tanks with concrete outer walls, and the 2 LNG Chart lines (double-walled). | 2004-09-22 | 174812 | 100
8013 | T1 | Rogers Farm | Rogers Farm | 899 CR 3343 | Omaha | TX | 75571 | Morris | Insufficent Information | Insufficent Information | Installed a poultry incinerator. | A positive use determination of 100% for the poultry incinerator. | 2004-09-22 | 10000 | 100
8014 | T1 | Certainteed Corporation | Certainteed Corporation | 1400 W FM 1417 | Sherman | TX | 75090 | Grayson | CN600813810 | RN100671619 | The following property: regenerative thermal oxidizer and associated fume inlet/collection ductwork; and jet & rotary filter and baghouse system with associated inlet/collection ductwork. | A positive use determination of 100% for the regenerative thermal oxidizer and associated fume inlet/collection ductwork; and the jet & rotary filter and baghouse system with associated inlet/collection ductwork. | 2004-09-28 | 2498100 | 100
8015 | T1 | Magellan Terminals Holdings LP | Magellan Terminals Holdings LP | 12901 American Petroleum | Galena Park | TX | 77547 | Harris | CN600134639 | RN102423886 | Replaced existing flare (EPN:FLO) used to control butadiene emissions from rail & barge storage & handling system. | A positive use determination of 100% for the project to replace the existing flare. | 2004-09-28 | 172000 | 100
8016 | T1 | Burrows Manufacturing LP | Burrows Manufacturing LP | 902 Tradesman Park Loop | Hutto | TX | 78634 | Williamson | CN602656746 | RN104321021 | Distillation System with closed-loop cooler. Used to recycle/reclaim toner wash and solvents from paint spray booth. | A positive use determination of 100% for the distillation system with closed-loop cooler. | 2004-10-05 | 11792 | 100
8017 | T1 | Burrows Manufacturing LP | Burrows Manufacturing LP | 902 Tradesman Park Loop | Hutto | TX | 78634 | Williamson | CN602656746 | RN104321021 | Dust Collector: includes Disa baghouse, 2 rotary valves, 2 hoppers and indoor ducting to 14+ machines. Installed relay lines between hoppers and 2 dumpsters. Added catwalk with railings to access baghouse safely. | A positive use determination of 100% for the Dust Collector system. | 2004-10-05 | 67291 | 100
8018 | T1 | Burrows Manufacturing LP | Burrows Manufacturing LP | 902 Tradesman Park Loop | Hutto | TX | 78634 | Williamson | CN602656746 | RN104321021 | Paint Booths (3): converted used drying chambers to 3 paint spray booths. Equipment includes additional energy efficient lighting, bridge plenum with filters, solid double door and a fire-suppression system. | A positive use determination of 100% for the project to convert three used drying chambers into paint spray booths. | 2004-10-05 | 58762 | 100
8019 | T1 | Enterprise Leasing Company Of Houston | Enterprise Leasing Company Of Houston | 5711 Highway 6 | Missouri City | TX | 77459 | Fort Bend | Insufficient Information | Insufficient Information | Car wash drainage system and grit trap. | A positive use determination of 100% for the car wash drainage system and grit trap. | 2004-11-19 | 13308 | 100
8020 | T1 | Enterprise Leasing Company Of Houston | Enterprise Leasing Company Of Houston | 1414 Highway 6 | Sugarland | TX | 77478 | Fort Bend | Insufficient Information | Insufficient Information | Car wash drainage system and grit trap. | A positive use determination of 100% for the car wash drainage system and grit trap. | 2004-11-19 | 13308 | 100
8021 | T1 | Enterprise Leasing Company Of Houston | Enterprise Leasing Company Of Houston | 2101 Travis | Houston | TX | 7702 | Harris | CN601099203 | RN102457751 | Car wash water sewer trap. | A positive use determination of 100% for the car wash water sewer trap. | 2004-11-19 | 13308 | 100
8022 | T1 | Enterprise Leasing Company Of Houston | Enterprise Leasing Company Of Houston | 9203 N Freeway | Houston | TX | 77037 | Harris | CN601099203 | RN100888577 | Sewage and grease trap construction. | A positive use determination of 100% for the sewage and grease trap construction project. | 2004-11-19 | 13560 | 100
8023 | T1 | Enterprise Leasing Company Of Houston | Enterprise Leasing Company Of Houston | 7745 Gulf Freeway | Houston | TX | 77017 | Harris | Insufficient Information | Insufficient Information | Constructed a Grit Trap. | A positive use determination of 100% for the grit trap construction project. | 2004-11-19 | 9700 | 100
8024 | T1 | Enterprise Leasing Company Of Houston | Enterprise Leasing Company Of Houston | 9880 SW Freeway | Houston | TX | 77074 | Harris | Insufficient Information | Insufficient Information | Constructed a car wash area. | A positive use determination of 100% for the car wash drainage and grit trap constructed as a part of the car wash area construction project. | 2004-11-19 | 2852.39 | 100
8025 | T1 | Enterprise Leasing Company Of Houston | Enterprise Leasing Company Of Houston | 3709 Washington Ave | Houston | TX | 77007 | Harris | Insufficient Information | Insufficient Information | Car wash grit trap | A positive use determination of 100% for the car wash grit trap construction project. | 2004-11-19 | 13000 | 100
8026 | T1 | Enterprise Leasing Company Of Houston | Enterprise Leasing Company Of Houston | 6829 Greenbriar St | Houston | TX | 77030 | Harris | Insufficient Information | Insufficient Information | Constructed a car wash grit trap | A positive use determination of 100% for the car wash grit trap construction project. | 2004-11-19 | 12687 | 100
8027 | T1 | Enterprise Leasing Company Of Houston | Enterprise Leasing Company Of Houston | 2714 Fondren | Houston | TX | 77063 | Harris | Insufficient Information | Insufficient Information | Constructed a car wash grit trap | A positive use determination of 100% for the car wash grit trap construction project. | 2004-11-19 | 13000 | 100
8028 | T1 | Enterprise Leasing Company Of Houston | Enterprise Leasing Company Of Houston | 537 N Loop West | Houston | TX | 77008 | Harris | Insufficient Information | Insufficient Information | Car wash grit trap | A positive use determination of 100% for the car wash grit trap construction project. | 2004-11-19 | 13000 | 100
8029 | T1 | Enterprise Leasing Company Of Houston | Enterprise Leasing Company Of Houston | 22103 Katy Frwy | Houston | TX | 77450 | Harris | Insufficient Information | Insufficient Information | Car wash grit trap | A positive use determination of 100% for the car wash grit trap construction project. | 2004-11-19 | 13000 | 100
8030 | T1 | Enterprise Leasing Company Of Houston | Enterprise Leasing Company Of Houston | 9001 Frey Rd | Houston | TX | 77034 | Harris | Insufficient Information | Insufficient Information | Car wash grit trap | A positive use determination of 100% for the car wash grit trap construction project. | 2004-11-19 | 13000 | 100
8031 | T1 | Enterprise Leasing Company Of Houston | Enterprise Leasing Company Of Houston | 3777 SW Freeway | Houston | TX | 77027 | Harris | Insufficient Information | Insufficient Information | Car wash grit trap | A positive use determination of 100% for the car wash grit trap construction project. | 2004-11-19 | 13562 | 100
8032 | T1 | Enterprise Leasing Company Of Houston | Enterprise Leasing Company Of Houston | 8601 Panair | Houston | TX | 77061 | Harris | Insufficient Information | Insufficient Information | Car wash grit trap | A positive use determination of 100% for the car wash grit trap construction project. | 2004-11-19 | 13000 | 100
8033 | T1 | Enterprise Leasing Company Of Houston | Enterprise Leasing Company Of Houston | 2829 W Loop South | Houston | TX | 77027 | Harris | Insufficient Information | Insufficient Information | Car wash grit trap | A positive use determination of 100% for the car wash grit trap construction project. | 2004-11-19 | 13000 | 100
8034 | T1 | Enterprise Leasing Company Of Houston | Enterprise Leasing Company Of Houston | 6855 Will Clayton Frwy | Houston | TX | 77338 | Harris | CN601099203 | RN103769360 | Car wash grit trap | A positive use determination of 100% for the car wash grit trap construction project. | 2004-11-19 | 13000 | 100
8035 | T1 | Enterprise Leasing Company Of Houston | Enterprise Leasing Company Of Houston | 11322 N Freeway | Houston | TX | 77037 | Harris | CN601099203 | Insufficient Information | Car wash grit trap | A positive use determination of 100% for the car wash grit trap construction project. | 2004-11-19 | 13000 | 100
8036 | T1 | Enterprise Leasing Company Of Houston | Enterprise Leasing Company Of Houston | 14900 Gulf Freeway | Houston | TX | 77034 | Harris | Insufficient Information | Insufficient Information | Car wash grit trap | A positive use determination of 100% for the car wash grit trap construction project. | 2004-11-19 | 13000 | 100
8037 | T1 | Enterprise Leasing Company Of Houston | Enterprise Leasing Company Of Houston | 1406 South Loop West | Houston | TX | 77054 | Harris | Insufficient Information | Insufficient Information | Car wash grit trap | A positive use determination of 100% for the car wash grit trap construction project. | 2004-11-19 | 13000 | 100
8038 | T1 | Enterprise Leasing Company Of Houston | Enterprise Leasing Company Of Houston | 5803 Richmond | Houston | TX | 77057 | Harris | Insufficient Information | Insufficient Information | Car wash grit trap | A positive use determination of 100% for the car wash grit trap construction project. | 2004-11-19 | 13000 | 100
8039 | T1 | Arlon Signtech Ltd | Arlon Signtech Ltd | 4669 Highway 90 W | San Antonio | TX | 78237 | Bexar | CN600399620 | RN100693258 | Hayward exhaust demister, hydrocarbon gas analyzer, and solvent distillation recycling system. | A positive use determination for 100% of the Hayward exhaust demister, hydrocarbon gas analyzer, and solvent distillation recycling system. | 2004-12-03 | 51445 | 100
8040 | T1 | ConocoPhillips Company | ConocoPhillips Sweeny Refinery | Sh35 & FM524 | Old Ocean | TX | 77463 | Brazoria | CN601674351 | RN101619179 | The Sweeny Clean Fuels Project consists of construction of a new 70,000 BPSD Ultra Low Sulfur Diesel (ULSD) Hydrotreater Unit and minor modifications to existing refinery units and infrastructure. 1. Fuel gas filter/coalescer system and ultra low NOx burners in 2 new fired process heaters at the new ULSD Unit 38. 2. Replaced existing fired heater air preheating system @ Unit 26.1. | A positive use determination of 100% for the seven Ultra Lo NOx Burners for Unit 38 and the seven Air Preheated at Unit 26.1,, | 2005-01-04 | 7834000 | 100
8041 | T1 | ConocoPhillips Company | ConocoPhillips Sweeny Refinery | Sh35 & FM524 | Old Ocean | TX | 77463 | Brazoria | CN601674351 | RN101619179 | Six NOx Continuous Emission Monitoring Shelters were purchased and installed. The CEMs shelters monitor stack exhaust flow of furnace units operating with NOX present. | A positive use determination of 100% for the six NOx Continuous Emission Monitoring Shelters. | 2005-01-04 | 3217000 | 100
8042 | T2 | ConocoPhillips Company | ConocoPhillips Sweeny Refinery | Sh35 & FM524 | Old Ocean | TX | 77463 | Brazoria | CN601674351 | RN101619179 | An SCR reactor was installed on the Unit 25.1 Crude Heater to reduce NOx. Newly installed equipment is as follows: SCR with foundation and associated ductwork from existing stack to SCR, to inlet of APH, from outlet of APH to the ID fan, from ID fan to existing stand-alone riser. Plate and frame APH w/ducting to ID Fan installed over existing pipe rack. Ammonia Injection Grid. AFCU Ammonia Skid with foundation. Replace existing ID fan. Set Ducting. | A positive use determination of 100% for the SCR Reactor, ammonia injection grid, ammonia injection skid, ammonia vaporizer, the dilution air blower, inducted draft fan, air preheater and the new duct. | 2005-01-05 | 9400000 | 100
8043 | T1 | ConocoPhillips Company | ConocoPhillips Sweeny Refinery | Sh35 & FM524 | Old Ocean | TX | 77463 | Brazoria | CN601674351 | RN101619179 | 61 Oily water sewer hub covers, sumps, etc. throughout the refinery were retrofitted with pressure/vacuum vent valves. This work includes refitting the manhole covers with new steel plates with pressure vacuum vent fittings attached, sealing the new plates. purchasing and installing the new valves, and retrofitting the vent piping as required. | A positive use determination of 100% for the Oily Water Sewer system pressure/vacuum valves with vent piping and manhole covers. | 2005-01-05 | 1950000 | 100
8044 | T1 | ConocoPhillips Company | ConocoPhillips Sweeny Refinery | Sh35 & FM524 | Old Ocean | TX | 77463 | Brazoria | CN601674351 | RN101619179 | Ammonia Storage Unit consisting of anhydrous ammonia storage drums, sump pump, ammonia supply pumps, sump, truck unloading station, and distribution piping network. Needed to supply ammonia to new SCR. | A positive use determination of 100% for the Ammonia Storage Unit. | 2005-01-05 | 4911867 | 100
8045 | T2 | ConocoPhillips Company | ConocoPhillips Sweeny Refinery | Sh35 & FM524 | Old Ocean | TX | 77463 | Brazoria | CN601674351 | RN101619179 | Six HRVOC Continuous Emissions Monitoring Shelters housing ten gas chromatographs were purchased and installed. A flume cover and vent gas collection system was installed at Cooling Tower 1. | A positive use determination of 100% for the six HRVOC Continuous Emissions Monitoring Shelters housing ten gas chromatographs and the flume cover and vent gas collection system installed at Cooling Tower 1. | 2005-01-05 | 6663407 | 100
8046 | T2 | ConocoPhillips Company | ConocoPhillips Sweeny Refinery | Sh35 & FM524 | Old Ocean | TX | 77463 | Brazoria | CN601674351 | RN101619179 | Atmospheric storage tanks T99-A/B/C, 95-418, and 95-419 are currently blanketed with fuel (natural) gas. Whenever level rises in the tanks the blanket gas is vented. To eliminate the HRVOCs the blanket gas is being changed to nitrogen. | A positive use determination of 100% for the project to provide a nitrogen blanket system for atmospheric storage tanks T99-A/B/C, 95-418, and 95-419. | 2005-01-05 | 1010000 | 100
8047 | T1 | Oxy Vinyls LP | Oxy Vinyls Battleground Facility | 1836 Park Hwy | La Porte | TX | 77571 | Harris | CN600129126 | RN100217363 | Advanced Dry Low NOx Combustion Systems on gas turbines #1 and #2 at the cogeneration facility. | A positive use determination for 100% of the Advanced Dry Low NOx Combustion Systems on gas turbines #1 and #2. | 2005-01-06 | 14600000 | 100
8048 | T1 | Savage Energy Services Llp Ltd | Savage Energy - Harrington | 8400 Nn Lakeside Dr | Amarillo | TX | 79108 | Potter | CN602487027 | RN100219187 | Property includes dust collectors for Units 1, 2, 3, Crusher Dust Collector and a water truck. | A positive use determination of 100% for the Dust Collectors installed on Units 1, 2, 3 and the Crusher and for the Water Truck. | 2005-01-05 | 914787 | 100
8049 | T1 | ConocoPhillips Company | ConocoPhillips Sweeny Refinery | Sh35 & FM524 | Old Ocean | TX | 77463 | Brazoria | CN601674351 | RN101619179 | Installed a vent gas system on Tank 434. Property includes: Motive Gas KO Drum, Suction Separator, Excess Liquid Pumps, High Capacity Ejector, Low Capacity Ejector, Ejector Liquids Cooler, and Vapor Recovery Separator. | A positive use determination of 100% for the vent gas system installed on Tank 434. | 2005-01-11 | 2268000 | 100
8050 | T1 | Diamond Shamrock Refining Company, LP | Three Rivers Refinery | 301 Leroy St | Three Rivers | TX | 78071 | Live Oak | CN600135370 | RN100542802 | FCCU Flue Gas Scrubber. Installed a scrubber for the FCC. | A positive use determination of 100% for the FCCU Flue Gas Scrubber. | 2005-02-10 | 19600000 | 100
8051 | T1 | Venture Foods LLC | Venture Food LLC - Ft Worth | 1100 Defiel Rd | Saginaw | TX | 76179 | Tarrant | CN600444848 | RN100758275 | Waste Water Management Equipment: waste water tank, pumps, pipe, valves, and fittings. | A positive use determination of 100% for the waste water management equipment. | 2005-02-10 | 2469154 | 100
8052 | T1 | The Dow Chemical Company | The Dow Chemical Company | 2301 Brazosport Blvd | Freeport | TX | 77541 | Brazoria | CN600356976 | RN102692258 | The F5 Oxygen Analyzer project installed oxygen analyzers in the furnaces at LHC 8. | A positive use determination for 100% of the F5 oxygen analyzers in the LHC 8 furnaces. | 2006-03-10 | 68158 | 100
8053 | T1 | Union Carbide Corporation | Union Carbide - Texas City | 3301 5Th Ave S | Texas City | TX | 77592 | Galveston | CN601688781 | RN100219351 | Voluntary Emission Reduction Project installed in the Solution Vinyl Resin facility includes blowers, filters, piping and process control valves used to hard pipe what are currently atmospheric vents and route emissions to existing carbon bed control devices. | A positive use determination for 100% of the blowers, filter, piping, and process control valves to route emissions from product bins in Bldg 126 and 128 to existing carbon bed control devices. | 2005-01-31 | 8000000 | 100
8054 | T1 | Union Carbide Corporation | Union Carbide - Texas City | 3301 5Th Ave S | Texas City | TX | 77592 | Galveston | CN601688781 | RN100219351 | Vinyl Acetate Monomer Reduction Project installed fluid bed strippers to remove VOC emissions in the Solution Vinyl Resin facility. | Withdrawn by applicant | 2005-03-02 | 14000000 | 100
8055 | T1 | Union Carbide Corporation | Union Carbide - Texas City | 3301 5Th Ave S | Texas City | TX | 77592 | Galveston | CN601688781 | RN100219351 | Installed new level detectors, automatic trip valves and overfill alarms specifically to prevent overfilling of 50 chemical storage tanks. | A positive use determination for 100% of level detectors, automatic trip valves, and overfill alarms on 50 storage tanks. | 2005-02-01 | 7000000 | 100
8056 | T1 | Union Carbide Corporation | Union Carbide - Texas City | 3301 5Th Ave S | Texas City | TX | 77592 | Galveston | CN601688781 | RN100219351 | Repair dikes and drainage systems around tank farms. | A positive use determination for 100% of the dike repair and drainage system around the tank farms. | 2005-02-01 | 2000000 | 100
8057 | T1 | Union Carbide Corporation | Union Carbide - Texas City | 3301 5Th Ave S | Texas City | TX | 77592 | Galveston | CN601688781 | RN100219351 | Above ground piping system and neutralization tank, pumps and systems to transfer and pre-treat waste water from OXO production prior to discharge to the waste water treatment plant. | A positive use determination for 100% of the piping, tanks, and pumps to transfer & pretreat OXO waste water to WWTP. | 2005-02-01 | 5000000 | 100
8058 | T1 | Union Carbide Corporation | Union Carbide - Texas City | 3301 5Th Ave S | Texas City | TX | 77592 | Galveston | CN601688781 | RN100219351 | Vent collection system for vents off columns and tanks in OXO & Isopropanol Plants including piping, blowers, knockout pots and controls to direct additional streams to an existing flare. | A positive use determination for 100% of the vent collection system for vents off columns and tanks in OXO and Isopropanol Plants. | 2005-02-01 | 4000000 | 100
8059 | T1 | Union Carbide Corporation | Union Carbide - Texas City | 3301 5Th Ave S | Texas City | TX | 77592 | Galveston | CN601688781 | RN100219351 | Internal floating roofs in five storage tanks containing isopropanol acetate, n-butyl acetate and n-propyl acetate, isopropanol, and refined propanol. | A positive use determination for 100% of the internal floating roofs on five storage tanks. | 2005-02-01 | 3000000 | 100
8060 | T1 | Union Carbide Corporation | Union Carbide - Texas City | 3301 5Th Ave S | Texas City | TX | 77592 | Galveston | CN601688781 | RN100219351 | Replace three existing Waste Water Stripping Systems to remove organics from liquid stream prior to discharge to waste water treatment facility. | A positive use determination for 100% of replacement of 3 stripper systems used for waste water pretreatment. | 2005-02-02 | 4000000 | 100
8061 | T1 | The Dow Chemical Company | The Dow Chemical Company | 2301 Brazosport Blvd | Freeport | TX | 77541 | Brazoria | CN600356976 | RN102692258 | 18 Pressure indicators were installed between rupture disk and the relief valve on the reactors in the B-4414 Voranol area. | A positive use determination for 100% of the 18 pressure indicators on the Voranol area reactors. | 2006-03-10 | 130000 | 100
8062 | T1 | The Dow Chemical Company | The Dow Chemical Company | 2301 Brazosport Blvd | Freeport | TX | 77541 | Brazoria | CN600356976 | RN102692258 | Rupture disks equipped with pressure transmitters, installed underneath safety relief valves to prevent early venting of ethylene in Adhesive Polymers Plant | A positive use determination for 100% of the rupture disks installed under safety valves in the Adhesive Polymers Plant | 2006-03-10 | 35000 | 100
8063 | T1 | The Dow Chemical Company | The Dow Chemical Company | 2301 Brazosport Blvd | Freeport | TX | 77541 | Brazoria | CN600356976 | RN102692258 | Reconfigured the neutralization system: add AqHCL addition to V-61 and V-62 tanks, and convert the system to Mod V computer control from panel board control. | A positive use determination for 100% of the neutralization system modifications. | 2006-03-10 | 189000 | 100
8064 | T1 | Union Carbide Corporation | Union Carbide - Texas City | 3301 5Th Ave S | Texas City | TX | 77592 | Galveston | CN601688781 | RN100219351 | Replacement continuous emissions monitor analyzers and control system for the Carbon Bed control system. | A positive use determination for 100% of replacement of the CEM analyzer and control system for the carbon bed control system. | 2005-02-02 | 790000 | 100
8065 | T1 | Union Carbide Corporation | Union Carbide - Texas City | 3301 5Th Ave S | Texas City | TX | 77592 | Galveston | CN601688781 | RN100219351 | Replaced control system for the vent scrubber system and vapor piping to the scrubber at the solvent recovery portion of the Solution Vinyl Resin facility. | A positive use determination for 100% of the replacement control system and piping for the vent scrubber system. | 2005-03-02 | 343000 | 100
8066 | T1 | Union Carbide Corporation | Union Carbide - Seadrift | 7501 Highway 185 N | Seadrift | TX | 77983 | Calhoun | CN601688781 | RN105899744 | Catalytic Oxidizer Upgrade. Installs insulation around the catalyst beds and modifies access to the beds. | A positive use determination for 100% of the catalytic oxidizer upgrade. | 2005-02-03 | 80000 | 100
8067 | T1 | Union Carbide Corporation | Union Carbide - Seadrift | 7501 Highway 185 N | Seadrift | TX | 77983 | Calhoun | CN601688781 | RN105899744 | Added an activated carbon adsorption unit operation down-stream of the existing sand filters system and prior to the clear well. Automation of chlorine injection. | A positive use determination for 100% of the activated carbon adsorption unit and automation of chlorine injection. | 2005-02-03 | 860000 | 100
8068 | T1 | Union Carbide Corporation | Union Carbide - Seadrift | 7501 Highway 185 N | Seadrift | TX | 77983 | Calhoun | CN601688781 | RN105899744 | Nozzles and sensors installed in integrated gas turbine/waste heat boiler (IGT/WHB) stack to connect continuous emission monitoring sensors and sample lines. | A positive use determination for 100% of nozzles and sensors in the IGT/WHB stack to connect CEM equipment. | 2005-02-09 | 30000 | 100
8069 | T1 | Union Carbide Corporation | Union Carbide - Seadrift | 7501 Highway 185 N | Seadrift | TX | 77983 | Calhoun | CN601688781 | RN105899744 | Continuous emission monitoring systems for CO, NOx, and O2 were installed for the integrate gas turbine/waste heat boiler (IGT/WHB) system | A positive use determination for 100% of CEMs for CO, NOx, and O2 in the IGT/WHB stack. | 2005-02-09 | 360000 | 100
8070 | T1 | Union Carbide Corporation | Union Carbide - Seadrift | 7501 Highway 185 N | Seadrift | TX | 77983 | Calhoun | CN601688781 | RN105899744 | Upgraded pumps seals and added seal pots in Amines service. | A positive use determination for 100% of new pump seals and seal pots in Amine service. | 2005-02-09 | 180000 | 100
8071 | T1 | Union Carbide Corporation | Union Carbide - Seadrift | 7501 Highway 185 N | Seadrift | TX | 77983 | Calhoun | CN601688781 | RN105899744 | Above Ground High Strength Sewer Upgrade for Oxide Derivatives Unit - replace underground piping with above ground piping. | A positive use determination for 100% of the above ground sewer upgrade. | 2005-02-09 | 190000 | 100
8072 | T1 | Union Carbide Corporation | Union Carbide - Seadrift | 7501 Highway 185 N | Seadrift | TX | 77983 | Calhoun | CN601688781 | RN105899744 | Upgrading screwed piping in butanol service to welded piping. | A positive use determination for 100% of the welded piping in butanol service. | 2005-02-09 | 250000 | 100
8073 | T1 | Union Carbide Corporation | Union Carbide - Seadrift | 7501 Highway 185 N | Seadrift | TX | 77983 | Calhoun | CN601688781 | RN105899744 | Packaged oil mist recovery system for all centrifugal pumps in the butyls acetates process units. | A positive use determination for 100% of the packaged oil mist recovery system for the centrifugal pumps. | 2005-03-02 | 190000 | 100
8074 | T1 | Hampshire Chemical | Hampshire - Deer Park | 739 Battleground Rd | Deer Park | TX | 77536 | Harris | CN600130066 | RN100219070 | Potable water well pumps, pipeline and instrumentation. Automation of existing pumps. | A positive use determination for 100% of the potable water well pumps, pipeline, and instrumentation, and automation of existing pumps. | 2005-02-09 | 500000 | 100
8075 | T1 | Hampshire Chemical | Hampshire - Deer Park | 739 Battleground Rd | Deer Park | TX | 77536 | Harris | CN600130066 | RN100219070 | Installed two LSL and one LSH level switches, one Radar LT, and two power monitors on Premix Reactor and Premix Feed Tank to prevent overfill. | A positive use determination for 100% of the overfill equipment listed above. | 2005-02-09 | 27000 | 100
8076 | T1 | Hampshire Chemical | Hampshire - Deer Park | 739 Battleground Rd | Deer Park | TX | 77536 | Harris | CN600130066 | RN100219070 | Two automated block valves, secondary level device and tank pressure transmitter installed on anhydrous ammonia tank. | A positive use determination for 100% of the 2 automated block valves, secondary level device and tank pressure transmitter. | 2005-03-07 | 21000 | 100
8077 | T1 | Hampshire Chemical | Hampshire - Deer Park | 739 Battleground Rd | Deer Park | TX | 77536 | Harris | CN600130066 | RN100219070 | Sealless redundant pump with associated automated block valves and instrumentation installed on the existing HCN scrubber. | A positive use determination for 100% of the redundant pump, automated block valves, and instrumentation for existing HCN scrubber. | 2005-02-10 | 78000 | 100
8078 | T1 | The Dow Chemical Company | The Dow Chemical Company | 2301 Brazosport Blvd | Freeport | TX | 77541 | Brazoria | CN600356976 | RN102692258 | Installed a knock out pot on the flare for the Allyl Chloride and Epichlorohydrin plants in B-6800 block. | A positive use determination for 100% of the flare knock out pot. | 2006-03-10 | 160000 | 100
8079 | T1 | The Dow Chemical Company | The Dow Chemical Company | 2301 Brazosport Blvd | Freeport | TX | 77541 | Brazoria | CN600356976 | RN102692258 | Two LAR respirometers to monitor the specialties influent stream and the chlorohydrin influent stream for the Waste Water Treatment Plant B-3501.. | A positive use determination for 100% of 2 respirometers for Waste Water Treatment Plant in B-3511. | 2006-03-15 | 375000 | 100
8080 | T1 | The Dow Chemical Company | The Dow Chemical Company | 2301 Brazosport Blvd | Freeport | TX | 77541 | Brazoria | CN600356976 | RN102692258 | Relocation of RCRA storage pad and hydro blast wash pad. Includes new drainage, containment and lighting. | A positive use determination for 100% of the project for relocation of RCRA storage pad and hydro blast wash pad including drainage, containment, and lighting. | 2006-03-15 | 594000 | 100
8081 | T1 | The Dow Chemical Company | The Dow Chemical Company | 2301 Brazosport Blvd | Freeport | TX | 77541 | Brazoria | CN600356976 | RN102692258 | Piping, control loop and flow meter to cooling tower CT630 to carry dilute acid from the Throx scrubber to the cooling tower | A positive use determination for 100% of the piping, control loop and flow meter to cooling tower CT630. | 2006-03-15 | 78000 | 100
8082 | T1 | The Dow Chemical Company | The Dow Chemical Company | 2301 Brazosport Blvd | Freeport | TX | 77541 | Brazoria | CN600356976 | RN102692258 | Installed a demister in Flameless Thermal Oxidizer tower T-1320 in Plant B. | A positive use determination for 100% of the thermal oxidizer demister. | 2006-01-30 | 300000 | 100
8083 | T1 | The Dow Chemical Company | The Dow Chemical Company | 2301 Brazosport Blvd | Freeport | TX | 77541 | Brazoria | CN600356976 | RN102692258 | New S-1300 sump, located in the acid area of the A-1800 block. | A positive use determination for 100% of the new S-1300 sump. | 2006-01-30 | 182000 | 100
8084 | T1 | The Dow Chemical Company | The Dow Chemical Company | 2301 Brazosport Blvd | Freeport | TX | 77541 | Brazoria | CN600356976 | RN102692258 | Kruss BP2 bubble pressure tensiometer and a Kruss K9 Tensiometer located in the wastewater treatment plant. | A positive use determination for 100% of the Kruss bubble pressure tensiomenter and Kruss K9 tensiometer. | 2006-01-30 | 34500 | 100
8085 | T1 | The Dow Chemical Company | The Dow Chemical Company | 2301 Brazosport Blvd | Freeport | TX | 77541 | Brazoria | CN600356976 | RN102692258 | New piping and instrumentation from the HCCl absorber to the Flameless Thermal Oxidizer that destroys chlorinated VOCs. | A positive use determination for 100% of the new piping and instrumentation from the HCCL absorber to the thermal oxidizer. | 2006-01-30 | 170000 | 100
8086 | T1 | The Dow Chemical Company | The Dow Chemical Company | 2301 Brazosport Blvd | Freeport | TX | 77541 | Brazoria | CN600356976 | RN102692258 | Drainage piping connecting the north B-44 plant drains, and the oxide sump areas, to the collection sumps. | A positive use determination for 100% of the drainage piping from north B-44 plant drains and oxide pump areas to the collection sumps. | 2006-01-31 | 75000 | 100
8087 | T1 | The Dow Chemical Company | The Dow Chemical Company | 2301 Brazosport Blvd | Freeport | TX | 77541 | Brazoria | CN600356976 | RN102692258 | Potable Water Header Upgrade in Plant B. Installed approximately 3500 feet of new 6" 316L stainless steel potable water piping. | A positive use determination for 100% of the 3500 feet of stainless steel potable water piping in Plant B. | 2006-01-31 | 810000 | 100
8088 | T1 | The Dow Chemical Company | The Dow Chemical Company | 2301 Brazosport Blvd | Freeport | TX | 77541 | Brazoria | CN600356976 | RN102692258 | Project to install a flare pilot, high energy ignitor, and dual flame arrestors on the existing Propylene Oxide flare. | A positive use determination for 100% of the flare pilot, high energy ignitor, and dual flame arrestors on the existing Propylene Flare. | 2006-01-31 | 250000 | 100
8089 | T1 | The Dow Chemical Company | The Dow Chemical Company | 2301 Brazosport Blvd | Freeport | TX | 77541 | Brazoria | CN600356976 | RN102692258 | Two seal-less canned pumps, ChemPump Model GB-3K-1S, for the HAA Plant for T-1 Bottoms pump replacing single seal pumps. The installation includes piping and instrumentation. | A positive use determination for 100% of the two seal-less canned pumps in the HAA plant. | 2006-04-03 | 335000 | 100
8090 | T1 | The Dow Chemical Company | The Dow Chemical Company | 2301 Brazosport Blvd | Freeport | TX | 77541 | Brazoria | CN600356976 | RN102692258 | This project installed a second/spare recirculation pump on the B-2300 aqueous HCL storage tank Vent Scrubber. | A positive use determination for 100% of the recirculation pump on the B-2300 aqueous HCl storage tank vent scrubber. | 2006-01-31 | 75000 | 100
8091 | T1 | The Dow Chemical Company | The Dow Chemical Company | 2301 Brazosport Blvd | Freeport | TX | 77541 | Brazoria | CN600356976 | RN102692258 | New pipe to the sand filters for the metals removal unit of the waste water treatment plant. | A positive use determination for 100% of the new pipe to the sand filters for the metals removal unit of the waste water treatment plant. | 2006-01-31 | 575000 | 100
8092 | T1 | The Dow Chemical Company | The Dow Chemical Company | 2301 Brazosport Blvd | Freeport | TX | 77541 | Brazoria | CN600356976 | RN102692258 | Scrubber and associated piping system to control chlorine emissions from Chlorine A Liquefaction Unit. | A positive use determination for 100% of the scrubber system for Chlorine A Liquefaction Unit. | 2006-02-01 | 450000 | 100
8093 | T1 | The Dow Chemical Company | The Dow Chemical Company | 2301 Brazosport Blvd | Freeport | TX | 77541 | Brazoria | CN600356976 | RN102692258 | Double mechanical seal and sealpot on P-541 to prevent seal leaks of process fluid to the containment sump in B-4414 Voranol Unit. | A positive use determination for 100% of the double mechanical seal and sealpot on pump P-541. | 2006-02-01 | 150000 | 100
8094 | T1 | The Dow Chemical Company | The Dow Chemical Company | 2301 Brazosport Blvd | Freeport | TX | 77541 | Brazoria | CN600356976 | RN102692258 | Project to upgrade the Trichlor Plant Pressure Relief System. Replaced rupture discs on eleven process tanks and added a pressure safety valve with a pressure transmitter downstream of each disc. | A positive use determination for 100% of the replacement of rupture disks and installation of pressure safety valves on eleven process tanks in the Trichlor Plant. | 2006-02-01 | 280000 | 100
8095 | T1 | The Dow Chemical Company | The Dow Chemical Company | 2301 Brazosport Blvd | Freeport | TX | 77541 | Brazoria | CN600356976 | RN102692258 | A HRVOC analyzer and housing unit was installed along with the new B68 Cooling Tower System. | A positive use determination of 100% for the HRVOC Analyzer and associated housing unit. | 2007-01-22 | 400000 | 100
8096 | T1 | The Dow Chemical Company | The Dow Chemical Company | 2301 Brazosport Blvd | Freeport | TX | 77541 | Brazoria | CN600356976 | RN102692258 | This project installed a new larger flare knockout pot (7ft x 20ft seam to seam horizontal stainless steel vessel) with appropriate instrumentation and new header piping between the knockout pot and the flare system. | A positive use determination of 100%for the flare knockout pot and the improvements which were made. | 2007-01-22 | 1400000 | 100
8097 | T1 | The Dow Chemical Company | The Dow Chemical Company | 2301 Brazosport Blvd | Freeport | TX | 77541 | Brazoria | CN600356976 | RN102692258 | Oyster Creek Flooding Project: New pump station which includes two 30,000 gpm electric pumps and a 20,000 gpm diesel pump for spare and hurricane conditions. The project also made miscellaneous grading and drainage improvements. | A positive use determination of 100% for the new pump station and the miscellaneous grading and drainage improvements. | 2007-01-22 | 3200000 | 100
8098 | T1 | The Dow Chemical Company | The Dow Chemical Company | 2301 Brazosport Blvd | Freeport | TX | 77541 | Brazoria | CN600356976 | RN102692258 | Constructed a RCRA permitted container staging area for truck containers within the B3300 block. The area is curbed and sloped to drain to existing sump S-401. The slab is 110" by 60" and has an epoxy lining. | A positive use determination of 100% for the Container Storage Area. | 2007-01-22 | 200000 | 100
8099 | T1 | The Dow Chemical Company | The Dow Chemical Company | 2301 Brazosport Blvd | Freeport | TX | 77541 | Brazoria | CN600356976 | RN102692258 | 1. Installed multiple baghouses to contain process dust and plastic fines 2. Installed large impound basin designed to capture potential leaks from railcar unloading facility or the raw material storage tank. 3. Upgraded the capped surface of the landfill from natural vegetation to asphalt with an engineered substrate (approx 80,000 sqft). 4. Installed tank overfill protection instrumentation on raw material receiving tank. | A positive use determination of 100% for the multiple baghouses installed to contain process dust and plastic fines; the large impound basin designed to capture potential leaks from railcar unloading facility or the raw material storage tank; the upgrade to the capped surface of the landfill from natural vegetation to asphalt with an engineered substrate (approx 80,000 sqft); and the tank overfill protection instrumentation on raw material receiving tank. | 2007-01-22 | 1450000 | 100
8100 | T1 | The Dow Chemical Company | The Dow Chemical Company | 2301 Brazosport Blvd | Freeport | TX | 77541 | Brazoria | CN600356976 | RN102692258 | A new dike and trench system was installed around the V-950C epichlorohydrin storage tank. | A positive use determination of 100% for the new dike and trench system installed around the V-950C epichlorohydrin storage tank. | 2007-01-22 | 60000 | 100
8101 | T1 | The Dow Chemical Company | The Dow Chemical Company | 2301 Brazosport Blvd | Freeport | TX | 77541 | Brazoria | CN600356976 | RN102692258 | Installed piping and instrumentation to route working and breathing losses from the perchloroethylene storage tanks to the Throx. | A positive use determination of 100% for the piping and instrumentation installed to route working and breathing losses from the perchloroethylene storage tanks to the THROX. | 2007-01-22 | 345000 | 100
8102 | T1 | The Dow Chemical Company | The Dow Chemical Company | 2301 Brazosport Blvd | Freeport | TX | 77541 | Brazoria | CN600356976 | RN102692258 | Installed a new condensate collection system at Chlor-Pyridines production unit. A new six inch main collection header with valves and collection points, a new south four inch header, a large collection vessel, two pumps and associated instrumentation. | A positive use determination of 100% for the new condensate collection system. | 2007-01-22 | 1150000 | 100
8103 | T1 | The Dow Chemical Company | The Dow Chemical Company | 2301 Brazosport Blvd | Freeport | TX | 77541 | Brazoria | CN600356976 | RN102692258 | Designed and purchased a portable flare. | A positive use determination of 100% for the project to design and purchase a portable flare. | 2007-01-22 | 210000 | 100
8104 | T1 | The Dow Chemical Company | The Dow Chemical Company | 2301 Brazosport Blvd | Freeport | TX | 77541 | Brazoria | CN600356976 | RN102692258 | Installed a concrete slab and trench system around the B19 rail car loading stations. System includes 4 rail car spill collection pans, trench, and concrete pad. | A positive use determination of 100% for the concrete slab and trench system installed around the B19 rail car loading stations. | 2007-01-22 | 412000 | 100
8105 | T1 | The Dow Chemical Company | The Dow Chemical Company | 2301 Brazosport Blvd | Freeport | TX | 77541 | Brazoria | CN600356976 | RN102692258 | Project to provide a dedicated vent for the phosgene compressor seal oil console to the Thermal Treating Unit. Property includes: KO drum, Pump, and Piping to the Flare. | A positive use determination of 100% for the KO drum, Pump, and Piping to the Flare. | 2007-01-22 | 500000 | 100
8106 | T1 | The Dow Chemical Company | The Dow Chemical Company | 2301 Brazosport Blvd | Freeport | TX | 77541 | Brazoria | CN600356976 | RN102692258 | Project to install a new flare header system. Property includes: new piping, new racks and some new additional control systems. | A positive use determination of 100% for the new Flare Header System. | 2007-01-22 | 5500000 | 100
8107 | T1 | Gulf Reduction Company | Gulf Reduction Corporation | 6020 Navigation | Houston | TX | 77001 | Harris | CN600315832 | RN102547064 | The following property: added gutters and down spouts, added 240' concrete swale and a catch basin, installed a baghouse, installed hoods & ductwork for the melting pots, installed a cyclone air system, and installed more hoods & ductwork. | A positive use determination of 100% for the Stormwater Collection System Improvements, Baghouse, Hoods & Ductwork, Cyclone Air System, and Hoods & Ductwork. | 2005-02-10 | 137762 | 100
8108 | T1 | Septon Company Of America | Septon Company Of America | 11414 Choate Rd | Pasadena | TX | 77507 | Harris | CN600375026 | RN100666916 | 1. Regenerative thermal oxidizer. 2. Control valves for nitrogen purge equipment for flare. 3. Dopac sample systems. 4. Conservation vents on API tanks. 5. Flare camera. 6. Connections for clearing equipment for flare purge. 7. Oxygen monitor in flare header. 8. Recycle condensate line from reactors to condensate collection tank. 9. pH control system on cooling tower. 10. Backup pumps for waste water system. 11. Coating on concrete pad in acid addition area. 12. Piping and filter modifications to waste water concentration unit. 13. Dripless connectors for tank truck loading/unloading area. | A positive use determination for 100% of the 13 property items listed above. | 2005-02-11 | 1701369 | 100
8109 | T1 | Texas Genco II LP | Cedar Bayou | 7705 Old West Bay Rd | Baytown | TX | 77520 | Chambers | CN603919200 | RN100825371 | Asbestos abatement and associated equipment for removal of asbestos throughout the facility. Includes asbestos removal, HEPA vacuum equipment, negative air pressure enclosures, glove bags, personal protective equipment, decontamination facilities, testing, and disposal. | A positive use determination for 100% of the asbestos abatement and associated equipment. | 2005-02-11 | 92968 | 100
8110 | T1 | Texas Genco Ii LP | S R Berton | 2018 Miller Cut-Off | Deer Park | TX | 77536 | Harris | CN602755415 | RN100825389 | Asbestos abatement and associated equipment for removal of asbestos throughout the facility. Includes asbestos removal, HEPA vacuum equipment, negative air pressure enclosures, glove bags, personal protective equipment, decontamination facilities, testing, and disposal. | A positive use determination for 100% of the asbestos abatement and associated equipment. | 2005-02-11 | 17826 | 100
8111 | T1 | Texas Genco Ii LP | Ho Clarke | 2045 South Main | Houston | TX | 77045 | Harris | CN602755415 | RN100542653 | Asbestos abatement and associated equipment for removal of asbestos throughout the facility. Includes asbestos removal, HEPA vacuum equipment, negative air pressure enclosures, glove bags, personal protective equipment, decontamination facilities, testing, and disposal. | A positive use determination for 100% of the asbestos abatement and associated equipment. | 2005-02-11 | 7111 | 100
8112 | T1 | Texas Genco Ii LP | Greens Bayou | 12070 Beaumont Hwy | Houston | TX | 77049 | Harris | CN602755415 | RN100542851 | Asbestos abatement and associated equipment for removal of asbestos throughout the facility. Includes asbestos removal, HEPA vacuum equipment, negative air pressure enclosures, glove bags, personal protective equipment, decontamination facilities, testing, and disposal. | A positive use determination for 100% of the asbestos abatement and associated equipment. | 2005-02-11 | 33141 | 100
8113 | T1 | Texas Genco Ii LP | TH Wharton | 16301 Sh 249 | Houston | TX | 77064 | Harris | CN602755415 | RN100542885 | Asbestos abatement and associated equipment for removal of asbestos throughout the facility. Includes asbestos removal, HEPA vacuum equipment, negative air pressure enclosures, glove bags, personal protective equipment, decontamination facilities, testing, and disposal. | A positive use determination for 100% of the asbestos abatement and associated equipment. | 2005-02-11 | 55020 | 100
8114 | T1 | Texas Genco Ii LP | Webster | 19301 Galveston Rd | Webster | TX | 77598 | Harris | CN602755415 | RN100542992 | Asbestos abatement and associated equipment for removal of asbestos throughout the facility. Includes asbestos removal, HEPA vacuum equipment, negative air pressure enclosures, glove bags, personal protective equipment, decontamination facilities, testing, and disposal. | A positive use determination for 100% of the asbestos abatement and associated equipment. | 2005-02-11 | 7871 | 100
8115 | T1 | Texas Genco Ii LP | W A Parish | 2500 Y U Jones Rd | Thompsons | TX | 77481 | Fort Bend | CN602755415 | RN100888312 | Sonic Horn additions for U6 Selective Catalytic Reduction Unit. | A positive use determination for 100% of the sonic horn additions for U6 SCR. | 2005-02-11 | 247351 | 100
8116 | T1 | Texas Genco Ii LP | W A Parish | 2500 Y U Jones Rd | Thompsons | TX | 77481 | Fort Bend | CN602755415 | RN100888312 | Ash Systems Separation for Units 5 & 6 Economizer and SCR | A positive use determination for the ash systems separation for units 5 & 6 economizer and SCR. | 2005-02-11 | 492543 | 100
8117 | T1 | Texas Genco Ii LP | Limestone | Route 1, Box 85 | Jewett | TX | 75846 | Limestone | CN601459837 | RN104644828 | Replace Bottom Ash Pipe in Units 1 & 2 | A positive use determination for 100% of the bottom ash pipe in Units 1 & 2. | 2005-02-11 | 432686 | 100
8118 | T1 | Texas Genco Ii LP | Limestone | Route 1, Box 85 | Jewett | TX | 75846 | Limestone | CN601459837 | RN104644828 | Replace Fly Ash Pipe between economizer and precipitator hoppers to the fly ash silos. | A positive use determination for 100% of the fly ash pipe between the economizer and precipitator hoppers to fly ash silos. | 2005-02-11 | 44288 | 100
8119 | T1 | Texas Genco Ii LP | Limestone | Route 1, Box 85 | Jewett | TX | 75846 | Limestone | CN601459837 | RN104644828 | Replace Pulverizer Vane Wheel Assemblies on Units 1 & 2. | Returned for failure to respond to a deficiency letter. | 2005-04-21 | 99457 | 100
8120 | T1 | Texas Genco Ii LP | Limestone | Route 1, Box 85 | Jewett | TX | 75846 | Limestone | CN601459837 | RN104644828 | Vacuum Truck. | A positive use determination for 100% of a vacuum truck. | 2005-02-11 | 218654 | 100
8121 | T1 | Texas Genco Ii LP | Limestone | Route 1, Box 85 | Jewett | TX | 75846 | Limestone | CN601459837 | RN104644828 | Class II Landfill Cell Liner/Cell Closure in cells 9C and 10A. | A positive use determination for 100% of the landfill cell liner and closure in cells 9C and 10A. | 2005-02-11 | 171004 | 100
8122 | T1 | Texas Genco Ii LP | Limestone | Route 1, Box 85 | Jewett | TX | 75846 | Limestone | CN601459837 | RN104644828 | Cell 9C French Drain & Sump. | A positive use determination for 100% of cell 9C French drain and sump. | 2005-02-11 | 68261 | 100
8123 | T1 | Texas Genco Ii LP | Limestone | Route 1, Box 85 | Jewett | TX | 75846 | Limestone | CN601459837 | RN104644828 | Replace Flue Gas Desulfurization Pipe. | A positive use determination for 100% of the FGD pipe replacement. | 2005-02-11 | 35631 | 100
8124 | T1 | Rhodia Inc | Rhodia Inc | 6213 Hwy #332 E | Freeport | TX | 77541 | Brazoria | CN600125330 | RN103898052 | 3 Area Monitors for HDI. | A positive use determination for 100% of 3 area monitors for HDI. | 2005-02-14 | 8519 | 100
8125 | T1 | Rhodia Inc | Rhodia Inc | 6213 Hwy #332 E | Freeport | TX | 77541 | Brazoria | CN600125330 | RN103898052 | Coen Low NOx Burner and Coen Inlet Fan Damper installed on 30,000 lb/hr package boiler. | A positive use determination for 100% of low NOx burners and inlet damper fan on package boiler. | 2005-02-14 | 107692 | 100
8126 | T1 | Rhodia Inc | Rhodia Inc | 6213 Hwy #332 E | Freeport | TX | 77541 | Brazoria | CN600125330 | RN103898052 | Rupture Discs with Flow Indicators and Alarms installed on eight relief valves. Revised piping on one relief valve to aid gas disposal on one vessel. | A positive use determination for 100% of rupture disks, flow indicators, and alarms on 8 relief valves and for revised piping for a relief valve on one vessel. | 2005-02-14 | 17887 | 100
8127 | T1 | Rhodia Inc | Rhodia Inc | 6213 Hwy #332 E | Freeport | TX | 77541 | Brazoria | CN600125330 | RN103898052 | Replace seals on agitators for HDI reactor, and wiped film evaporators (LUWA 1 and 2). Replace seals on pump on flash vacuum pump booster. | A positive use determination for 100% of the seal replacements listed above. | 2005-02-14 | 107751 | 100
8128 | T1 | Rhodia Inc | Rhodia Inc | 6213 Hwy #332 E | Freeport | TX | 77541 | Brazoria | CN600125330 | RN103898052 | Replace vent collection headers to incinerator. | A positive use determination for 100% of the vent collection header replacement project. | 2005-02-14 | 42286 | 100
8129 | T1 | Rhodia Inc | Rhodia Inc | 6213 Hwy #332 E | Freeport | TX | 77541 | Brazoria | CN600125330 | RN103898052 | Instrumentation and automation of chlorination system for potable water and replace 2 sections of potable water line. | A positive use determination for 100% of instrumentation and automation of chlorination system for potable water and replacement of 2 sections of 3-inch potable water pipeline. | 2005-02-14 | 82854 | 100
8130 | T1 | Rhodia Inc | Rhodia Inc | 6213 Hwy #332 E | Freeport | TX | 77541 | Brazoria | CN600125330 | RN103898052 | Level Indicators for vessels A3C2291, A3II313, and A3II314. | A positive use determination for 100% of level Indicators for vessels A3C2291, A3II313, and A3II314. | 2005-02-14 | 18041 | 100
8131 | T1 | Rhodia Inc | Rhodia Inc | 6213 Hwy #332 E | Freeport | TX | 77541 | Brazoria | CN600125330 | RN103898052 | Surface and Process Waste Water Systems: 1. Replace 2 sections of 12-inch line from storm water pond to waste water pond. 2. Replace 12-inch pipe from final pond to waste water canal. 3. Replace grating on sump at A3P2205. 4. Install handrail & electrical at wastewater ponds. | A positive use determination for 100% of the repairs to the surface and process waste water systems listed above. | 2005-02-14 | 273359 | 100
8132 | T1 | Rhodia Inc | Rhodia Inc | 6213 Hwy #332 E | Freeport | TX | 77541 | Brazoria | CN600125330 | RN103898052 | Diked Storage Areas Secondary Containment: Install misc. concrete dikes & slabs. Install chemically resistant coating in nitric and hydrogen peroxide areas. | A positive use determination for 100% of the diked storage areas secondary containment project. | 2005-02-14 | 104395 | 100
8133 | T1 | Rhodia Inc | Rhodia Inc | 8615 Manchester St | Houston | TX | 77012 | Harris | CN600125330 | RN100220581 | Four portable monitors for multigas analysis: sulfur dioxide, sulfur trioxide, hydrocarbons, and hazardous wastes. | A positive use determination for 100% of 4 portable monitors for multigas analysis. | 2005-02-14 | 17268 | 100
8134 | T1 | Rhodia Inc | Rhodia Inc | 8615 Manchester St | Houston | TX | 77012 | Harris | CN600125330 | RN100220581 | Replace mixer seal on Tank H1 with double mechanical seal. | A positive use determination for the double mechanical mixer seal on Tank H1. | 2005-02-14 | 15854 | 100
8135 | T1 | Rhodia Inc | Rhodia Inc | 8615 Manchester St | Houston | TX | 77012 | Harris | CN600125330 | RN100220581 | No. 8 Sulfuric Acid Exhaust Stack Repairs: Replace guy wires and ductwork into the stack. | A positive use determination for 100% of the No. 8 sulfuric acid stack repairs. | 2005-02-14 | 379027 | 100
8136 | T1 | Rhodia Inc | Rhodia Inc | 8615 Manchester St | Houston | TX | 77012 | Harris | CN600125330 | RN100220581 | Install saw tooth lead electrodes in the #2 electrostatic precipitator. | A positive use determination for 100% of the new electrodes in #2 ESP. | 2005-02-15 | 19142 | 100
8137 | T1 | Rhodia Inc | Rhodia Inc | 8615 Manchester St | Houston | TX | 77012 | Harris | CN600125330 | RN100220581 | Fume and mist scrubber upgrades: Replace caustic pipeline to caustic scrubber at Regen 2 and replace suction fan for oleum barge vent scrubber at dock. | A positive use determination for 100% of the fume and mist scrubber upgrades described above. | 2005-02-15 | 57587 | 100
8138 | T1 | Rhodia Inc | Rhodia Inc | 8615 Manchester St | Houston | TX | 77012 | Harris | CN600125330 | RN100220581 | Valves and Instrumentation for spent acid unloading at Track 5/6. | A positive use determination for 100% of valves and instrumentation for spent acid unloading at Track 5/6. | 2005-02-15 | 139438 | 100
8139 | T1 | Rhodia Inc | Rhodia Inc | 8615 Manchester St | Houston | TX | 77012 | Harris | CN600125330 | RN100220581 | Nitrogen regulators on Tanks F2 and F3 and deep lines on Tank 49. | A positive use determination for 100% of the nitrogen regulators on Tanks F2 and F3 and deep lines on Tank 49. | 2005-02-15 | 101919 | 100
8140 | T1 | Rhodia Inc | Rhodia Inc | 8615 Manchester St | Houston | TX | 77012 | Harris | CN600125330 | RN100220581 | Potable Water System. | A positive use determination for 100% of the potable water system. | 2005-02-15 | 411274 | 100
8141 | T1 | Rhodia Inc | Rhodia Inc | 8615 Manchester St | Houston | TX | 77012 | Harris | CN600125330 | RN100220581 | Concrete curbs installed around two transformers for leak containment. | A positive use determination for 100% of concrete curbs installed around two transformers. | 2005-02-15 | 15941 | 100
8142 | T1 | Rhodia Inc | Rhodia Inc | 8615 Manchester St | Houston | TX | 77012 | Harris | CN600125330 | RN100220581 | Tank Level Indicators: Tanks 2, 10-12, 14, 15, 18, 23-25, 31, 32, 44, 48, 49, 55, 56, 70-72, 76-78, S1, S2. High Level Alarms: Tanks 2, 10-12, 14, 18, 24, 25, 31, 32, 70, 76, H1, H2. | A positive use determination for 100% of the tank level indicators and alarms listed above. | 2005-02-15 | 239643 | 100
8143 | T1 | Rhodia Inc | Rhodia Inc | 8615 Manchester St | Houston | TX | 77012 | Harris | CN600125330 | RN100220581 | Modifications to surface and process waste water collection and neutralization system: 1. New drainage trench at sulfur tank. 2. Rework final pond wall. 3. New drainage trench at Regen 2 crib wall. 4. New acid proof coating surface at truck loading area. 5. New bleach tank at final pond. 6. New platform at plant effluent outfall. | A positive use determination for 100% of modifications to surface and process waste water collection and neutralization system listed above. | 2005-02-15 | 90658 | 100
8144 | T1 | Rhodia Inc | Rhodia Inc | 8615 Manchester St | Houston | TX | 77012 | Harris | CN600125330 | RN100220581 | Improvements to the Advanced Water Treatment process: 1. Power unit on East Sperry Filter Press. 2. Access platform from Tank 13 to Tank 14. 3. Storage tank for ferric chloride. | A positive use determination for 100% of improvements to the advanced water treatment process as listed above. | 2005-02-15 | 20498 | 100
8145 | T1 | Rhodia Inc | Rhodia Inc | 8615 Manchester St | Houston | TX | 77012 | Harris | CN600125330 | RN100220581 | Laboratory instruments: TOC analyzer, Axial Vista ICP with accessories, and spectrophotometer. | A positive use determination for 100% of the laboratory instruments listed above. | 2005-02-16 | 162961 | 100
8146 | T1 | Rhodia Inc | Rhodia Inc | 8615 Manchester St | Houston | TX | 77012 | Harris | CN600125330 | RN100220581 | Replace plastic lining with scrim reinforced Novalac in the following hazardous waste diked containment areas: Tanks F2 & F3, and TUB 1. | A positive use determination for 100% of the Novalac lining in diked areas for Tanks F2 & F3 and TUB 1. | 2005-02-16 | 23073 | 100
8147 | T1 | Rhodia Inc | Rhodia Inc | 3439 Park St | Baytown | TX | 77520 | Harris | CN600125330 | RN100211317 | Booster pump for electrostatic precipitator tube sprays. | A positive use determination for 100% of the ESP booster pump. | 2005-02-16 | 2114 | 100
8148 | T1 | Rhodia Inc | Rhodia Inc | 3439 Park St | Baytown | TX | 77520 | Harris | CN600125330 | RN100211317 | 2 Ambient monitors: H2S in furnace area and SO2 in motor control center building. | A positive use determination for 100% of 2 ambient monitors for H2S and SO2. | 2005-02-16 | 8175 | 100
8149 | T1 | Rhodia Inc | Rhodia Inc | 3439 Park St | Baytown | TX | 77520 | Harris | CN600125330 | RN100211317 | Pressure vacuum relief valve on acid storage tank 905. | A positive use determination for 100% of the pressure vacuum relief valve on acid storage tank 905. | 2005-02-16 | 5539 | 100
8150 | T1 | Rhodia Inc | Rhodia Inc | 3439 Park St | Baytown | TX | 77520 | Harris | CN600125330 | RN100211317 | Butterfly valve at the converter fan discharge and auto shut-off valve in spent acid tank car unloading lines. | A positive use determination for 100% of the butterfly valve and auto shut-off valve. | 2005-02-16 | 14243 | 100
8151 | T1 | Rhodia Inc | Rhodia Inc | 3439 Park St | Baytown | TX | 77520 | Harris | CN600125330 | RN100211317 | Portable fume air cleaner for welding. | A positive use determination for 100% of the portable fume air cleaner. | 2005-02-16 | 4743 | 100
8152 | T1 | Rhodia Inc | Rhodia Inc | 3439 Park St | Baytown | TX | 77520 | Harris | CN600125330 | RN100211317 | Back flow device for deep well and potable water chlorination system. | A positive use determination for 100% of the back flow device and chlorination system. | 2005-02-16 | 21510 | 100
8153 | T1 | Rhodia Inc | Rhodia Inc | 3439 Park St | Baytown | TX | 77520 | Harris | CN600125330 | RN100211317 | Concrete slab for chemical storage spill control. | A positive use determination for 100% of a concrete slab around a chemical storage building. | 2005-02-16 | 8443 | 100
8154 | T1 | Rhodia Inc | Rhodia Inc | 3439 Park St | Baytown | TX | 77520 | Harris | CN600125330 | RN100211317 | Level and other protective instrumentation on tanks: 1. Ultrasonic level indicator on Tanks 6, 9, 10, 12, & 16. 2. Radar level indicators on Spent Acid Tanks 7, 8, & 17. 3. Level transmitters on Tanks 7, 8, & 9. 4. Temperature, pressure, level, and high level instruments on Tank 905. | A positive use determination for 100% of level and other protective instruments as listed above. | 2005-02-16 | 138563 | 100
8155 | T1 | Rhodia Inc | Rhodia Inc | 3439 Park St | Baytown | TX | 77520 | Harris | CN600125330 | RN100211317 | Process and sanitary sewer upgrade project: 1. High level alarm on exit sewer pit. 2.Drainage trench from pump tank to collecting pit. 3. Repair the collecting pit. 4. Brick line the collecting pit. 5. Upgrade the sanitary sewer. | A positive use determination for 100% of the process and sanitary sewer upgrade project. | 2005-02-16 | 180923 | 100
8156 | T1 | Gulf Coast Waste Disposal Authority | Washburn Tunnel Facility | 1002 N Richey St | Pasadena | TX | 77506 | Harris | CN600126163 | RN100219500 | Project to modify and install piping, headers, and manifolds to segregate the incoming waste water stream containing sulfates from other incoming waste water streams. | A positive use determination of 100% for the project to modify and install piping, headers, and manifolds to segregate the incoming waste water stream containing sulfates from other incoming waste water streams. | 2005-02-11 | 1000000 | 100
8157 | T1 | Occidental Permian Ltd | Occidental Slaughter Gas Plant | 4 Mi W of Sundown On 301 | Sundown | TX | 79372 | Hockley | CN600755086 | RN104650049 | Installed a Aqua-Scrub HP-Series HP1020 Carbon Absorption System. | A positive use determination of 100% for the project to installed a Aqua-Scrub HP-Series HP1020 Carbon Absorption System. | 2005-02-11 | 200000 | 100
8158 | T1 | Intercontinental Terminals Company | Intercontinental Terminals | 1943 Battleground Rd | Deer Park | TX | 77536 | Harris | CN601470222 | RN100210806 | Installed internal floating roofs with double seals. Constructed secondary containment dike. Installed storm water segregation property. | A positive use determination of 100% for the internal floating roofs with secondary seals, the stormwater control systems, the wastewater/chemical drainage systems, and the secondary containment structures. | 2005-02-10 | 1752000 | 100
8159 | T1 | Praxair Inc | Praxair - Hydrogen Facility | 2100 Houston Ave | Port Arthur | TX | 77641 | Jefferson | Insufficent Information | Insufficent Information | Installed the following: Selective Catalytic Reduction System. Low NOx Burners. Hydrogen Flare. | A positive use determination of 100% for the Selective Catalytic Reduction System, the Low NOx Burners and the Hydrogen Flare. | 2005-02-11 | 5747000 | 100
8160 | T1 | Praxair Inc | Praxair Hydrogen Units 1 & 3 | Gate 16 1720 Grant Ave | Texas City | TX | 77590 | Galveston | CN600130645 | RN102338100 | Installed the following: Selective Catalytic Reduction Systems. Low NOx Burners. | A positive use determination of 100% for the Selective Catalytic Reduction Systems and the Low NOx Burners. | 2005-02-11 | 5310000 | 100
8161 | T1 | La Gloria Oil & Gas Company | La Gloria Oil & Gas Refinery | 1125 Mcmurrey Dr | Tyler | TX | 75702 | Smith | CN602831232 | RN100222512 | Purchased sulfur analyzers for gasoline and diesel and a diesel lubricity analyzer. | A negative determination for the analyzers. This equipment is not considered to be pollution control property. The purpose of these analyzers is to ensure that product meets specifications. | 2005-02-11 | 140000
8162 | T1 | La Gloria Oil & Gas Company | La Gloria Oil & Gas Refinery | 1125 Mcmurrey Dr | Tyler | TX | 75702 | Smith | CN602831232 | RN100222512 | Installed a Flame System Purge Gas Scrubber and H2S Analyzers. | A positive use determination of 100% for the five H2S monitors, the caustic scrubber and the necessary piping. | 2005-02-11 | 700000 | 100
8163 | T1 | La Gloria Oil & Gas Company | La Gloria Oil & Gas Refinery | 1125 Mcmurrey Dr | Tyler | TX | 75702 | Smith | CN602831232 | RN100222512 | Purchased adjacent property in order to install a groundwater recovery system. | A negative determination. The purchase of this land is not considered to be a pollution control activity. The groundwater recovery/treatment equipment is the pollution control property. | 2005-02-11 | 100000 | 100
8164 | T1 | Agrium Us Inc | Borger Nitrogen Operations | 9201 Farm Road 1551 | Borger | TX | 79007 | Hutchinson | CN600128227 | RN101865715 | Upgraded a continuous emissions monitoring system. | A positive use determination of 100% for the project to upgrade the continuous emission monitoring system. | 2005-02-11 | 28668 | 100
8165 | T1 | Fluids Management | Fluids Management - El Campo | 2402 Highway 59 S | El Campo | TX | 77437 | Wharton | CN601739543 | RN101777787 | The following items: tank farm caliche barrier wall, caliche berm surrounding pole barn, staged spill kits, tight fill fittings, drum/tote spill containers, automatic shut off valves for diesel tank, and storm water segregation tank. | A positive use determination of 100% for the tank farm caliche barrier wall, caliche berm surrounding pole barn, staged spill kits, tight fill fittings, drum/tote spill containers, automatic shut off valves for diesel tank, and storm water segregation tank. | 2005-02-11 | 38982 | 100
8166 | T1 | Fluids Management | Fluids Management - Laredo | Hwy 359 S | Laredo | TX | 78043 | Webb | CN601739543 | RN103218434 | The following items: tank farm caliche barrier wall, staged spill kits, tight fill fittings, drum/tote spill containers, automatic shut off valves for diesel tank, and storm water segregation tank. | A positive use determination of 100% for the tank farm caliche barrier wall, staged spill kits, tight fill fittings, drum/tote spill containers, automatic shut off valves for diesel tank, and storm water segregation tank. | 2005-02-11 | 26910 | 100
8167 | T1 | Fluids Management | Fluids Management - Sour Lake | 14438 Hwy 326 | Kountze | TX | 77625 | Hardin | CN603113606 | RN104208111 | The following items: tank farm bermuda caliche barrier wall, staged spill kits, tight fill fittings, storm water segregation, automatic shut-off valves for Diesel Tank, and drum/tote spill containers. | A positive use determination of 100% for the tank farm bermuda caliche barrier wall, staged spill kits, tight fill fittings, storm water segregation, automatic shut-off valves for Diesel Tank, and drum/tote spill containers. | 2005-02-11 | 26910 | 100
8168 | T1 | Fluids Management | Fluids Management - San Ygnacio | 801 E FM 3169 | San Ygnacio | TX | 78067 | Zapata | CN601739543 | RN104523477 | The following items: tank farm foundation and caliche barrier wall, staged spill kits, tight fill fittings, liners under ASTs, material storage caliche barrier wall, automatic shut-off valves for Diesel Tank, and drum/tote spill containers. | A positive use determination of 100% for the tank farm foundation and caliche barrier wall, staged spill kits, tight fill fittings, liners under ASTs, material storage caliche barrier wall, automatic shut-off valves for Diesel Tank, and drum/tote spill containers. | 2005-02-11 | 10336 | 100
8169 | T1 | Texas Genco LP & AEP Texas Central Co | South Texas Project | 8 M W On FM 521 | Wadsworth | TX | 77483 | Matagorda | CN600276653 | RN102395654 | NC Basin Effluent Piping Replacement: Replacement and material upgrade of non-radioactive chemical waste water treatment system discharge piping. | A positive use determination of 100% for the NC Basin Effluent Piping Replacement project. | 2005-02-11 | 216291 | 100
8170 | T1 | Texas Genco LP & AEP Texas Central Co | South Texas Project | 8 M W On FM 521 | Wadsworth | TX | 77483 | Matagorda | CN600276653 | RN102395654 | Waste Storage Containers: Construction of storage containers for interim onsite storage of low-level radioactive waste. | A positive use determination of 100% for the Waste Storage Containers. | 2005-02-11 | 95859 | 100
8171 | T1 | BP Products North America Inc | BP Products - Texas City Refinery | 2401 5th Avenue South | Texas City | TX | 77592 | Galveston | CN600866800 | RN102324829 | 13 new Continuous Emission Monitoring Systems were installed and one existing CEMS was relocated. | A positive use determination of 100% for the project to install 13 new Continuous Emission Monitoring Systems and to relocate one existing CEMS. | 2005-02-11 | 3500000 | 100
8172 | T1 | BP Products North America Inc | BP Products - Texas City Refinery | 2401 5th Avenue South | Texas City | TX | 77592 | Galveston | CN600866800 | RN102324829 | Installation of flow meters and analyzers to monitor total strippable VOCs @ each cooling tower. | A positive use determination of 100% for the project to install flow meters and analyzers. | 2005-02-11 | 5700000 | 100
8173 | T1 | BP Products North America Inc | BP Products - Texas City Refinery | 2401 5th Avenue South | Texas City | TX | 77592 | Galveston | CN600866800 | RN102324829 | Installation of continuous flow meters and on-line analyzers. | A positive use determination of 100% for the project to install continuous flow meters and analyzers. | 2005-02-11 | 10000000 | 100
8174 | T1 | BP Products North America Inc | BP Products - Texas City Refinery | 2401 5th Avenue South | Texas City | TX | 77592 | Galveston | CN600866800 | RN102324829 | Installed upgraded selected rotating pump and compressor seals. | A positive use determination of 100% for the project to upgrade selected rotating pump and compressors.. | 2005-02-11 | 3000000 | 100
8175 | T1 | BP Products North America Inc | BP Products - Texas City Refinery | 2401 5th Avenue South | Texas City | TX | 77592 | Galveston | CN600866800 | RN102324829 | Installation of a low temperature selective catalytic reduction unit on the GTG-410 gas turbine at Power Station #4. | A positive use determination of 100% for the project to install the low temperature selective catalytic reduction unit. | 2005-02-11 | 6000000 | 100
8176 | T1 | BP Products North America Inc | BP Products - Texas City Refinery | 2401 5th Avenue South | Texas City | TX | 77592 | Galveston | CN600866800 | RN102324829 | Converted 15 tanks from external floating roofs to internal floating roofs. | A positive use determination of 100% for the project to convert the 15 tanks from external floating roofs to internal floating roofs. | 2005-02-11 | 4000000 | 100
8177 | T1 | BP Products North America Inc | BP Products - Texas City Refinery | 2401 5th Avenue South | Texas City | TX | 77592 | Galveston | CN600866800 | RN102324829 | Installed Low NOx burners on the 305-B heater at the UU3 unit. | A positive use determination of 100% for the project to install Low NOx burners on the 305-B heater at the UU3 unit. | 2005-02-11 | 4800000 | 100
8178 | T1 | BP Products North America Inc | BP Products - Texas City Refinery | 2401 5th Avenue South | Texas City | TX | 77592 | Galveston | CN600866800 | RN102324829 | Installed equipment needed to caustic-scrub HCl emissions. | A positive use determination of 100% for the project to install equipment needed to caustic-scrub HCl emissions at the UU3 and UU4 units. | 2005-02-11 | 4400000 | 100
8179 | T1 | BP Products North America Inc | BP Products - Texas City Refinery | 2401 5th Avenue South | Texas City | TX | 77592 | Galveston | CN600866800 | RN102324829 | Installed a wet gas SOx scrubber on the regeneration vent stream at the FCU3 Unit. | A positive use determination of 100% for the project to install a wet gas SOx scrubber on the regeneration vent stream at the FCU3 Unit. | 2005-02-11 | 71200000 | 100
8180 | T1 | BP Products North America Inc | BP Products - Texas City Refinery | 2401 5th Avenue South | Texas City | TX | 77592 | Galveston | CN600866800 | RN102324829 | Installed a very large electrical motor on an existing Ultracracker recycle compressor, replacing an existing gas turbine drive. | A positive use determination of 35% for the electric motor installed on the Ultracracker recycle compressor. | 2005-04-08 | 8800000 | 100
8181 | T1 | BP Products North America Inc | BP Products - Texas City Refinery | 2401 5th Avenue South | Texas City | TX | 77592 | Galveston | CN600866800 | RN102324829 | Installed equipment to route sulfur pit emissions and truck loading emissions to closed systems. | A positive use determination of 100% for the project to install equipment to route sulfur pit emissions and truck loading emissions to closed systems. | 2005-02-11 | 1300000 | 100
8182 | T1 | El Paso Electric Company | El Paso Electric - Newman | 4900 Stan Roberts Sr Ave | El Paso | TX | 79934 | El Paso | CN600352819 | RN100211309 | Upgraded emission analyzers | A positive use determination of 100% for the project to upgrade emission analyzers | 2005-02-11 | 243012 | 100
8183 | T1 | Sonterra Office Park LP | Sonterra Office Park LP | 270 N Loop 1604 E | San Antonio | TX | 78232 | Bexar | CN601395890 | RN102739521 | Storm water segregation at the site. | A positive use determination of 100% for the land, paving/curbing, computer controlled filtration system, and the detention pond. | 2005-02-18 | 225791 | 100
8184 | T1 | Huntsman LLC | Huntsman Odessa Petrochemical | 2400 S Grandview Ave | Odessa | TX | 79766 | Ector | CN600132104 | RN101867554 | Hydrocarbon Liquid/Vapor Collection Piping | A positive use determination of 100% for the piping collection header. | 2005-02-11 | 8265 | 100
8185 | T1 | Huntsman LLC | Huntsman Odessa Petrochemical | 2400 S Grandview Ave | Odessa | TX | 79766 | Ector | CN600132104 | RN101867554 | Regenerative Thermal Oxidizer Vapor Emission Collection Piping | A positive use determination of 100% for the Regenerative Thermal Oxidizer and Vapor Emission Collection Piping. | 2005-02-11 | 1924079 | 100
8186 | T1 | Huntsman LLC | Huntsman Odessa Petrochemical | 2400 S Grandview Ave | Odessa | TX | 79766 | Ector | CN600132104 | RN101867554 | Concrete Secondary Containment around caustic storage tanks D5.0030 and D5.008 in waste water treatment area. | A positive use determination of 100% for the concrete secondary containment around caustic storage tanks D5.0030 and D5.008 in waste water treatment area. | 2005-02-11 | 24369 | 100
8187 | T1 | Huntsman LLC | Huntsman Odessa Petrochemical | 2400 S Grandview Ave | Odessa | TX | 79766 | Ector | CN600132104 | RN101867554 | Hydrocarbon Vapor Collection Piping | A positive use determination of 100% for the project to install a piping collection header to route hydrocarbon vapor emissions from relief devices in the Polyethylene Production Plant to the ME985 flare. | 2005-02-11 | 60595 | 100
8188 | T1 | Huntsman LLC | Huntsman Odessa Petrochemical | 2400 S Grandview Ave | Odessa | TX | 79766 | Ector | CN600132104 | RN101867554 | Replacement Seals System Collection Piping | A positive use determination of 100% for the project to retrofit the existing Polyethylene Plant compressors (C-101A&B, -161, -164, -165 A&B, -168, -301 A,B&C, -361 A&B, and -362) with new seal systems and install collection piping to route fugitive emissions to the flare. | 2005-02-11 | 257473 | 100
8189 | T1 | Huntsman LLC | Huntsman Odessa Petrochemical | 2400 S Grandview Ave | Odessa | TX | 79766 | Ector | CN600132104 | RN101867554 | Preplacement Pumps with buffer-type seals, Collection Piping | A positive use determination of 100% for the project to replace the existing modifier pumps (P-616 A&B and P-101B, E, F, G, H&J) with new pumps with new cylinder and buffer type seal design and the installation of collection piping to route fugitive emission to flare ME-985. | 2005-02-11 | 427453 | 100
8190 | T1 | Huntsman LLC | Huntsman Odessa Petrochemical | 2400 S Grandview Ave | Odessa | TX | 79766 | Ector | CN600132104 | RN101867554 | Low NOx Burners and CEMS | A positive use determination of 100% for the project to replace the existing burners on A & B boilers (D7.001 A & B) with low NOx burners and install continuous emission monitoring systems. | 2005-02-11 | 716760 | 100